## merged_prototype
Prototype | Climate Zone | Vintage | HVAC name | HVAC System Identifier | Net Cooling Capacity [W] | Fan Rated Electricity Rate [W] | Cooling Capacity (Tons) | Rated Fan Power (HP) | Conversion | Conversion Factor | Source
Asm | CZ01 | Existing | cAVVG | Main | 245748.54 | 47984.84 | 69.88 | 65.24 | 1 W = X Tons | 0.00028435 | https://www.unitconverters.net/power/watt-to-ton-refrigeration.htm
Asm | CZ02 | Existing | cAVVG | Main | 482507.31 | 52005.56 | 137.2 | 70.71 | 1 W = X HP | 0.0013596 | https://www.unitconverters.net/power/watts-to-hp.htm
Asm | CZ03 | Existing | cAVVG | Main | 399342.44 | 49819.74 | 113.55 | 67.74
Asm | CZ04 | Existing | cAVVG | Main | 555928.08 | 55012.13 | 158.08 | 74.8
Asm | CZ05 | Existing | cAVVG | Main | 382281.84 | 50763.21 | 108.7 | 69.02
Asm | CZ06 | Existing | cAVVG | Main | 382199.29 | 51837.13 | 108.68 | 70.48
Asm | CZ07 | Existing | cAVVG | Main | 408810.15 | 51916.97 | 116.24 | 70.59
Asm | CZ08 | Existing | cAVVG | Main | 500357.9 | 53669.22 | 142.27 | 72.97
Asm | CZ09 | Existing | cAVVG | Main | 520769.99 | 55396.31 | 148.08 | 75.32
Asm | CZ10 | Existing | cAVVG | Main | 563039.45 | 54307.36 | 160.1 | 73.84
Asm | CZ11 | Existing | cAVVG | Main | 594183.26 | 55508.41 | 168.95 | 75.47
Asm | CZ12 | Existing | cAVVG | Main | 555449.67 | 53459.11 | 157.94 | 72.68
Asm | CZ13 | Existing | cAVVG | Main | 584706.6 | 55459.21 | 166.26 | 75.4
Asm | CZ14 | Existing | cAVVG | Main | 542303.19 | 58617.27 | 154.2 | 79.7
Asm | CZ15 | Existing | cAVVG | Main | 669656.96 | 56767.55 | 190.41 | 77.18
Asm | CZ16 | Existing | cAVVG | Main | 368324.95 | 63061.83 | 104.73 | 85.74
Asm | CZ01 | Existing | cDXGF | Main | 310049.9 | 34877.98 | 88.16 | 47.42
Asm | CZ02 | Existing | cDXGF | Main | 454603.7 | 37724.58 | 129.26 | 51.29
Asm | CZ03 | Existing | cDXGF | Main | 379591.3 | 36130.52 | 107.93 | 49.12
Asm | CZ04 | Existing | cDXGF | Main | 513092.2 | 39895.43 | 145.9 | 54.24
Asm | CZ05 | Existing | cDXGF | Main | 384101.1 | 36806.49 | 109.22 | 50.04
Asm | CZ06 | Existing | cDXGF | Main | 390422 | 37667.46 | 111.01 | 51.21
Asm | CZ07 | Existing | cDXGF | Main | 405247.1 | 37724.77 | 115.23 | 51.29
Asm | CZ08 | Existing | cDXGF | Main | 488546.6 | 38919.89 | 138.92 | 52.92
Asm | CZ09 | Existing | cDXGF | Main | 514144.2 | 40172.5 | 146.19 | 54.62
Asm | CZ10 | Existing | cDXGF | Main | 514123.2 | 39360.71 | 146.19 | 53.52
Asm | CZ11 | Existing | cDXGF | Main | 526373.3 | 40280.9 | 149.67 | 54.77
Asm | CZ12 | Existing | cDXGF | Main | 499562.2 | 38782.35 | 142.05 | 52.73
Asm | CZ13 | Existing | cDXGF | Main | 523762.8 | 40220.12 | 148.93 | 54.68
Asm | CZ14 | Existing | cDXGF | Main | 548533 | 42489.3 | 155.97 | 57.77
Asm | CZ15 | Existing | cDXGF | Main | 543975 | 41118.22 | 154.68 | 55.91
Asm | CZ16 | Existing | cDXGF | Main | 408218.7 | 45921.14 | 116.07 | 62.44
Asm | CZ01 | Existing | cDXHP | Main | 463757.4 | 34877.98 | 131.87 | 47.42
Asm | CZ02 | Existing | cDXHP | Main | 498195.6 | 37724.58 | 141.66 | 51.29
Asm | CZ03 | Existing | cDXHP | Main | 476374.5 | 36130.52 | 135.45 | 49.12
Asm | CZ04 | Existing | cDXHP | Main | 524026.1 | 39895.43 | 149 | 54.24
Asm | CZ05 | Existing | cDXHP | Main | 485368 | 36806.49 | 138.01 | 50.04
Asm | CZ06 | Existing | cDXHP | Main | 492115.4 | 37667.46 | 139.93 | 51.21
Asm | CZ07 | Existing | cDXHP | Main | 492994.6 | 37724.77 | 140.18 | 51.29
Asm | CZ08 | Existing | cDXHP | Main | 508705.1 | 38919.89 | 144.65 | 52.92
Asm | CZ09 | Existing | cDXHP | Main | 523013 | 40172.5 | 148.72 | 54.62
Asm | CZ10 | Existing | cDXHP | Main | 514779.4 | 39360.71 | 146.37 | 53.52
Asm | CZ11 | Existing | cDXHP | Main | 528559.9 | 40280.9 | 150.29 | 54.77
Asm | CZ12 | Existing | cDXHP | Main | 510749.2 | 38782.35 | 145.23 | 52.73
Asm | CZ13 | Existing | cDXHP | Main | 527091.7 | 40220.12 | 149.88 | 54.68
Asm | CZ14 | Existing | cDXHP | Main | 552708.8 | 42489.3 | 157.16 | 57.77
Asm | CZ15 | Existing | cDXHP | Main | 543975 | 41118.22 | 154.68 | 55.91
Asm | CZ16 | Existing | cDXHP | Main | 590545.3 | 45921.14 | 167.92 | 62.44
Asm | CZ01 | Existing | cDXOH | Main | 310049.9 | 34877.98 | 88.16 | 47.42
Asm | CZ02 | Existing | cDXOH | Main | 454603.7 | 37724.58 | 129.26 | 51.29
Asm | CZ03 | Existing | cDXOH | Main | 379591.3 | 36130.52 | 107.93 | 49.12
Asm | CZ04 | Existing | cDXOH | Main | 513092.2 | 39895.43 | 145.9 | 54.24
Asm | CZ05 | Existing | cDXOH | Main | 384101.1 | 36806.49 | 109.22 | 50.04
Asm | CZ06 | Existing | cDXOH | Main | 390422 | 37667.46 | 111.01 | 51.21
Asm | CZ07 | Existing | cDXOH | Main | 405247.1 | 37724.77 | 115.23 | 51.29
Asm | CZ08 | Existing | cDXOH | Main | 488546.6 | 38919.89 | 138.92 | 52.92
Asm | CZ09 | Existing | cDXOH | Main | 514144.2 | 40172.5 | 146.19 | 54.62
Asm | CZ10 | Existing | cDXOH | Main | 514123.2 | 39360.71 | 146.19 | 53.52
Asm | CZ11 | Existing | cDXOH | Main | 526373.3 | 40280.9 | 149.67 | 54.77
Asm | CZ12 | Existing | cDXOH | Main | 499562.2 | 38782.35 | 142.05 | 52.73
Asm | CZ13 | Existing | cDXOH | Main | 523762.8 | 40220.12 | 148.93 | 54.68
Asm | CZ14 | Existing | cDXOH | Main | 548533 | 42489.3 | 155.97 | 57.77
Asm | CZ15 | Existing | cDXOH | Main | 543975 | 41118.22 | 154.68 | 55.91
Asm | CZ16 | Existing | cDXOH | Main | 408218.7 | 45921.14 | 116.07 | 62.44
Asm | CZ01 | Existing | cPVVG | Main | 310049.9 | 34877.98 | 88.16 | 47.42
Asm | CZ02 | Existing | cPVVG | Main | 454603.7 | 37724.58 | 129.26 | 51.29
Asm | CZ03 | Existing | cPVVG | Main | 379591.3 | 36130.52 | 107.93 | 49.12
Asm | CZ04 | Existing | cPVVG | Main | 513092.2 | 39895.43 | 145.9 | 54.24
Asm | CZ05 | Existing | cPVVG | Main | 384101.1 | 36806.49 | 109.22 | 50.04
Asm | CZ06 | Existing | cPVVG | Main | 390422 | 37667.46 | 111.01 | 51.21
Asm | CZ07 | Existing | cPVVG | Main | 405247.1 | 37724.77 | 115.23 | 51.29
Asm | CZ08 | Existing | cPVVG | Main | 488546.6 | 38919.89 | 138.92 | 52.92
Asm | CZ09 | Existing | cPVVG | Main | 514144.2 | 40172.5 | 146.19 | 54.62
Asm | CZ10 | Existing | cPVVG | Main | 514123.2 | 39360.71 | 146.19 | 53.52
Asm | CZ11 | Existing | cPVVG | Main | 526373.3 | 40280.9 | 149.67 | 54.77
Asm | CZ12 | Existing | cPVVG | Main | 499562.2 | 38782.35 | 142.05 | 52.73
Asm | CZ13 | Existing | cPVVG | Main | 523762.8 | 40220.12 | 148.93 | 54.68
Asm | CZ14 | Existing | cPVVG | Main | 548533 | 42489.3 | 155.97 | 57.77
Asm | CZ15 | Existing | cPVVG | Main | 543975 | 41118.22 | 154.68 | 55.91
Asm | CZ16 | Existing | cPVVG | Main | 408218.7 | 45921.14 | 116.07 | 62.44
ECC | CZ01 | Existing | cAVVG | Main | 850506.74 | 146784.06 | 241.84 | 199.57
ECC | CZ02 | Existing | cAVVG | Main | 1273371.22 | 166536.97 | 362.08 | 226.43
ECC | CZ03 | Existing | cAVVG | Main | 1166080.67 | 163045.46 | 331.57 | 221.68
ECC | CZ04 | Existing | cAVVG | Main | 1326572.32 | 171684.03 | 377.2 | 233.43
ECC | CZ05 | Existing | cAVVG | Main | 1095761.37 | 166142.02 | 311.57 | 225.89
ECC | CZ06 | Existing | cAVVG | Main | 1089338.87 | 162214.55 | 309.75 | 220.55
ECC | CZ07 | Existing | cAVVG | Main | 1156720.3 | 162837.82 | 328.91 | 221.4
ECC | CZ08 | Existing | cAVVG | Main | 1327907.3 | 171418.25 | 377.58 | 233.06
ECC | CZ09 | Existing | cAVVG | Main | 1367106.17 | 177993.78 | 388.73 | 242
ECC | CZ10 | Existing | cAVVG | Main | 1440042.99 | 177361.15 | 409.47 | 241.14
ECC | CZ11 | Existing | cAVVG | Main | 1421451.66 | 177106.03 | 404.18 | 240.8
ECC | CZ12 | Existing | cAVVG | Main | 1389587.17 | 167317.08 | 395.12 | 227.49
ECC | CZ13 | Existing | cAVVG | Main | 1449008.43 | 175167.58 | 412.02 | 238.16
ECC | CZ14 | Existing | cAVVG | Main | 1301128.24 | 181562.02 | 369.97 | 246.86
ECC | CZ15 | Existing | cAVVG | Main | 1555031.89 | 180337.91 | 442.17 | 245.19
ECC | CZ16 | Existing | cAVVG | Main | 1045753.9 | 192730.85 | 297.35 | 262.04
ECC | CZ01 | Existing | cDXGF | Main | 1017964.3 | 113945.45 | 289.45 | 154.92
ECC | CZ02 | Existing | cDXGF | Main | 1382988.1 | 128463.21 | 393.25 | 174.66
ECC | CZ03 | Existing | cDXGF | Main | 1255420.5 | 125652.92 | 356.97 | 170.84
ECC | CZ04 | Existing | cDXGF | Main | 1470653.5 | 132455.75 | 418.17 | 180.09
ECC | CZ05 | Existing | cDXGF | Main | 1224787.3 | 128060.16 | 348.26 | 174.11
ECC | CZ06 | Existing | cDXGF | Main | 1191157.5 | 125764.53 | 338.7 | 170.99
ECC | CZ07 | Existing | cDXGF | Main | 1240970.4 | 126344.24 | 352.86 | 171.78
ECC | CZ08 | Existing | cDXGF | Main | 1443889.8 | 132340.3 | 410.56 | 179.93
ECC | CZ09 | Existing | cDXGF | Main | 1509743.8 | 137278.54 | 429.29 | 186.65
ECC | CZ10 | Existing | cDXGF | Main | 1573994.7 | 136290.08 | 447.56 | 185.3
ECC | CZ11 | Existing | cDXGF | Main | 1574525.7 | 136677.99 | 447.71 | 185.83
ECC | CZ12 | Existing | cDXGF | Main | 1475028.6 | 129452.81 | 419.42 | 176.01
ECC | CZ13 | Existing | cDXGF | Main | 1438802.1 | 134671.2 | 409.12 | 183.1
ECC | CZ14 | Existing | cDXGF | Main | 1393711 | 139355.34 | 396.29 | 189.47
ECC | CZ15 | Existing | cDXGF | Main | 1548862 | 137655.66 | 440.41 | 187.16
ECC | CZ16 | Existing | cDXGF | Main | 1335300.5 | 150209.97 | 379.69 | 204.23
ECC | CZ01 | Existing | cDXHP | Main | 1477335.5 | 113945.45 | 420.07 | 154.92
ECC | CZ02 | Existing | cDXHP | Main | 1654158.1 | 128463.21 | 470.35 | 174.66
ECC | CZ03 | Existing | cDXHP | Main | 1569316.4 | 125652.92 | 446.23 | 170.84
ECC | CZ04 | Existing | cDXHP | Main | 1695697.2 | 132455.75 | 482.16 | 180.09
ECC | CZ05 | Existing | cDXHP | Main | 1608486.6 | 128060.16 | 457.37 | 174.11
ECC | CZ06 | Existing | cDXHP | Main | 1494489.9 | 125764.53 | 424.95 | 170.99
ECC | CZ07 | Existing | cDXHP | Main | 1504457.6 | 126344.24 | 427.79 | 171.78
ECC | CZ08 | Existing | cDXHP | Main | 1615072 | 132340.3 | 459.24 | 179.93
ECC | CZ09 | Existing | cDXHP | Main | 1647974.7 | 137278.54 | 468.59 | 186.65
ECC | CZ10 | Existing | cDXHP | Main | 1673108.6 | 136290.08 | 475.74 | 185.3
ECC | CZ11 | Existing | cDXHP | Main | 1743634.8 | 136677.99 | 495.79 | 185.83
ECC | CZ12 | Existing | cDXHP | Main | 1665496.7 | 129452.81 | 473.58 | 176.01
ECC | CZ13 | Existing | cDXHP | Main | 1711389.9 | 134671.2 | 486.63 | 183.1
ECC | CZ14 | Existing | cDXHP | Main | 1712961.3 | 139355.34 | 487.07 | 189.47
ECC | CZ15 | Existing | cDXHP | Main | 1702387.1 | 137655.66 | 484.07 | 187.16
ECC | CZ16 | Existing | cDXHP | Main | 1680613.8 | 150209.97 | 477.87 | 204.23
ECC | CZ01 | Existing | cDXOH | Main | 1017964.3 | 113945.45 | 289.45 | 154.92
ECC | CZ02 | Existing | cDXOH | Main | 1382988.1 | 128463.21 | 393.25 | 174.66
ECC | CZ03 | Existing | cDXOH | Main | 1255420.5 | 125652.92 | 356.97 | 170.84
ECC | CZ04 | Existing | cDXOH | Main | 1470653.5 | 132455.75 | 418.17 | 180.09
ECC | CZ05 | Existing | cDXOH | Main | 1224787.3 | 128060.16 | 348.26 | 174.11
ECC | CZ06 | Existing | cDXOH | Main | 1191157.5 | 125764.53 | 338.7 | 170.99
ECC | CZ07 | Existing | cDXOH | Main | 1240970.4 | 126344.24 | 352.86 | 171.78
ECC | CZ08 | Existing | cDXOH | Main | 1443889.8 | 132340.3 | 410.56 | 179.93
ECC | CZ09 | Existing | cDXOH | Main | 1509743.8 | 137278.54 | 429.29 | 186.65
ECC | CZ10 | Existing | cDXOH | Main | 1573994.7 | 136290.08 | 447.56 | 185.3
ECC | CZ11 | Existing | cDXOH | Main | 1574525.7 | 136677.99 | 447.71 | 185.83
ECC | CZ12 | Existing | cDXOH | Main | 1475028.6 | 129452.81 | 419.42 | 176.01
ECC | CZ13 | Existing | cDXOH | Main | 1438802.1 | 134671.2 | 409.12 | 183.1
ECC | CZ14 | Existing | cDXOH | Main | 1393711 | 139355.34 | 396.29 | 189.47
ECC | CZ15 | Existing | cDXOH | Main | 1548862 | 137655.66 | 440.41 | 187.16
ECC | CZ16 | Existing | cDXOH | Main | 1335300.5 | 150209.97 | 379.69 | 204.23
ECC | CZ01 | Existing | cPVVG | Main | 1017964.3 | 113945.45 | 289.45 | 154.92
ECC | CZ02 | Existing | cPVVG | Main | 1382988.1 | 128463.21 | 393.25 | 174.66
ECC | CZ03 | Existing | cPVVG | Main | 1255420.5 | 125652.92 | 356.97 | 170.84
ECC | CZ04 | Existing | cPVVG | Main | 1470653.5 | 132455.75 | 418.17 | 180.09
ECC | CZ05 | Existing | cPVVG | Main | 1224787.3 | 128060.16 | 348.26 | 174.11
ECC | CZ06 | Existing | cPVVG | Main | 1191157.5 | 125764.53 | 338.7 | 170.99
ECC | CZ07 | Existing | cPVVG | Main | 1240970.4 | 126344.24 | 352.86 | 171.78
ECC | CZ08 | Existing | cPVVG | Main | 1443889.8 | 132340.3 | 410.56 | 179.93
ECC | CZ09 | Existing | cPVVG | Main | 1509743.8 | 137278.54 | 429.29 | 186.65
ECC | CZ10 | Existing | cPVVG | Main | 1573994.7 | 136290.08 | 447.56 | 185.3
ECC | CZ11 | Existing | cPVVG | Main | 1574525.7 | 136677.99 | 447.71 | 185.83
ECC | CZ12 | Existing | cPVVG | Main | 1475028.6 | 129452.81 | 419.42 | 176.01
ECC | CZ13 | Existing | cPVVG | Main | 1438802.1 | 134671.2 | 409.12 | 183.1
ECC | CZ14 | Existing | cPVVG | Main | 1393711 | 139355.34 | 396.29 | 189.47
ECC | CZ15 | Existing | cPVVG | Main | 1548862 | 137655.66 | 440.41 | 187.16
ECC | CZ16 | Existing | cPVVG | Main | 1335300.5 | 150209.97 | 379.69 | 204.23
EPr | CZ01 | Existing | cAVVG | Main | 122670.68 | 21976.66 | 34.88 | 29.88
EPr | CZ02 | Existing | cAVVG | Main | 206035.98 | 24714.65 | 58.59 | 33.6
EPr | CZ03 | Existing | cAVVG | Main | 179888.29 | 23601.99 | 51.15 | 32.09
EPr | CZ04 | Existing | cAVVG | Main | 227164.24 | 26116.1 | 64.59 | 35.51
EPr | CZ05 | Existing | cAVVG | Main | 167395.57 | 24093.05 | 47.6 | 32.76
EPr | CZ06 | Existing | cAVVG | Main | 170949.76 | 24612.54 | 48.61 | 33.46
EPr | CZ07 | Existing | cAVVG | Main | 184713.23 | 24647.85 | 52.52 | 33.51
EPr | CZ08 | Existing | cAVVG | Main | 218826.9 | 25909.9 | 62.22 | 35.23
EPr | CZ09 | Existing | cAVVG | Main | 225343.32 | 26685.29 | 64.08 | 36.28
EPr | CZ10 | Existing | cAVVG | Main | 236892.15 | 25876.41 | 67.36 | 35.18
EPr | CZ11 | Existing | cAVVG | Main | 243285.99 | 26759.97 | 69.18 | 36.38
EPr | CZ12 | Existing | cAVVG | Main | 234453.62 | 25419.02 | 66.67 | 34.56
EPr | CZ13 | Existing | cAVVG | Main | 245509.41 | 26640.17 | 69.81 | 36.22
EPr | CZ14 | Existing | cAVVG | Main | 222922.41 | 27833.53 | 63.39 | 37.84
EPr | CZ15 | Existing | cAVVG | Main | 269900.83 | 27427.93 | 76.74 | 37.29
EPr | CZ16 | Existing | cAVVG | Main | 163882.96 | 29383.69 | 46.6 | 39.95
EPr | CZ01 | Existing | cDXGF | Main | 144740.3 | 16282.06 | 41.16 | 22.14
EPr | CZ02 | Existing | cDXGF | Main | 206058.1 | 18259.46 | 58.59 | 24.83
EPr | CZ03 | Existing | cDXGF | Main | 180557.5 | 17406.7 | 51.34 | 23.67
EPr | CZ04 | Existing | cDXGF | Main | 226854.7 | 19329.41 | 64.51 | 26.28
EPr | CZ05 | Existing | cDXGF | Main | 173660 | 17767.46 | 49.38 | 24.16
EPr | CZ06 | Existing | cDXGF | Main | 179374.7 | 18215.32 | 51 | 24.77
EPr | CZ07 | Existing | cDXGF | Main | 192519.4 | 18237.01 | 54.74 | 24.8
EPr | CZ08 | Existing | cDXGF | Main | 227820.3 | 19138.19 | 64.78 | 26.02
EPr | CZ09 | Existing | cDXGF | Main | 237675.7 | 19702.78 | 67.58 | 26.79
EPr | CZ10 | Existing | cDXGF | Main | 243694.9 | 19038.1 | 69.29 | 25.88
EPr | CZ11 | Existing | cDXGF | Main | 244090.7 | 19823.33 | 69.41 | 26.95
EPr | CZ12 | Existing | cDXGF | Main | 229095.6 | 18844.49 | 65.14 | 25.62
EPr | CZ13 | Existing | cDXGF | Main | 248644.6 | 19704.95 | 70.7 | 26.79
EPr | CZ14 | Existing | cDXGF | Main | 241843.7 | 20545.38 | 68.77 | 27.93
EPr | CZ15 | Existing | cDXGF | Main | 272641.9 | 20169.88 | 77.52 | 27.42
EPr | CZ16 | Existing | cDXGF | Main | 195215.4 | 21960.08 | 55.51 | 29.86
EPr | CZ01 | Existing | cDXHP | Main | 221461.9 | 16282.06 | 62.97 | 22.14
EPr | CZ02 | Existing | cDXHP | Main | 248357.7 | 18259.46 | 70.62 | 24.83
EPr | CZ03 | Existing | cDXHP | Main | 236188.3 | 17406.7 | 67.16 | 23.67
EPr | CZ04 | Existing | cDXHP | Main | 262180 | 19329.41 | 74.55 | 26.28
EPr | CZ05 | Existing | cDXHP | Main | 241545.6 | 17767.46 | 68.68 | 24.16
EPr | CZ06 | Existing | cDXHP | Main | 239733.2 | 18215.32 | 68.17 | 24.77
EPr | CZ07 | Existing | cDXHP | Main | 240511.5 | 18237.01 | 68.39 | 24.8
EPr | CZ08 | Existing | cDXHP | Main | 255023.3 | 19138.19 | 72.51 | 26.02
EPr | CZ09 | Existing | cDXHP | Main | 260801.5 | 19702.78 | 74.16 | 26.79
EPr | CZ10 | Existing | cDXHP | Main | 254705.2 | 19038.1 | 72.42 | 25.88
EPr | CZ11 | Existing | cDXHP | Main | 267934.5 | 19823.33 | 76.19 | 26.95
EPr | CZ12 | Existing | cDXHP | Main | 255922.7 | 18844.49 | 72.77 | 25.62
EPr | CZ13 | Existing | cDXHP | Main | 265573.4 | 19704.95 | 75.51 | 26.79
EPr | CZ14 | Existing | cDXHP | Main | 275079.9 | 20545.38 | 78.22 | 27.93
EPr | CZ15 | Existing | cDXHP | Main | 273289.5 | 20169.88 | 77.71 | 27.42
EPr | CZ16 | Existing | cDXHP | Main | 282811.1 | 21960.08 | 80.42 | 29.86
EPr | CZ01 | Existing | cDXOH | Main | 144740.3 | 16282.06 | 41.16 | 22.14
EPr | CZ02 | Existing | cDXOH | Main | 206058.1 | 18259.46 | 58.59 | 24.83
EPr | CZ03 | Existing | cDXOH | Main | 180557.5 | 17406.7 | 51.34 | 23.67
EPr | CZ04 | Existing | cDXOH | Main | 226854.7 | 19329.41 | 64.51 | 26.28
EPr | CZ05 | Existing | cDXOH | Main | 173660 | 17767.46 | 49.38 | 24.16
EPr | CZ06 | Existing | cDXOH | Main | 179374.7 | 18215.32 | 51 | 24.77
EPr | CZ07 | Existing | cDXOH | Main | 192519.4 | 18237.01 | 54.74 | 24.8
EPr | CZ08 | Existing | cDXOH | Main | 227820.3 | 19138.19 | 64.78 | 26.02
EPr | CZ09 | Existing | cDXOH | Main | 237675.7 | 19702.78 | 67.58 | 26.79
EPr | CZ10 | Existing | cDXOH | Main | 243694.9 | 19038.1 | 69.29 | 25.88
EPr | CZ11 | Existing | cDXOH | Main | 244090.7 | 19823.33 | 69.41 | 26.95
EPr | CZ12 | Existing | cDXOH | Main | 229095.6 | 18844.49 | 65.14 | 25.62
EPr | CZ13 | Existing | cDXOH | Main | 248644.6 | 19704.95 | 70.7 | 26.79
EPr | CZ14 | Existing | cDXOH | Main | 241843.7 | 20545.38 | 68.77 | 27.93
EPr | CZ15 | Existing | cDXOH | Main | 272641.9 | 20169.88 | 77.52 | 27.42
EPr | CZ16 | Existing | cDXOH | Main | 195215.4 | 21960.08 | 55.51 | 29.86
EPr | CZ01 | Existing | cPVVG | Main | 144740.3 | 16282.06 | 41.16 | 22.14
EPr | CZ02 | Existing | cPVVG | Main | 206058.1 | 18259.46 | 58.59 | 24.83
EPr | CZ03 | Existing | cPVVG | Main | 180557.5 | 17406.7 | 51.34 | 23.67
EPr | CZ04 | Existing | cPVVG | Main | 226854.7 | 19329.41 | 64.51 | 26.28
EPr | CZ05 | Existing | cPVVG | Main | 173660 | 17767.46 | 49.38 | 24.16
EPr | CZ06 | Existing | cPVVG | Main | 179374.7 | 18215.32 | 51 | 24.77
EPr | CZ07 | Existing | cPVVG | Main | 192519.4 | 18237.01 | 54.74 | 24.8
EPr | CZ08 | Existing | cPVVG | Main | 227820.3 | 19138.19 | 64.78 | 26.02
EPr | CZ09 | Existing | cPVVG | Main | 237675.7 | 19702.78 | 67.58 | 26.79
EPr | CZ10 | Existing | cPVVG | Main | 243694.9 | 19038.1 | 69.29 | 25.88
EPr | CZ11 | Existing | cPVVG | Main | 244090.7 | 19823.33 | 69.41 | 26.95
EPr | CZ12 | Existing | cPVVG | Main | 229095.6 | 18844.49 | 65.14 | 25.62
EPr | CZ13 | Existing | cPVVG | Main | 248644.6 | 19704.95 | 70.7 | 26.79
EPr | CZ14 | Existing | cPVVG | Main | 241843.7 | 20545.38 | 68.77 | 27.93
EPr | CZ15 | Existing | cPVVG | Main | 272641.9 | 20169.88 | 77.52 | 27.42
EPr | CZ16 | Existing | cPVVG | Main | 195215.4 | 21960.08 | 55.51 | 29.86
ERC | CZ01 | Existing | cAVVG | Main | 5729.05 | 1028.9 | 1.63 | 1.4
ERC | CZ02 | Existing | cAVVG | Main | 9809.3 | 1298.93 | 2.79 | 1.77
ERC | CZ03 | Existing | cAVVG | Main | 8332.23 | 1164.13 | 2.37 | 1.58
ERC | CZ04 | Existing | cAVVG | Main | 10913.09 | 1435.41 | 3.1 | 1.95
ERC | CZ05 | Existing | cAVVG | Main | 7814.36 | 1199.19 | 2.22 | 1.63
ERC | CZ06 | Existing | cAVVG | Main | 8592.8 | 1299.44 | 2.44 | 1.77
ERC | CZ07 | Existing | cAVVG | Main | 9169.02 | 1307.34 | 2.61 | 1.78
ERC | CZ08 | Existing | cAVVG | Main | 10783 | 1425.4 | 3.07 | 1.94
ERC | CZ09 | Existing | cAVVG | Main | 11075.7 | 1477.1 | 3.15 | 2.01
ERC | CZ10 | Existing | cAVVG | Main | 11405.72 | 1415.53 | 3.24 | 1.92
ERC | CZ11 | Existing | cAVVG | Main | 11776.39 | 1512.31 | 3.35 | 2.06
ERC | CZ12 | Existing | cAVVG | Main | 11292.71 | 1390.49 | 3.21 | 1.89
ERC | CZ13 | Existing | cAVVG | Main | 12072.27 | 1512.03 | 3.43 | 2.06
ERC | CZ14 | Existing | cAVVG | Main | 10928.89 | 1567.01 | 3.11 | 2.13
ERC | CZ15 | Existing | cAVVG | Main | 13191.6 | 1595.73 | 3.75 | 2.17
ERC | CZ16 | Existing | cAVVG | Main | 8175.76 | 1541.42 | 2.32 | 2.1
ERC | CZ01 | Existing | cDXGF | Main | 6613.4 | 743.95 | 1.88 | 1.01
ERC | CZ02 | Existing | cDXGF | Main | 10193 | 939.2 | 2.9 | 1.28
ERC | CZ03 | Existing | cDXGF | Main | 8580.2 | 841.73 | 2.44 | 1.14
ERC | CZ04 | Existing | cDXGF | Main | 11663.6 | 1037.88 | 3.32 | 1.41
ERC | CZ05 | Existing | cDXGF | Main | 8211.8 | 867.08 | 2.33 | 1.18
ERC | CZ06 | Existing | cDXGF | Main | 9113.8 | 939.57 | 2.59 | 1.28
ERC | CZ07 | Existing | cDXGF | Main | 9680.2 | 945.28 | 2.75 | 1.29
ERC | CZ08 | Existing | cDXGF | Main | 11611.5 | 1030.64 | 3.3 | 1.4
ERC | CZ09 | Existing | cDXGF | Main | 12072.8 | 1068.03 | 3.43 | 1.45
ERC | CZ10 | Existing | cDXGF | Main | 12412.4 | 1023.51 | 3.53 | 1.39
ERC | CZ11 | Existing | cDXGF | Main | 13035.7 | 1093.49 | 3.71 | 1.49
ERC | CZ12 | Existing | cDXGF | Main | 11877.7 | 1005.4 | 3.38 | 1.37
ERC | CZ13 | Existing | cDXGF | Main | 13368.4 | 1093.28 | 3.8 | 1.49
ERC | CZ14 | Existing | cDXGF | Main | 12460.5 | 1133.04 | 3.54 | 1.54
ERC | CZ15 | Existing | cDXGF | Main | 15540.1 | 1153.8 | 4.42 | 1.57
ERC | CZ16 | Existing | cDXGF | Main | 9907.7 | 1114.53 | 2.82 | 1.52
ERC | CZ01 | Existing | cDXHP | Main | 10119 | 743.95 | 2.88 | 1.01
ERC | CZ02 | Existing | cDXHP | Main | 12774.6 | 939.2 | 3.63 | 1.28
ERC | CZ03 | Existing | cDXHP | Main | 11448.8 | 841.73 | 3.26 | 1.14
ERC | CZ04 | Existing | cDXHP | Main | 13943.5 | 1037.88 | 3.96 | 1.41
ERC | CZ05 | Existing | cDXHP | Main | 11793.7 | 867.08 | 3.35 | 1.18
ERC | CZ06 | Existing | cDXHP | Main | 11394 | 939.57 | 3.24 | 1.28
ERC | CZ07 | Existing | cDXHP | Main | 11481.2 | 945.28 | 3.26 | 1.29
ERC | CZ08 | Existing | cDXHP | Main | 12719 | 1030.64 | 3.62 | 1.4
ERC | CZ09 | Existing | cDXHP | Main | 12909.4 | 1068.03 | 3.67 | 1.45
ERC | CZ10 | Existing | cDXHP | Main | 12744.9 | 1023.51 | 3.62 | 1.39
ERC | CZ11 | Existing | cDXHP | Main | 14273.4 | 1093.49 | 4.06 | 1.49
ERC | CZ12 | Existing | cDXHP | Main | 13570.6 | 1005.4 | 3.86 | 1.37
ERC | CZ13 | Existing | cDXHP | Main | 14034.7 | 1093.28 | 3.99 | 1.49
ERC | CZ14 | Existing | cDXHP | Main | 14019.4 | 1133.04 | 3.99 | 1.54
ERC | CZ15 | Existing | cDXHP | Main | 15540.1 | 1153.8 | 4.42 | 1.57
ERC | CZ16 | Existing | cDXHP | Main | 12856.8 | 1114.53 | 3.66 | 1.52
ERC | CZ01 | Existing | cDXOH | Main | 6613.4 | 743.95 | 1.88 | 1.01
ERC | CZ02 | Existing | cDXOH | Main | 10193 | 939.2 | 2.9 | 1.28
ERC | CZ03 | Existing | cDXOH | Main | 8580.2 | 841.73 | 2.44 | 1.14
ERC | CZ04 | Existing | cDXOH | Main | 11663.6 | 1037.88 | 3.32 | 1.41
ERC | CZ05 | Existing | cDXOH | Main | 8211.8 | 867.08 | 2.33 | 1.18
ERC | CZ06 | Existing | cDXOH | Main | 9113.8 | 939.57 | 2.59 | 1.28
ERC | CZ07 | Existing | cDXOH | Main | 9680.2 | 945.28 | 2.75 | 1.29
ERC | CZ08 | Existing | cDXOH | Main | 11611.5 | 1030.64 | 3.3 | 1.4
ERC | CZ09 | Existing | cDXOH | Main | 12072.8 | 1068.03 | 3.43 | 1.45
ERC | CZ10 | Existing | cDXOH | Main | 12412.4 | 1023.51 | 3.53 | 1.39
ERC | CZ11 | Existing | cDXOH | Main | 13035.7 | 1093.49 | 3.71 | 1.49
ERC | CZ12 | Existing | cDXOH | Main | 11877.7 | 1005.4 | 3.38 | 1.37
ERC | CZ13 | Existing | cDXOH | Main | 13368.4 | 1093.28 | 3.8 | 1.49
ERC | CZ14 | Existing | cDXOH | Main | 12460.5 | 1133.04 | 3.54 | 1.54
ERC | CZ15 | Existing | cDXOH | Main | 15540.1 | 1153.8 | 4.42 | 1.57
ERC | CZ16 | Existing | cDXOH | Main | 9907.7 | 1114.53 | 2.82 | 1.52
ERC | CZ01 | Existing | cPVVG | Main | 6613.4 | 743.95 | 1.88 | 1.01
ERC | CZ02 | Existing | cPVVG | Main | 10193 | 939.2 | 2.9 | 1.28
ERC | CZ03 | Existing | cPVVG | Main | 8580.2 | 841.73 | 2.44 | 1.14
ERC | CZ04 | Existing | cPVVG | Main | 11663.6 | 1037.88 | 3.32 | 1.41
ERC | CZ05 | Existing | cPVVG | Main | 8211.8 | 867.08 | 2.33 | 1.18
ERC | CZ06 | Existing | cPVVG | Main | 9113.8 | 939.57 | 2.59 | 1.28
ERC | CZ07 | Existing | cPVVG | Main | 9680.2 | 945.28 | 2.75 | 1.29
ERC | CZ08 | Existing | cPVVG | Main | 11611.5 | 1030.64 | 3.3 | 1.4
ERC | CZ09 | Existing | cPVVG | Main | 12072.8 | 1068.03 | 3.43 | 1.45
ERC | CZ10 | Existing | cPVVG | Main | 12412.4 | 1023.51 | 3.53 | 1.39
ERC | CZ11 | Existing | cPVVG | Main | 13035.7 | 1093.49 | 3.71 | 1.49
ERC | CZ12 | Existing | cPVVG | Main | 11877.7 | 1005.4 | 3.38 | 1.37
ERC | CZ13 | Existing | cPVVG | Main | 13368.4 | 1093.28 | 3.8 | 1.49
ERC | CZ14 | Existing | cPVVG | Main | 12460.5 | 1133.04 | 3.54 | 1.54
ERC | CZ15 | Existing | cPVVG | Main | 15540.1 | 1153.8 | 4.42 | 1.57
ERC | CZ16 | Existing | cPVVG | Main | 9907.7 | 1114.53 | 2.82 | 1.52
ESe | CZ01 | Existing | cAVVG | Main | 122635.12 | 21423.81 | 34.87 | 29.13
ESe | CZ02 | Existing | cAVVG | Main | 195477.34 | 25327.25 | 55.58 | 34.44
ESe | CZ03 | Existing | cAVVG | Main | 176143.52 | 24459.11 | 50.09 | 33.26
ESe | CZ04 | Existing | cAVVG | Main | 207489.37 | 26397.82 | 59 | 35.89
ESe | CZ05 | Existing | cAVVG | Main | 165694.46 | 25064.46 | 47.11 | 34.08
ESe | CZ06 | Existing | cAVVG | Main | 164683.42 | 24484.15 | 46.83 | 33.29
ESe | CZ07 | Existing | cAVVG | Main | 175789.27 | 24626.47 | 49.98 | 33.48
ESe | CZ08 | Existing | cAVVG | Main | 205098.88 | 26274.96 | 58.32 | 35.72
ESe | CZ09 | Existing | cAVVG | Main | 211523.09 | 27316.63 | 60.15 | 37.14
ESe | CZ10 | Existing | cAVVG | Main | 222058.66 | 26999.36 | 63.14 | 36.71
ESe | CZ11 | Existing | cAVVG | Main | 221671.8 | 27178.19 | 63.03 | 36.95
ESe | CZ12 | Existing | cAVVG | Main | 214536.53 | 25492.52 | 61 | 34.66
ESe | CZ13 | Existing | cAVVG | Main | 224630.89 | 26834.31 | 63.87 | 36.48
ESe | CZ14 | Existing | cAVVG | Main | 201148.35 | 27530.94 | 57.2 | 37.43
ESe | CZ15 | Existing | cAVVG | Main | 240382.91 | 27475.53 | 68.35 | 37.36
ESe | CZ16 | Existing | cAVVG | Main | 155311.16 | 28626.12 | 44.16 | 38.92
ESe | CZ01 | Existing | cDXGF | Main | 151742.9 | 17069.8 | 43.15 | 23.21
ESe | CZ02 | Existing | cDXGF | Main | 213847.2 | 19821.23 | 60.81 | 26.95
ESe | CZ03 | Existing | cDXGF | Main | 191396.6 | 19163.15 | 54.42 | 26.05
ESe | CZ04 | Existing | cDXGF | Main | 222050.1 | 20616.39 | 63.14 | 28.03
ESe | CZ05 | Existing | cDXGF | Main | 186865.6 | 19639.44 | 53.13 | 26.7
ESe | CZ06 | Existing | cDXGF | Main | 186631.7 | 19412.87 | 53.07 | 26.39
ESe | CZ07 | Existing | cDXGF | Main | 196647.2 | 19533.28 | 55.92 | 26.56
ESe | CZ08 | Existing | cDXGF | Main | 227068.3 | 20578.71 | 64.57 | 27.98
ESe | CZ09 | Existing | cDXGF | Main | 237553 | 21392.72 | 67.55 | 29.09
ESe | CZ10 | Existing | cDXGF | Main | 246838.1 | 20962.59 | 70.19 | 28.5
ESe | CZ11 | Existing | cDXGF | Main | 240657.4 | 21314.96 | 68.43 | 28.98
ESe | CZ12 | Existing | cDXGF | Main | 224000.9 | 20049.59 | 63.69 | 27.26
ESe | CZ13 | Existing | cDXGF | Main | 244474.8 | 21032.78 | 69.52 | 28.6
ESe | CZ14 | Existing | cDXGF | Main | 228928.9 | 21496.55 | 65.09 | 29.23
ESe | CZ15 | Existing | cDXGF | Main | 267888.1 | 21239.76 | 76.17 | 28.88
ESe | CZ16 | Existing | cDXGF | Main | 205446.8 | 23111.01 | 58.42 | 31.42
ESe | CZ01 | Existing | cDXHP | Main | 226067 | 17069.8 | 64.28 | 23.21
ESe | CZ02 | Existing | cDXHP | Main | 258817.2 | 19821.23 | 73.59 | 26.95
ESe | CZ03 | Existing | cDXHP | Main | 243190.3 | 19163.15 | 69.15 | 26.05
ESe | CZ04 | Existing | cDXHP | Main | 268194.1 | 20616.39 | 76.26 | 28.03
ESe | CZ05 | Existing | cDXHP | Main | 250576.1 | 19639.44 | 71.25 | 26.7
ESe | CZ06 | Existing | cDXHP | Main | 233153.4 | 19412.87 | 66.3 | 26.39
ESe | CZ07 | Existing | cDXHP | Main | 234973.5 | 19533.28 | 66.81 | 26.56
ESe | CZ08 | Existing | cDXHP | Main | 252776.8 | 20578.71 | 71.88 | 27.98
ESe | CZ09 | Existing | cDXHP | Main | 257696.1 | 21392.72 | 73.27 | 29.09
ESe | CZ10 | Existing | cDXHP | Main | 258787.4 | 20962.59 | 73.58 | 28.5
ESe | CZ11 | Existing | cDXHP | Main | 274988.8 | 21314.96 | 78.19 | 28.98
ESe | CZ12 | Existing | cDXHP | Main | 261774.7 | 20049.59 | 74.43 | 27.26
ESe | CZ13 | Existing | cDXHP | Main | 269329.6 | 21032.78 | 76.58 | 28.6
ESe | CZ14 | Existing | cDXHP | Main | 268390.7 | 21496.55 | 76.32 | 29.23
ESe | CZ15 | Existing | cDXHP | Main | 273602.7 | 21239.76 | 77.8 | 28.88
ESe | CZ16 | Existing | cDXHP | Main | 262747.2 | 23111.01 | 74.71 | 31.42
ESe | CZ01 | Existing | cDXOH | Main | 151742.9 | 17069.8 | 43.15 | 23.21
ESe | CZ02 | Existing | cDXOH | Main | 213847.2 | 19821.23 | 60.81 | 26.95
ESe | CZ03 | Existing | cDXOH | Main | 191396.6 | 19163.15 | 54.42 | 26.05
ESe | CZ04 | Existing | cDXOH | Main | 222050.1 | 20616.39 | 63.14 | 28.03
ESe | CZ05 | Existing | cDXOH | Main | 186865.6 | 19639.44 | 53.13 | 26.7
ESe | CZ06 | Existing | cDXOH | Main | 186631.7 | 19412.87 | 53.07 | 26.39
ESe | CZ07 | Existing | cDXOH | Main | 196647.2 | 19533.28 | 55.92 | 26.56
ESe | CZ08 | Existing | cDXOH | Main | 227068.3 | 20578.71 | 64.57 | 27.98
ESe | CZ09 | Existing | cDXOH | Main | 237553 | 21392.72 | 67.55 | 29.09
ESe | CZ10 | Existing | cDXOH | Main | 246838.1 | 20962.59 | 70.19 | 28.5
ESe | CZ11 | Existing | cDXOH | Main | 240657.4 | 21314.96 | 68.43 | 28.98
ESe | CZ12 | Existing | cDXOH | Main | 224000.9 | 20049.59 | 63.69 | 27.26
ESe | CZ13 | Existing | cDXOH | Main | 244474.8 | 21032.78 | 69.52 | 28.6
ESe | CZ14 | Existing | cDXOH | Main | 228928.9 | 21496.55 | 65.09 | 29.23
ESe | CZ15 | Existing | cDXOH | Main | 267888.1 | 21239.76 | 76.17 | 28.88
ESe | CZ16 | Existing | cDXOH | Main | 205446.8 | 23111.01 | 58.42 | 31.42
ESe | CZ01 | Existing | cPVVG | Main | 151742.9 | 17069.8 | 43.15 | 23.21
ESe | CZ02 | Existing | cPVVG | Main | 213847.2 | 19821.23 | 60.81 | 26.95
ESe | CZ03 | Existing | cPVVG | Main | 191396.6 | 19163.15 | 54.42 | 26.05
ESe | CZ04 | Existing | cPVVG | Main | 222050.1 | 20616.39 | 63.14 | 28.03
ESe | CZ05 | Existing | cPVVG | Main | 186865.6 | 19639.44 | 53.13 | 26.7
ESe | CZ06 | Existing | cPVVG | Main | 186631.7 | 19412.87 | 53.07 | 26.39
ESe | CZ07 | Existing | cPVVG | Main | 196647.2 | 19533.28 | 55.92 | 26.56
ESe | CZ08 | Existing | cPVVG | Main | 227068.3 | 20578.71 | 64.57 | 27.98
ESe | CZ09 | Existing | cPVVG | Main | 237553 | 21392.72 | 67.55 | 29.09
ESe | CZ10 | Existing | cPVVG | Main | 246838.1 | 20962.59 | 70.19 | 28.5
ESe | CZ11 | Existing | cPVVG | Main | 240657.4 | 21314.96 | 68.43 | 28.98
ESe | CZ12 | Existing | cPVVG | Main | 224000.9 | 20049.59 | 63.69 | 27.26
ESe | CZ13 | Existing | cPVVG | Main | 244474.8 | 21032.78 | 69.52 | 28.6
ESe | CZ14 | Existing | cPVVG | Main | 228928.9 | 21496.55 | 65.09 | 29.23
ESe | CZ15 | Existing | cPVVG | Main | 267888.1 | 21239.76 | 76.17 | 28.88
ESe | CZ16 | Existing | cPVVG | Main | 205446.8 | 23111.01 | 58.42 | 31.42
EUn | CZ01 | Existing | cAVVG | Main | 2045838.14 | 361597.55 | 581.72 | 491.64
EUn | CZ02 | Existing | cAVVG | Main | 2882715.29 | 391666.89 | 819.69 | 532.52
EUn | CZ03 | Existing | cAVVG | Main | 2659186.61 | 385641.25 | 756.13 | 524.33
EUn | CZ04 | Existing | cAVVG | Main | 3061920.06 | 405226.76 | 870.64 | 550.96
EUn | CZ05 | Existing | cAVVG | Main | 2517556.6 | 392329.83 | 715.85 | 533.42
EUn | CZ06 | Existing | cAVVG | Main | 2509291.48 | 385695.88 | 713.5 | 524.4
EUn | CZ07 | Existing | cAVVG | Main | 2648018.26 | 385470.71 | 752.95 | 524.09
EUn | CZ08 | Existing | cAVVG | Main | 2991012.25 | 399772.82 | 850.48 | 543.54
EUn | CZ09 | Existing | cAVVG | Main | 3064352.11 | 413041.86 | 871.33 | 561.58
EUn | CZ10 | Existing | cAVVG | Main | 3168350.72 | 401746.8 | 900.91 | 546.22
EUn | CZ11 | Existing | cAVVG | Main | 3230544.58 | 409556.78 | 918.59 | 556.84
EUn | CZ12 | Existing | cAVVG | Main | 3142126.72 | 392893.5 | 893.45 | 534.19
EUn | CZ13 | Existing | cAVVG | Main | 3250054.08 | 406206.12 | 924.14 | 552.29
EUn | CZ14 | Existing | cAVVG | Main | 3010994.22 | 428593.76 | 856.16 | 582.73
EUn | CZ15 | Existing | cAVVG | Main | 3495686.85 | 413934.73 | 993.98 | 562.79
EUn | CZ16 | Existing | cAVVG | Main | 2424255.68 | 462381.97 | 689.33 | 628.66
EUn | CZ01 | Existing | cDXGF | Main | 2651892.2 | 298315.37 | 754.05 | 405.6
EUn | CZ02 | Existing | cDXGF | Main | 3114893.8 | 319206.33 | 885.7 | 434
EUn | CZ03 | Existing | cDXGF | Main | 2953312.3 | 315654.43 | 839.76 | 429.17
EUn | CZ04 | Existing | cDXGF | Main | 3250718.6 | 326932.41 | 924.33 | 444.5
EUn | CZ05 | Existing | cDXGF | Main | 2929152.1 | 320796.23 | 832.89 | 436.16
EUn | CZ06 | Existing | cDXGF | Main | 2882021.8 | 314512.26 | 819.49 | 427.62
EUn | CZ07 | Existing | cDXGF | Main | 2948986.3 | 313964.73 | 838.53 | 426.87
EUn | CZ08 | Existing | cDXGF | Main | 3176892.1 | 323525.66 | 903.33 | 439.87
EUn | CZ09 | Existing | cDXGF | Main | 3294046.1 | 334216.41 | 936.65 | 454.41
EUn | CZ10 | Existing | cDXGF | Main | 3279031 | 322613.3 | 932.38 | 438.63
EUn | CZ11 | Existing | cDXGF | Main | 3332668.5 | 330573.5 | 947.63 | 449.45
EUn | CZ12 | Existing | cDXGF | Main | 3171772.7 | 317481.19 | 901.88 | 431.65
EUn | CZ13 | Existing | cDXGF | Main | 3301105.4 | 327016.11 | 938.65 | 444.62
EUn | CZ14 | Existing | cDXGF | Main | 3295463.5 | 344121.58 | 937.05 | 467.88
EUn | CZ15 | Existing | cDXGF | Main | 3593084.5 | 329563.51 | 1021.68 | 448.08
EUn | CZ16 | Existing | cDXGF | Main | 3352447.5 | 377121.91 | 953.25 | 512.74
EUn | CZ01 | Existing | cDXHP | Main | 3743453.3 | 298315.37 | 1064.43 | 405.6
EUn | CZ02 | Existing | cDXHP | Main | 4012154.4 | 319206.33 | 1140.84 | 434
EUn | CZ03 | Existing | cDXHP | Main | 3829389.8 | 315654.43 | 1088.87 | 429.17
EUn | CZ04 | Existing | cDXHP | Main | 4074095.2 | 326932.41 | 1158.45 | 444.5
EUn | CZ05 | Existing | cDXHP | Main | 3917963.6 | 320796.23 | 1114.05 | 436.16
EUn | CZ06 | Existing | cDXHP | Main | 3611315.1 | 314512.26 | 1026.86 | 427.62
EUn | CZ07 | Existing | cDXHP | Main | 3617138.5 | 313964.73 | 1028.52 | 426.87
EUn | CZ08 | Existing | cDXHP | Main | 3822261.8 | 323525.66 | 1086.84 | 439.87
EUn | CZ09 | Existing | cDXHP | Main | 3870667.7 | 334216.41 | 1100.61 | 454.41
EUn | CZ10 | Existing | cDXHP | Main | 3823351.3 | 322613.3 | 1087.15 | 438.63
EUn | CZ11 | Existing | cDXHP | Main | 4088515.1 | 330573.5 | 1162.55 | 449.45
EUn | CZ12 | Existing | cDXHP | Main | 3979503.3 | 317481.19 | 1131.55 | 431.65
EUn | CZ13 | Existing | cDXHP | Main | 4013385.9 | 327016.11 | 1141.19 | 444.62
EUn | CZ14 | Existing | cDXHP | Main | 4057680.5 | 344121.58 | 1153.78 | 467.88
EUn | CZ15 | Existing | cDXHP | Main | 3976126.5 | 329563.51 | 1130.59 | 448.08
EUn | CZ16 | Existing | cDXHP | Main | 4013978.7 | 377121.91 | 1141.36 | 512.74
EUn | CZ01 | Existing | cDXOH | Main | 2651892.2 | 298315.37 | 754.05 | 405.6
EUn | CZ02 | Existing | cDXOH | Main | 3114893.8 | 319206.33 | 885.7 | 434
EUn | CZ03 | Existing | cDXOH | Main | 2953312.3 | 315654.43 | 839.76 | 429.17
EUn | CZ04 | Existing | cDXOH | Main | 3250718.6 | 326932.41 | 924.33 | 444.5
EUn | CZ05 | Existing | cDXOH | Main | 2929152.1 | 320796.23 | 832.89 | 436.16
EUn | CZ06 | Existing | cDXOH | Main | 2882021.8 | 314512.26 | 819.49 | 427.62
EUn | CZ07 | Existing | cDXOH | Main | 2948986.3 | 313964.73 | 838.53 | 426.87
EUn | CZ08 | Existing | cDXOH | Main | 3176892.1 | 323525.66 | 903.33 | 439.87
EUn | CZ09 | Existing | cDXOH | Main | 3294046.1 | 334216.41 | 936.65 | 454.41
EUn | CZ10 | Existing | cDXOH | Main | 3279031 | 322613.3 | 932.38 | 438.63
EUn | CZ11 | Existing | cDXOH | Main | 3332668.5 | 330573.5 | 947.63 | 449.45
EUn | CZ12 | Existing | cDXOH | Main | 3171772.7 | 317481.19 | 901.88 | 431.65
EUn | CZ13 | Existing | cDXOH | Main | 3301105.4 | 327016.11 | 938.65 | 444.62
EUn | CZ14 | Existing | cDXOH | Main | 3295463.5 | 344121.58 | 937.05 | 467.88
EUn | CZ15 | Existing | cDXOH | Main | 3593084.5 | 329563.51 | 1021.68 | 448.08
EUn | CZ16 | Existing | cDXOH | Main | 3352447.5 | 377121.91 | 953.25 | 512.74
EUn | CZ01 | Existing | cPVVG | Main | 2646475.1 | 298315.37 | 752.51 | 405.6
EUn | CZ02 | Existing | cPVVG | Main | 3112361.6 | 319206.33 | 884.98 | 434
EUn | CZ03 | Existing | cPVVG | Main | 2951340.6 | 315654.43 | 839.2 | 429.17
EUn | CZ04 | Existing | cPVVG | Main | 3248101.9 | 326932.41 | 923.58 | 444.5
EUn | CZ05 | Existing | cPVVG | Main | 2927039.3 | 320796.23 | 832.29 | 436.16
EUn | CZ06 | Existing | cPVVG | Main | 2882021.8 | 314512.26 | 819.49 | 427.62
EUn | CZ07 | Existing | cPVVG | Main | 2948986.3 | 313964.73 | 838.53 | 426.87
EUn | CZ08 | Existing | cPVVG | Main | 3176892.1 | 323525.66 | 903.33 | 439.87
EUn | CZ09 | Existing | cPVVG | Main | 3294046.1 | 334216.41 | 936.65 | 454.41
EUn | CZ10 | Existing | cPVVG | Main | 3278858.4 | 322613.3 | 932.33 | 438.63
EUn | CZ11 | Existing | cPVVG | Main | 3332570.6 | 330573.5 | 947.6 | 449.45
EUn | CZ12 | Existing | cPVVG | Main | 3170354.5 | 317481.19 | 901.47 | 431.65
EUn | CZ13 | Existing | cPVVG | Main | 3300674.8 | 327016.11 | 938.53 | 444.62
EUn | CZ14 | Existing | cPVVG | Main | 3291589.9 | 344121.58 | 935.95 | 467.88
EUn | CZ15 | Existing | cPVVG | Main | 3593084.5 | 329563.51 | 1021.68 | 448.08
EUn | CZ16 | Existing | cPVVG | Main | 3348613.4 | 377121.91 | 952.16 | 512.74
Fin | CZ01 | Existing | cAVVG | Main | 24451.59 | 4453.94 | 6.95 | 6.06
Fin | CZ02 | Existing | cAVVG | Main | 36616.15 | 5614.85 | 10.41 | 7.63
Fin | CZ03 | Existing | cAVVG | Main | 32371.05 | 5135.67 | 9.2 | 6.98
Fin | CZ04 | Existing | cAVVG | Main | 39880.03 | 6038.03 | 11.34 | 8.21
Fin | CZ05 | Existing | cAVVG | Main | 32285.22 | 5297.03 | 9.18 | 7.2
Fin | CZ06 | Existing | cAVVG | Main | 32492.94 | 5351.98 | 9.24 | 7.28
Fin | CZ07 | Existing | cAVVG | Main | 33545.12 | 5363.62 | 9.54 | 7.29
Fin | CZ08 | Existing | cAVVG | Main | 38767.2 | 5906.85 | 11.02 | 8.03
Fin | CZ09 | Existing | cAVVG | Main | 39639.24 | 6145.84 | 11.27 | 8.36
Fin | CZ10 | Existing | cAVVG | Main | 39230.77 | 5810.79 | 11.16 | 7.9
Fin | CZ11 | Existing | cAVVG | Main | 42290.65 | 6215.41 | 12.03 | 8.45
Fin | CZ12 | Existing | cAVVG | Main | 39512.92 | 5770.66 | 11.24 | 7.85
Fin | CZ13 | Existing | cAVVG | Main | 41560.81 | 6126.25 | 11.82 | 8.33
Fin | CZ14 | Existing | cAVVG | Main | 38814.4 | 6284.82 | 11.04 | 8.54
Fin | CZ15 | Existing | cAVVG | Main | 45071.6 | 6365.95 | 12.82 | 8.66
Fin | CZ16 | Existing | cAVVG | Main | 31017.53 | 6265.81 | 8.82 | 8.52
Fin | CZ01 | Existing | cDXGF | Main | 29884.2 | 3361.72 | 8.5 | 4.57
Fin | CZ02 | Existing | cDXGF | Main | 40484.4 | 4135.33 | 11.51 | 5.62
Fin | CZ03 | Existing | cDXGF | Main | 34892.1 | 3806.53 | 9.92 | 5.18
Fin | CZ04 | Existing | cDXGF | Main | 45695.5 | 4421.71 | 12.99 | 6.01
Fin | CZ05 | Existing | cDXGF | Main | 35523.2 | 3921.98 | 10.1 | 5.33
Fin | CZ06 | Existing | cDXGF | Main | 36280.8 | 4018.92 | 10.32 | 5.46
Fin | CZ07 | Existing | cDXGF | Main | 37195.8 | 4028.32 | 10.58 | 5.48
Fin | CZ08 | Existing | cDXGF | Main | 43620.3 | 4377.25 | 12.4 | 5.95
Fin | CZ09 | Existing | cDXGF | Main | 45550.5 | 4551.88 | 12.95 | 6.19
Fin | CZ10 | Existing | cDXGF | Main | 45055.3 | 4283.53 | 12.81 | 5.82
Fin | CZ11 | Existing | cDXGF | Main | 49852.1 | 4596.76 | 14.18 | 6.25
Fin | CZ12 | Existing | cDXGF | Main | 44464.6 | 4262.21 | 12.64 | 5.79
Fin | CZ13 | Existing | cDXGF | Main | 48690.8 | 4534.91 | 13.84 | 6.17
Fin | CZ14 | Existing | cDXGF | Main | 46500.7 | 4646.2 | 13.22 | 6.32
Fin | CZ15 | Existing | cDXGF | Main | 53648.4 | 4664.19 | 15.25 | 6.34
Fin | CZ16 | Existing | cDXGF | Main | 42286.5 | 4756.87 | 12.02 | 6.47
Fin | CZ01 | Existing | cDXHP | Main | 40161.8 | 3361.72 | 11.42 | 4.57
Fin | CZ02 | Existing | cDXHP | Main | 47772.4 | 4135.33 | 13.58 | 5.62
Fin | CZ03 | Existing | cDXHP | Main | 43119.4 | 3806.53 | 12.26 | 5.18
Fin | CZ04 | Existing | cDXHP | Main | 49640.6 | 4421.71 | 14.12 | 6.01
Fin | CZ05 | Existing | cDXHP | Main | 44561.8 | 3921.98 | 12.67 | 5.33
Fin | CZ06 | Existing | cDXHP | Main | 42828.6 | 4018.92 | 12.18 | 5.46
Fin | CZ07 | Existing | cDXHP | Main | 43047.3 | 4028.32 | 12.24 | 5.48
Fin | CZ08 | Existing | cDXHP | Main | 47185.7 | 4377.25 | 13.42 | 5.95
Fin | CZ09 | Existing | cDXHP | Main | 47930.4 | 4551.88 | 13.63 | 6.19
Fin | CZ10 | Existing | cDXHP | Main | 46244 | 4283.53 | 13.15 | 5.82
Fin | CZ11 | Existing | cDXHP | Main | 51288.9 | 4596.76 | 14.58 | 6.25
Fin | CZ12 | Existing | cDXHP | Main | 48596.8 | 4262.21 | 13.82 | 5.79
Fin | CZ13 | Existing | cDXHP | Main | 50101.1 | 4534.91 | 14.25 | 6.17
Fin | CZ14 | Existing | cDXHP | Main | 48713.7 | 4646.2 | 13.85 | 6.32
Fin | CZ15 | Existing | cDXHP | Main | 55251.3 | 4664.19 | 15.71 | 6.34
Fin | CZ16 | Existing | cDXHP | Main | 45550 | 4756.87 | 12.95 | 6.47
Fin | CZ01 | Existing | cDXOH | Main | 29884.2 | 3361.72 | 8.5 | 4.57
Fin | CZ02 | Existing | cDXOH | Main | 40484.4 | 4135.33 | 11.51 | 5.62
Fin | CZ03 | Existing | cDXOH | Main | 34892.1 | 3806.53 | 9.92 | 5.18
Fin | CZ04 | Existing | cDXOH | Main | 45695.5 | 4421.71 | 12.99 | 6.01
Fin | CZ05 | Existing | cDXOH | Main | 35523.2 | 3921.98 | 10.1 | 5.33
Fin | CZ06 | Existing | cDXOH | Main | 36280.8 | 4018.92 | 10.32 | 5.46
Fin | CZ07 | Existing | cDXOH | Main | 37195.8 | 4028.32 | 10.58 | 5.48
Fin | CZ08 | Existing | cDXOH | Main | 43620.3 | 4377.25 | 12.4 | 5.95
Fin | CZ09 | Existing | cDXOH | Main | 45550.5 | 4551.88 | 12.95 | 6.19
Fin | CZ10 | Existing | cDXOH | Main | 45055.3 | 4283.53 | 12.81 | 5.82
Fin | CZ11 | Existing | cDXOH | Main | 49852.1 | 4596.76 | 14.18 | 6.25
Fin | CZ12 | Existing | cDXOH | Main | 44464.6 | 4262.21 | 12.64 | 5.79
Fin | CZ13 | Existing | cDXOH | Main | 48690.8 | 4534.91 | 13.84 | 6.17
Fin | CZ14 | Existing | cDXOH | Main | 46500.7 | 4646.2 | 13.22 | 6.32
Fin | CZ15 | Existing | cDXOH | Main | 53648.4 | 4664.19 | 15.25 | 6.34
Fin | CZ16 | Existing | cDXOH | Main | 42286.5 | 4756.87 | 12.02 | 6.47
Fin | CZ01 | Existing | cPVVG | Main | 29884.2 | 3361.72 | 8.5 | 4.57
Fin | CZ02 | Existing | cPVVG | Main | 40484.4 | 4135.33 | 11.51 | 5.62
Fin | CZ03 | Existing | cPVVG | Main | 34892.1 | 3806.53 | 9.92 | 5.18
Fin | CZ04 | Existing | cPVVG | Main | 45695.5 | 4421.71 | 12.99 | 6.01
Fin | CZ05 | Existing | cPVVG | Main | 35523.2 | 3921.98 | 10.1 | 5.33
Fin | CZ06 | Existing | cPVVG | Main | 36280.8 | 4018.92 | 10.32 | 5.46
Fin | CZ07 | Existing | cPVVG | Main | 37195.8 | 4028.32 | 10.58 | 5.48
Fin | CZ08 | Existing | cPVVG | Main | 43620.3 | 4377.25 | 12.4 | 5.95
Fin | CZ09 | Existing | cPVVG | Main | 45550.5 | 4551.88 | 12.95 | 6.19
Fin | CZ10 | Existing | cPVVG | Main | 45055.3 | 4283.53 | 12.81 | 5.82
Fin | CZ11 | Existing | cPVVG | Main | 49852.1 | 4596.76 | 14.18 | 6.25
Fin | CZ12 | Existing | cPVVG | Main | 44464.6 | 4262.21 | 12.64 | 5.79
Fin | CZ13 | Existing | cPVVG | Main | 48690.8 | 4534.91 | 13.84 | 6.17
Fin | CZ14 | Existing | cPVVG | Main | 46500.7 | 4646.2 | 13.22 | 6.32
Fin | CZ15 | Existing | cPVVG | Main | 53648.4 | 4664.19 | 15.25 | 6.34
Fin | CZ16 | Existing | cPVVG | Main | 42286.5 | 4756.87 | 12.02 | 6.47
Gro | CZ01 | Existing | cAVVG | Main | 193223.63 | 37613.39 | 54.94 | 51.14
Gro | CZ02 | Existing | cAVVG | Main | 302906.49 | 40473.71 | 86.13 | 55.03
Gro | CZ03 | Existing | cAVVG | Main | 252222.53 | 38214.32 | 71.72 | 51.96
Gro | CZ04 | Existing | cAVVG | Main | 353872.12 | 45972.73 | 100.62 | 62.51
Gro | CZ05 | Existing | cAVVG | Main | 262567.58 | 39504.93 | 74.66 | 53.71
Gro | CZ06 | Existing | cAVVG | Main | 280619.26 | 48198.29 | 79.79 | 65.53
Gro | CZ07 | Existing | cAVVG | Main | 305686.11 | 49295.14 | 86.92 | 67.02
Gro | CZ08 | Existing | cAVVG | Main | 359185.87 | 49009.23 | 102.13 | 66.63
Gro | CZ09 | Existing | cAVVG | Main | 368209.86 | 50455.46 | 104.7 | 68.6
Gro | CZ10 | Existing | cAVVG | Main | 381031.06 | 50130.04 | 108.34 | 68.16
Gro | CZ11 | Existing | cAVVG | Main | 414757.47 | 52139.61 | 117.93 | 70.89
Gro | CZ12 | Existing | cAVVG | Main | 371793.57 | 47836.47 | 105.72 | 65.04
Gro | CZ13 | Existing | cAVVG | Main | 422999.73 | 53690.4 | 120.28 | 73
Gro | CZ14 | Existing | cAVVG | Main | 395129.69 | 55355.48 | 112.35 | 75.26
Gro | CZ15 | Existing | cAVVG | Main | 491855.93 | 58723.62 | 139.86 | 79.84
Gro | CZ16 | Existing | cAVVG | Main | 270090.33 | 57739.68 | 76.8 | 78.5
Gro | CZ01 | Existing | cDXGF | Main | 287737.6 | 32368.05 | 81.82 | 44.01
Gro | CZ02 | Existing | cDXGF | Main | 312388.7 | 34446.88 | 88.83 | 46.83
Gro | CZ03 | Existing | cDXGF | Main | 290632.2 | 32478.92 | 82.64 | 44.16
Gro | CZ04 | Existing | cDXGF | Main | 347140.5 | 37806.54 | 98.71 | 51.4
Gro | CZ05 | Existing | cDXGF | Main | 297887.4 | 33399.61 | 84.7 | 45.41
Gro | CZ06 | Existing | cDXGF | Main | 328859.6 | 36947.18 | 93.51 | 50.23
Gro | CZ07 | Existing | cDXGF | Main | 336574.9 | 37266.31 | 95.7 | 50.67
Gro | CZ08 | Existing | cDXGF | Main | 344209 | 37976.6 | 97.87 | 51.63
Gro | CZ09 | Existing | cDXGF | Main | 354776.5 | 39114.01 | 100.88 | 53.18
Gro | CZ10 | Existing | cDXGF | Main | 354208 | 38734.94 | 100.72 | 52.66
Gro | CZ11 | Existing | cDXGF | Main | 371248.3 | 40237.25 | 105.56 | 54.71
Gro | CZ12 | Existing | cDXGF | Main | 347483.1 | 37940.24 | 98.81 | 51.58
Gro | CZ13 | Existing | cDXGF | Main | 375532.7 | 40843.88 | 106.78 | 55.53
Gro | CZ14 | Existing | cDXGF | Main | 389049.3 | 42770.62 | 110.62 | 58.15
Gro | CZ15 | Existing | cDXGF | Main | 412054.5 | 43398.32 | 117.17 | 59.01
Gro | CZ16 | Existing | cDXGF | Main | 405513 | 45616.76 | 115.31 | 62.02
Gro | CZ01 | Existing | cDXHP | Main | 411741 | 32368.05 | 117.08 | 44.01
Gro | CZ02 | Existing | cDXHP | Main | 437758.6 | 34446.88 | 124.47 | 46.83
Gro | CZ03 | Existing | cDXHP | Main | 410171.6 | 32478.92 | 116.63 | 44.16
Gro | CZ04 | Existing | cDXHP | Main | 477964.9 | 37806.54 | 135.91 | 51.4
Gro | CZ05 | Existing | cDXHP | Main | 424070.6 | 33399.61 | 120.58 | 45.41
Gro | CZ06 | Existing | cDXHP | Main | 421322.4 | 36947.18 | 119.8 | 50.23
Gro | CZ07 | Existing | cDXHP | Main | 425538.4 | 37266.31 | 121 | 50.67
Gro | CZ08 | Existing | cDXHP | Main | 445618.4 | 37976.6 | 126.71 | 51.63
Gro | CZ09 | Existing | cDXHP | Main | 449959.4 | 39114.01 | 127.94 | 53.18
Gro | CZ10 | Existing | cDXHP | Main | 454066.8 | 38734.94 | 129.11 | 52.66
Gro | CZ11 | Existing | cDXHP | Main | 496261.6 | 40237.25 | 141.11 | 54.71
Gro | CZ12 | Existing | cDXHP | Main | 477915.3 | 37940.24 | 135.89 | 51.58
Gro | CZ13 | Existing | cDXHP | Main | 494169.3 | 40843.88 | 140.51 | 55.53
Gro | CZ14 | Existing | cDXHP | Main | 496479.2 | 42770.62 | 141.17 | 58.15
Gro | CZ15 | Existing | cDXHP | Main | 486173.4 | 43398.32 | 138.24 | 59.01
Gro | CZ16 | Existing | cDXHP | Main | 482165 | 45616.76 | 137.1 | 62.02
Gro | CZ01 | Existing | cDXOH | Main | 287737.6 | 32368.05 | 81.82 | 44.01
Gro | CZ02 | Existing | cDXOH | Main | 312388.7 | 34446.88 | 88.83 | 46.83
Gro | CZ03 | Existing | cDXOH | Main | 290632.2 | 32478.92 | 82.64 | 44.16
Gro | CZ04 | Existing | cDXOH | Main | 347140.5 | 37806.54 | 98.71 | 51.4
Gro | CZ05 | Existing | cDXOH | Main | 297887.4 | 33399.61 | 84.7 | 45.41
Gro | CZ06 | Existing | cDXOH | Main | 328859.6 | 36947.18 | 93.51 | 50.23
Gro | CZ07 | Existing | cDXOH | Main | 336574.9 | 37266.31 | 95.7 | 50.67
Gro | CZ08 | Existing | cDXOH | Main | 344209 | 37976.6 | 97.87 | 51.63
Gro | CZ09 | Existing | cDXOH | Main | 354776.5 | 39114.01 | 100.88 | 53.18
Gro | CZ10 | Existing | cDXOH | Main | 354208 | 38734.94 | 100.72 | 52.66
Gro | CZ11 | Existing | cDXOH | Main | 371248.3 | 40237.25 | 105.56 | 54.71
Gro | CZ12 | Existing | cDXOH | Main | 347483.1 | 37940.24 | 98.81 | 51.58
Gro | CZ13 | Existing | cDXOH | Main | 375532.7 | 40843.88 | 106.78 | 55.53
Gro | CZ14 | Existing | cDXOH | Main | 389049.3 | 42770.62 | 110.62 | 58.15
Gro | CZ15 | Existing | cDXOH | Main | 412054.5 | 43398.32 | 117.17 | 59.01
Gro | CZ16 | Existing | cDXOH | Main | 405513 | 45616.76 | 115.31 | 62.02
Gro | CZ01 | Existing | cPVVG | Main | 252489.1 | 32368.05 | 71.79 | 44.01
Gro | CZ02 | Existing | cPVVG | Main | 286027.6 | 34446.88 | 81.33 | 46.83
Gro | CZ03 | Existing | cPVVG | Main | 263491.7 | 32478.92 | 74.92 | 44.16
Gro | CZ04 | Existing | cPVVG | Main | 324197.9 | 37806.54 | 92.18 | 51.4
Gro | CZ05 | Existing | cPVVG | Main | 270707.9 | 33399.61 | 76.97 | 45.41
Gro | CZ06 | Existing | cPVVG | Main | 313552.6 | 36947.18 | 89.16 | 50.23
Gro | CZ07 | Existing | cPVVG | Main | 322916.1 | 37266.31 | 91.82 | 50.67
Gro | CZ08 | Existing | cPVVG | Main | 330440.9 | 37976.6 | 93.96 | 51.63
Gro | CZ09 | Existing | cPVVG | Main | 340888.9 | 39114.01 | 96.93 | 53.18
Gro | CZ10 | Existing | cPVVG | Main | 340222.7 | 38734.94 | 96.74 | 52.66
Gro | CZ11 | Existing | cPVVG | Main | 357058 | 40237.25 | 101.53 | 54.71
Gro | CZ12 | Existing | cPVVG | Main | 329019.1 | 37940.24 | 93.55 | 51.58
Gro | CZ13 | Existing | cPVVG | Main | 362863.9 | 40843.88 | 103.18 | 55.53
Gro | CZ14 | Existing | cPVVG | Main | 369686.2 | 42770.62 | 105.12 | 58.15
Gro | CZ15 | Existing | cPVVG | Main | 403477.9 | 43398.32 | 114.73 | 59.01
Gro | CZ16 | Existing | cPVVG | Main | 375452.6 | 45616.76 | 106.76 | 62.02
Hsp | CZ01 | Existing | cAVVG | Main | 333932.75 | 60376.39 | 94.95 | 82.09
Hsp | CZ02 | Existing | cAVVG | Main | 467835.69 | 67616.27 | 133.03 | 91.93
Hsp | CZ03 | Existing | cAVVG | Main | 427761.07 | 65115.44 | 121.63 | 88.53
Hsp | CZ04 | Existing | cAVVG | Main | 503296.03 | 70595.61 | 143.11 | 95.98
Hsp | CZ05 | Existing | cAVVG | Main | 416260.27 | 66351.51 | 118.36 | 90.21
Hsp | CZ06 | Existing | cAVVG | Main | 413572.72 | 66176.21 | 117.6 | 89.97
Hsp | CZ07 | Existing | cAVVG | Main | 434471 | 66736.94 | 123.54 | 90.74
Hsp | CZ08 | Existing | cAVVG | Main | 485294.84 | 69314.22 | 137.99 | 94.24
Hsp | CZ09 | Existing | cAVVG | Main | 497088.45 | 71795.37 | 141.34 | 97.61
Hsp | CZ10 | Existing | cAVVG | Main | 531230.87 | 73807.35 | 151.05 | 100.35
Hsp | CZ11 | Existing | cAVVG | Main | 528001.86 | 71280.36 | 150.13 | 96.91
Hsp | CZ12 | Existing | cAVVG | Main | 505574.97 | 68254.33 | 143.76 | 92.8
Hsp | CZ13 | Existing | cAVVG | Main | 523829.39 | 70976.51 | 148.95 | 96.5
Hsp | CZ14 | Existing | cAVVG | Main | 491278.9 | 73956.54 | 139.69 | 100.55
Hsp | CZ15 | Existing | cAVVG | Main | 566295.06 | 72356.88 | 161.02 | 98.38
Hsp | CZ16 | Existing | cAVVG | Main | 398100.32 | 78289.77 | 113.2 | 106.44
Hsp | CZ01 | Existing | cDXGF | Main | 426331 | 47958.59 | 121.23 | 65.21
Hsp | CZ02 | Existing | cDXGF | Main | 492674.9 | 52757.01 | 140.09 | 71.73
Hsp | CZ03 | Existing | cDXGF | Main | 462911.4 | 50983.83 | 131.63 | 69.32
Hsp | CZ04 | Existing | cDXGF | Main | 523807.9 | 54905.34 | 148.94 | 74.65
Hsp | CZ05 | Existing | cDXGF | Main | 467078.6 | 51944.48 | 132.81 | 70.62
Hsp | CZ06 | Existing | cDXGF | Main | 474009.2 | 52637.9 | 134.78 | 71.57
Hsp | CZ07 | Existing | cDXGF | Main | 483903.8 | 53164.11 | 137.6 | 72.28
Hsp | CZ08 | Existing | cDXGF | Main | 514834.9 | 54540.69 | 146.39 | 74.15
Hsp | CZ09 | Existing | cDXGF | Main | 532887 | 56324.33 | 151.52 | 76.58
Hsp | CZ10 | Existing | cDXGF | Main | 555505 | 57563.51 | 157.96 | 78.26
Hsp | CZ11 | Existing | cDXGF | Main | 548487 | 55877.44 | 155.96 | 75.97
Hsp | CZ12 | Existing | cDXGF | Main | 516644.9 | 53571.03 | 146.91 | 72.84
Hsp | CZ13 | Existing | cDXGF | Main | 545328.9 | 55760.88 | 155.06 | 75.81
Hsp | CZ14 | Existing | cDXGF | Main | 544728.7 | 57773.11 | 154.89 | 78.55
Hsp | CZ15 | Existing | cDXGF | Main | 590429.8 | 56482.53 | 167.89 | 76.79
Hsp | CZ16 | Existing | cDXGF | Main | 545927.5 | 61412.2 | 155.23 | 83.5
Hsp | CZ01 | Existing | cDXHP | Main | 590353.6 | 47958.59 | 167.86 | 65.21
Hsp | CZ02 | Existing | cDXHP | Main | 647416.5 | 52757.01 | 184.09 | 71.73
Hsp | CZ03 | Existing | cDXHP | Main | 604588.8 | 50983.83 | 171.91 | 69.32
Hsp | CZ04 | Existing | cDXHP | Main | 662040.4 | 54905.34 | 188.25 | 74.65
Hsp | CZ05 | Existing | cDXHP | Main | 620663.3 | 51944.48 | 176.48 | 70.62
Hsp | CZ06 | Existing | cDXHP | Main | 583144.3 | 52637.9 | 165.81 | 71.57
Hsp | CZ07 | Existing | cDXHP | Main | 589771.2 | 53164.11 | 167.7 | 72.28
Hsp | CZ08 | Existing | cDXHP | Main | 619252.3 | 54540.69 | 176.08 | 74.15
Hsp | CZ09 | Existing | cDXHP | Main | 626091.7 | 56324.33 | 178.03 | 76.58
Hsp | CZ10 | Existing | cDXHP | Main | 647228.9 | 57563.51 | 184.04 | 78.26
Hsp | CZ11 | Existing | cDXHP | Main | 669096.4 | 55877.44 | 190.25 | 75.97
Hsp | CZ12 | Existing | cDXHP | Main | 650166.9 | 53571.03 | 184.87 | 72.84
Hsp | CZ13 | Existing | cDXHP | Main | 658038 | 55760.88 | 187.11 | 75.81
Hsp | CZ14 | Existing | cDXHP | Main | 649959.6 | 57773.11 | 184.81 | 78.55
Hsp | CZ15 | Existing | cDXHP | Main | 655475.6 | 56482.53 | 186.38 | 76.79
Hsp | CZ16 | Existing | cDXHP | Main | 625462.5 | 61412.2 | 177.85 | 83.5
Hsp | CZ01 | Existing | cDXOH | Main | 426331 | 47958.59 | 121.23 | 65.21
Hsp | CZ02 | Existing | cDXOH | Main | 492674.9 | 52757.01 | 140.09 | 71.73
Hsp | CZ03 | Existing | cDXOH | Main | 462911.4 | 50983.83 | 131.63 | 69.32
Hsp | CZ04 | Existing | cDXOH | Main | 523807.9 | 54905.34 | 148.94 | 74.65
Hsp | CZ05 | Existing | cDXOH | Main | 467078.6 | 51944.48 | 132.81 | 70.62
Hsp | CZ06 | Existing | cDXOH | Main | 474009.2 | 52637.9 | 134.78 | 71.57
Hsp | CZ07 | Existing | cDXOH | Main | 483903.8 | 53164.11 | 137.6 | 72.28
Hsp | CZ08 | Existing | cDXOH | Main | 514834.9 | 54540.69 | 146.39 | 74.15
Hsp | CZ09 | Existing | cDXOH | Main | 532887 | 56324.33 | 151.52 | 76.58
Hsp | CZ10 | Existing | cDXOH | Main | 555505 | 57563.51 | 157.96 | 78.26
Hsp | CZ11 | Existing | cDXOH | Main | 548487 | 55877.44 | 155.96 | 75.97
Hsp | CZ12 | Existing | cDXOH | Main | 516644.9 | 53571.03 | 146.91 | 72.84
Hsp | CZ13 | Existing | cDXOH | Main | 545328.9 | 55760.88 | 155.06 | 75.81
Hsp | CZ14 | Existing | cDXOH | Main | 544728.7 | 57773.11 | 154.89 | 78.55
Hsp | CZ15 | Existing | cDXOH | Main | 590429.8 | 56482.53 | 167.89 | 76.79
Hsp | CZ16 | Existing | cDXOH | Main | 545927.5 | 61412.2 | 155.23 | 83.5
Hsp | CZ01 | Existing | cPVVG | Main | 426331 | 47958.59 | 121.23 | 65.21
Hsp | CZ02 | Existing | cPVVG | Main | 492674.9 | 52757.01 | 140.09 | 71.73
Hsp | CZ03 | Existing | cPVVG | Main | 462911.4 | 50983.83 | 131.63 | 69.32
Hsp | CZ04 | Existing | cPVVG | Main | 523807.9 | 54905.34 | 148.94 | 74.65
Hsp | CZ05 | Existing | cPVVG | Main | 467078.6 | 51944.48 | 132.81 | 70.62
Hsp | CZ06 | Existing | cPVVG | Main | 474009.2 | 52637.9 | 134.78 | 71.57
Hsp | CZ07 | Existing | cPVVG | Main | 483903.8 | 53164.11 | 137.6 | 72.28
Hsp | CZ08 | Existing | cPVVG | Main | 514834.9 | 54540.69 | 146.39 | 74.15
Hsp | CZ09 | Existing | cPVVG | Main | 532887 | 56324.33 | 151.52 | 76.58
Hsp | CZ10 | Existing | cPVVG | Main | 555505 | 57563.51 | 157.96 | 78.26
Hsp | CZ11 | Existing | cPVVG | Main | 548487 | 55877.44 | 155.96 | 75.97
Hsp | CZ12 | Existing | cPVVG | Main | 516644.9 | 53571.03 | 146.91 | 72.84
Hsp | CZ13 | Existing | cPVVG | Main | 545328.9 | 55760.88 | 155.06 | 75.81
Hsp | CZ14 | Existing | cPVVG | Main | 544728.7 | 57773.11 | 154.89 | 78.55
Hsp | CZ15 | Existing | cPVVG | Main | 590429.8 | 56482.53 | 167.89 | 76.79
Hsp | CZ16 | Existing | cPVVG | Main | 545927.5 | 61412.2 | 155.23 | 83.5
Htl | CZ01 | Existing | cAVVG | Main | 105172.23 | 18892.81 | 29.91 | 25.69
Htl | CZ02 | Existing | cAVVG | Main | 170213.16 | 21691.15 | 48.4 | 29.49
Htl | CZ03 | Existing | cAVVG | Main | 154279.51 | 21353.51 | 43.87 | 29.03
Htl | CZ04 | Existing | cAVVG | Main | 183338.31 | 22419.3 | 52.13 | 30.48
Htl | CZ05 | Existing | cAVVG | Main | 144626.75 | 21650.84 | 41.12 | 29.44
Htl | CZ06 | Existing | cAVVG | Main | 143117.79 | 21301.25 | 40.69 | 28.96
Htl | CZ07 | Existing | cAVVG | Main | 152786.36 | 21315.5 | 43.44 | 28.98
Htl | CZ08 | Existing | cAVVG | Main | 178809.49 | 22496.83 | 50.84 | 30.59
Htl | CZ09 | Existing | cAVVG | Main | 184855.29 | 23401.27 | 52.56 | 31.82
Htl | CZ10 | Existing | cAVVG | Main | 193984.1 | 22856.63 | 55.16 | 31.08
Htl | CZ11 | Existing | cAVVG | Main | 200510.06 | 23725.72 | 57.01 | 32.26
Htl | CZ12 | Existing | cAVVG | Main | 189530.58 | 22024.5 | 53.89 | 29.94
Htl | CZ13 | Existing | cAVVG | Main | 200987.52 | 23492.98 | 57.15 | 31.94
Htl | CZ14 | Existing | cAVVG | Main | 184216.25 | 24533.3 | 52.38 | 33.36
Htl | CZ15 | Existing | cAVVG | Main | 223300.96 | 24704.21 | 63.49 | 33.59
Htl | CZ16 | Existing | cAVVG | Main | 136730.07 | 25315.86 | 38.88 | 34.42
Htl | CZ01 | Existing | cDXGF | Main | 125521.2 | 14120.09 | 35.69 | 19.2
Htl | CZ02 | Existing | cDXGF | Main | 179450 | 15970.74 | 51.03 | 21.71
Htl | CZ03 | Existing | cDXGF | Main | 159872.9 | 15695.36 | 45.46 | 21.34
Htl | CZ04 | Existing | cDXGF | Main | 193478.4 | 16519.52 | 55.01 | 22.46
Htl | CZ05 | Existing | cDXGF | Main | 155202.3 | 15905.31 | 44.13 | 21.63
Htl | CZ06 | Existing | cDXGF | Main | 148185.5 | 15529.39 | 42.14 | 21.11
Htl | CZ07 | Existing | cDXGF | Main | 154842.2 | 15614.11 | 44.03 | 21.23
Htl | CZ08 | Existing | cDXGF | Main | 185471.7 | 16534.83 | 52.74 | 22.48
Htl | CZ09 | Existing | cDXGF | Main | 195382.6 | 17192.45 | 55.56 | 23.38
Htl | CZ10 | Existing | cDXGF | Main | 196180.4 | 16778.03 | 55.78 | 22.81
Htl | CZ11 | Existing | cDXGF | Main | 206310.7 | 17452.03 | 58.66 | 23.73
Htl | CZ12 | Existing | cDXGF | Main | 188782.6 | 16206.29 | 53.68 | 22.03
Htl | CZ13 | Existing | cDXGF | Main | 188371.6 | 17134.81 | 53.56 | 23.3
Htl | CZ14 | Existing | cDXGF | Main | 200255.4 | 17998.52 | 56.94 | 24.47
Htl | CZ15 | Existing | cDXGF | Main | 194028.7 | 18011.23 | 55.17 | 24.49
Htl | CZ16 | Existing | cDXGF | Main | 167045.7 | 18791.22 | 47.5 | 25.55
Htl | CZ01 | Existing | cDXHP | Main | 183634.1 | 14120.09 | 52.22 | 19.2
Htl | CZ02 | Existing | cDXHP | Main | 206475.7 | 15970.74 | 58.71 | 21.71
Htl | CZ03 | Existing | cDXHP | Main | 199014.9 | 15695.36 | 56.59 | 21.34
Htl | CZ04 | Existing | cDXHP | Main | 211938.5 | 16519.52 | 60.26 | 22.46
Htl | CZ05 | Existing | cDXHP | Main | 202549.4 | 15905.31 | 57.59 | 21.63
Htl | CZ06 | Existing | cDXHP | Main | 191053.6 | 15529.39 | 54.33 | 21.11
Htl | CZ07 | Existing | cDXHP | Main | 192066.1 | 15614.11 | 54.61 | 21.23
Htl | CZ08 | Existing | cDXHP | Main | 205649.4 | 16534.83 | 58.48 | 22.48
Htl | CZ09 | Existing | cDXHP | Main | 211119.8 | 17192.45 | 60.03 | 23.38
Htl | CZ10 | Existing | cDXHP | Main | 208923.8 | 16778.03 | 59.41 | 22.81
Htl | CZ11 | Existing | cDXHP | Main | 222638.2 | 17452.03 | 63.31 | 23.73
Htl | CZ12 | Existing | cDXHP | Main | 208613.6 | 16206.29 | 59.32 | 22.03
Htl | CZ13 | Existing | cDXHP | Main | 217250.7 | 17134.81 | 61.77 | 23.3
Htl | CZ14 | Existing | cDXHP | Main | 222724.1 | 17998.52 | 63.33 | 24.47
Htl | CZ15 | Existing | cDXHP | Main | 219180.9 | 18011.23 | 62.32 | 24.49
Htl | CZ16 | Existing | cDXHP | Main | 220166.8 | 18791.22 | 62.6 | 25.55
Htl | CZ01 | Existing | cDXOH | Main | 125521.2 | 14120.09 | 35.69 | 19.2
Htl | CZ02 | Existing | cDXOH | Main | 179450 | 15970.74 | 51.03 | 21.71
Htl | CZ03 | Existing | cDXOH | Main | 159872.9 | 15695.36 | 45.46 | 21.34
Htl | CZ04 | Existing | cDXOH | Main | 193478.4 | 16519.52 | 55.01 | 22.46
Htl | CZ05 | Existing | cDXOH | Main | 155202.3 | 15905.31 | 44.13 | 21.63
Htl | CZ06 | Existing | cDXOH | Main | 148185.5 | 15529.39 | 42.14 | 21.11
Htl | CZ07 | Existing | cDXOH | Main | 154842.2 | 15614.11 | 44.03 | 21.23
Htl | CZ08 | Existing | cDXOH | Main | 185471.7 | 16534.83 | 52.74 | 22.48
Htl | CZ09 | Existing | cDXOH | Main | 195382.6 | 17192.45 | 55.56 | 23.38
Htl | CZ10 | Existing | cDXOH | Main | 196180.4 | 16778.03 | 55.78 | 22.81
Htl | CZ11 | Existing | cDXOH | Main | 206310.7 | 17452.03 | 58.66 | 23.73
Htl | CZ12 | Existing | cDXOH | Main | 188782.6 | 16206.29 | 53.68 | 22.03
Htl | CZ13 | Existing | cDXOH | Main | 188371.6 | 17134.81 | 53.56 | 23.3
Htl | CZ14 | Existing | cDXOH | Main | 200255.4 | 17998.52 | 56.94 | 24.47
Htl | CZ15 | Existing | cDXOH | Main | 194028.7 | 18011.23 | 55.17 | 24.49
Htl | CZ16 | Existing | cDXOH | Main | 167045.7 | 18791.22 | 47.5 | 25.55
Htl | CZ01 | Existing | cPVVG | Main | 123628.2 | 14120.09 | 35.15 | 19.2
Htl | CZ02 | Existing | cPVVG | Main | 178423 | 15970.74 | 50.73 | 21.71
Htl | CZ03 | Existing | cPVVG | Main | 159356.8 | 15695.36 | 45.31 | 21.34
Htl | CZ04 | Existing | cPVVG | Main | 192625.9 | 16519.52 | 54.77 | 22.46
Htl | CZ05 | Existing | cPVVG | Main | 154555.6 | 15905.31 | 43.95 | 21.63
Htl | CZ06 | Existing | cPVVG | Main | 148185.5 | 15529.39 | 42.14 | 21.11
Htl | CZ07 | Existing | cPVVG | Main | 154842.2 | 15614.11 | 44.03 | 21.23
Htl | CZ08 | Existing | cPVVG | Main | 185471.7 | 16534.83 | 52.74 | 22.48
Htl | CZ09 | Existing | cPVVG | Main | 195382.6 | 17192.45 | 55.56 | 23.38
Htl | CZ10 | Existing | cPVVG | Main | 196180.4 | 16778.03 | 55.78 | 22.81
Htl | CZ11 | Existing | cPVVG | Main | 206310.7 | 17452.03 | 58.66 | 23.73
Htl | CZ12 | Existing | cPVVG | Main | 188782.6 | 16206.29 | 53.68 | 22.03
Htl | CZ13 | Existing | cPVVG | Main | 188371.6 | 17134.81 | 53.56 | 23.3
Htl | CZ14 | Existing | cPVVG | Main | 200190.3 | 17998.52 | 56.92 | 24.47
Htl | CZ15 | Existing | cPVVG | Main | 194028.7 | 18011.23 | 55.17 | 24.49
Htl | CZ16 | Existing | cPVVG | Main | 166227.2 | 18791.22 | 47.27 | 25.55
Lib | CZ01 | Existing | cAVVG | Main | 64626.59 | 11624.44 | 18.38 | 15.8
Lib | CZ02 | Existing | cAVVG | Main | 97229.32 | 13987.78 | 27.65 | 19.02
Lib | CZ03 | Existing | cAVVG | Main | 86501.28 | 13039.9 | 24.6 | 17.73
Lib | CZ04 | Existing | cAVVG | Main | 106025.04 | 14998.48 | 30.15 | 20.39
Lib | CZ05 | Existing | cAVVG | Main | 84357.5 | 13437.86 | 23.99 | 18.27
Lib | CZ06 | Existing | cAVVG | Main | 84811.13 | 13537.9 | 24.12 | 18.41
Lib | CZ07 | Existing | cAVVG | Main | 88986.42 | 13567.61 | 25.3 | 18.45
Lib | CZ08 | Existing | cAVVG | Main | 102832.85 | 14702.55 | 29.24 | 19.99
Lib | CZ09 | Existing | cAVVG | Main | 105254.28 | 15224.77 | 29.93 | 20.7
Lib | CZ10 | Existing | cAVVG | Main | 105763.57 | 14476.68 | 30.07 | 19.68
Lib | CZ11 | Existing | cAVVG | Main | 112179.84 | 15333.51 | 31.9 | 20.85
Lib | CZ12 | Existing | cAVVG | Main | 106619.23 | 14405.66 | 30.32 | 19.59
Lib | CZ13 | Existing | cAVVG | Main | 111387.5 | 15161.36 | 31.67 | 20.61
Lib | CZ14 | Existing | cAVVG | Main | 102936.44 | 15613.81 | 29.27 | 21.23
Lib | CZ15 | Existing | cAVVG | Main | 120238.29 | 15638.65 | 34.19 | 21.26
Lib | CZ16 | Existing | cAVVG | Main | 81144.36 | 16016.26 | 23.07 | 21.78
Lib | CZ01 | Existing | cDXGF | Main | 76276.5 | 8580.45 | 21.69 | 11.67
Lib | CZ02 | Existing | cDXGF | Main | 105981.9 | 10204.84 | 30.14 | 13.87
Lib | CZ03 | Existing | cDXGF | Main | 91459.3 | 9551.28 | 26.01 | 12.99
Lib | CZ04 | Existing | cDXGF | Main | 120378.4 | 10913.87 | 34.23 | 14.84
Lib | CZ05 | Existing | cDXGF | Main | 91606.5 | 9838.01 | 26.05 | 13.38
Lib | CZ06 | Existing | cDXGF | Main | 92868.6 | 9974.18 | 26.41 | 13.56
Lib | CZ07 | Existing | cDXGF | Main | 96228.3 | 9997.5 | 27.36 | 13.59
Lib | CZ08 | Existing | cDXGF | Main | 113780.3 | 10761.68 | 32.35 | 14.63
Lib | CZ09 | Existing | cDXGF | Main | 118713.9 | 11139.37 | 33.76 | 15.15
Lib | CZ10 | Existing | cDXGF | Main | 119669.3 | 10563.65 | 34.03 | 14.36
Lib | CZ11 | Existing | cDXGF | Main | 130439.9 | 11207.11 | 37.09 | 15.24
Lib | CZ12 | Existing | cDXGF | Main | 118218.7 | 10521.94 | 33.61 | 14.31
Lib | CZ13 | Existing | cDXGF | Main | 128066 | 11089.74 | 36.41 | 15.08
Lib | CZ14 | Existing | cDXGF | Main | 122069.5 | 11413.35 | 34.71 | 15.52
Lib | CZ15 | Existing | cDXGF | Main | 141440.3 | 11392.05 | 40.22 | 15.49
Lib | CZ16 | Existing | cDXGF | Main | 105287.7 | 11843.98 | 29.94 | 16.1
Lib | CZ01 | Existing | cDXHP | Main | 108887.7 | 8580.45 | 30.96 | 11.67
Lib | CZ02 | Existing | cDXHP | Main | 126137.9 | 10204.84 | 35.87 | 13.87
Lib | CZ03 | Existing | cDXHP | Main | 114983.9 | 9551.28 | 32.7 | 12.99
Lib | CZ04 | Existing | cDXHP | Main | 131659.4 | 10913.87 | 37.44 | 14.84
Lib | CZ05 | Existing | cDXHP | Main | 119014.5 | 9838.01 | 33.84 | 13.38
Lib | CZ06 | Existing | cDXHP | Main | 112335.2 | 9974.18 | 31.94 | 13.56
Lib | CZ07 | Existing | cDXHP | Main | 112896.3 | 9997.5 | 32.1 | 13.59
Lib | CZ08 | Existing | cDXHP | Main | 123275.9 | 10761.68 | 35.05 | 14.63
Lib | CZ09 | Existing | cDXHP | Main | 124866.8 | 11139.37 | 35.51 | 15.15
Lib | CZ10 | Existing | cDXHP | Main | 121492.7 | 10563.65 | 34.55 | 14.36
Lib | CZ11 | Existing | cDXHP | Main | 133813 | 11207.11 | 38.05 | 15.24
Lib | CZ12 | Existing | cDXHP | Main | 128297.4 | 10521.94 | 36.48 | 14.31
Lib | CZ13 | Existing | cDXHP | Main | 131302.1 | 11089.74 | 37.34 | 15.08
Lib | CZ14 | Existing | cDXHP | Main | 129743.7 | 11413.35 | 36.89 | 15.52
Lib | CZ15 | Existing | cDXHP | Main | 144607.8 | 11392.05 | 41.12 | 15.49
Lib | CZ16 | Existing | cDXHP | Main | 122935.9 | 11843.98 | 34.96 | 16.1
Lib | CZ01 | Existing | cDXOH | Main | 76276.5 | 8580.45 | 21.69 | 11.67
Lib | CZ02 | Existing | cDXOH | Main | 105981.9 | 10204.84 | 30.14 | 13.87
Lib | CZ03 | Existing | cDXOH | Main | 91459.3 | 9551.28 | 26.01 | 12.99
Lib | CZ04 | Existing | cDXOH | Main | 120378.4 | 10913.87 | 34.23 | 14.84
Lib | CZ05 | Existing | cDXOH | Main | 91606.5 | 9838.01 | 26.05 | 13.38
Lib | CZ06 | Existing | cDXOH | Main | 92868.6 | 9974.18 | 26.41 | 13.56
Lib | CZ07 | Existing | cDXOH | Main | 96228.3 | 9997.5 | 27.36 | 13.59
Lib | CZ08 | Existing | cDXOH | Main | 113780.3 | 10761.68 | 32.35 | 14.63
Lib | CZ09 | Existing | cDXOH | Main | 118713.9 | 11139.37 | 33.76 | 15.15
Lib | CZ10 | Existing | cDXOH | Main | 119669.3 | 10563.65 | 34.03 | 14.36
Lib | CZ11 | Existing | cDXOH | Main | 130439.9 | 11207.11 | 37.09 | 15.24
Lib | CZ12 | Existing | cDXOH | Main | 118218.7 | 10521.94 | 33.61 | 14.31
Lib | CZ13 | Existing | cDXOH | Main | 128066 | 11089.74 | 36.41 | 15.08
Lib | CZ14 | Existing | cDXOH | Main | 122069.5 | 11413.35 | 34.71 | 15.52
Lib | CZ15 | Existing | cDXOH | Main | 141440.3 | 11392.05 | 40.22 | 15.49
Lib | CZ16 | Existing | cDXOH | Main | 105287.7 | 11843.98 | 29.94 | 16.1
Lib | CZ01 | Existing | cPVVG | Main | 76276.5 | 8580.45 | 21.69 | 11.67
Lib | CZ02 | Existing | cPVVG | Main | 105981.9 | 10204.84 | 30.14 | 13.87
Lib | CZ03 | Existing | cPVVG | Main | 91459.3 | 9551.28 | 26.01 | 12.99
Lib | CZ04 | Existing | cPVVG | Main | 120378.4 | 10913.87 | 34.23 | 14.84
Lib | CZ05 | Existing | cPVVG | Main | 91606.5 | 9838.01 | 26.05 | 13.38
Lib | CZ06 | Existing | cPVVG | Main | 92868.6 | 9974.18 | 26.41 | 13.56
Lib | CZ07 | Existing | cPVVG | Main | 96228.3 | 9997.5 | 27.36 | 13.59
Lib | CZ08 | Existing | cPVVG | Main | 113780.3 | 10761.68 | 32.35 | 14.63
Lib | CZ09 | Existing | cPVVG | Main | 118713.9 | 11139.37 | 33.76 | 15.15
Lib | CZ10 | Existing | cPVVG | Main | 119669.3 | 10563.65 | 34.03 | 14.36
Lib | CZ11 | Existing | cPVVG | Main | 130439.9 | 11207.11 | 37.09 | 15.24
Lib | CZ12 | Existing | cPVVG | Main | 118218.7 | 10521.94 | 33.61 | 14.31
Lib | CZ13 | Existing | cPVVG | Main | 128066 | 11089.74 | 36.41 | 15.08
Lib | CZ14 | Existing | cPVVG | Main | 122069.5 | 11413.35 | 34.71 | 15.52
Lib | CZ15 | Existing | cPVVG | Main | 141440.3 | 11392.05 | 40.22 | 15.49
Lib | CZ16 | Existing | cPVVG | Main | 105287.7 | 11843.98 | 29.94 | 16.1
MBT | CZ01 | Existing | cAVVG | Main | 347964.35 | 63237.75 | 98.94 | 85.98
MBT | CZ02 | Existing | cAVVG | Main | 540286.93 | 74235.43 | 153.63 | 100.93
MBT | CZ03 | Existing | cAVVG | Main | 481470.35 | 70370.89 | 136.9 | 95.68
MBT | CZ04 | Existing | cAVVG | Main | 595626.91 | 79014.44 | 169.36 | 107.43
MBT | CZ05 | Existing | cAVVG | Main | 464976.03 | 71851.35 | 132.21 | 97.69
MBT | CZ06 | Existing | cAVVG | Main | 476948.31 | 74516.78 | 135.62 | 101.31
MBT | CZ07 | Existing | cAVVG | Main | 504293.36 | 74914.95 | 143.39 | 101.86
MBT | CZ08 | Existing | cAVVG | Main | 579690.86 | 79221.17 | 164.83 | 107.71
MBT | CZ09 | Existing | cAVVG | Main | 596345.39 | 82261.76 | 169.57 | 111.84
MBT | CZ10 | Existing | cAVVG | Main | 618788.61 | 80564.76 | 175.95 | 109.54
MBT | CZ11 | Existing | cAVVG | Main | 649023.89 | 83771.92 | 184.55 | 113.9
MBT | CZ12 | Existing | cAVVG | Main | 609481.64 | 78060.03 | 173.3 | 106.13
MBT | CZ13 | Existing | cAVVG | Main | 646178.22 | 83615.82 | 183.74 | 113.69
MBT | CZ14 | Existing | cAVVG | Main | 600019.35 | 86634.47 | 170.61 | 117.79
MBT | CZ15 | Existing | cAVVG | Main | 732621.02 | 90100.45 | 208.32 | 122.5
MBT | CZ16 | Existing | cAVVG | Main | 466530.01 | 90124.45 | 132.66 | 122.54
MBT | CZ01 | Existing | cDXGF | Main | 450353.6 | 50660.97 | 128.06 | 68.88
MBT | CZ02 | Existing | cDXGF | Main | 549765.3 | 58541.7 | 156.32 | 79.59
MBT | CZ03 | Existing | cDXGF | Main | 502561.9 | 55402.47 | 142.9 | 75.33
MBT | CZ04 | Existing | cDXGF | Main | 585886.9 | 62160.25 | 166.59 | 84.51
MBT | CZ05 | Existing | cDXGF | Main | 508429.5 | 56487.94 | 144.57 | 76.8
MBT | CZ06 | Existing | cDXGF | Main | 529275.9 | 58783.46 | 150.5 | 79.92
MBT | CZ07 | Existing | cDXGF | Main | 538428.1 | 58653.3 | 153.1 | 79.75
MBT | CZ08 | Existing | cDXGF | Main | 590255.4 | 62197.68 | 167.84 | 84.57
MBT | CZ09 | Existing | cDXGF | Main | 612263.2 | 64527.32 | 174.09 | 87.73
MBT | CZ10 | Existing | cDXGF | Main | 615434.9 | 63244.71 | 175 | 85.99
MBT | CZ11 | Existing | cDXGF | Main | 638172.6 | 66044.99 | 181.46 | 89.8
MBT | CZ12 | Existing | cDXGF | Main | 583868.1 | 61734.51 | 166.02 | 83.94
MBT | CZ13 | Existing | cDXGF | Main | 643562.3 | 65913.83 | 182.99 | 89.62
MBT | CZ14 | Existing | cDXGF | Main | 635780.6 | 68127.67 | 180.78 | 92.63
MBT | CZ15 | Existing | cDXGF | Main | 745342.4 | 69249.38 | 211.93 | 94.15
MBT | CZ16 | Existing | cDXGF | Main | 632830.9 | 71188.11 | 179.94 | 96.79
MBT | CZ01 | Existing | cDXHP | Main | 633256.1 | 50660.97 | 180.06 | 68.88
MBT | CZ02 | Existing | cDXHP | Main | 719979.4 | 58541.7 | 204.72 | 79.59
MBT | CZ03 | Existing | cDXHP | Main | 668837.3 | 55402.47 | 190.18 | 75.33
MBT | CZ04 | Existing | cDXHP | Main | 752857.9 | 62160.25 | 214.07 | 84.51
MBT | CZ05 | Existing | cDXHP | Main | 684615.1 | 56487.94 | 194.67 | 76.8
MBT | CZ06 | Existing | cDXHP | Main | 681329.1 | 58783.46 | 193.73 | 79.92
MBT | CZ07 | Existing | cDXHP | Main | 682101 | 58653.3 | 193.95 | 79.75
MBT | CZ08 | Existing | cDXHP | Main | 731634.4 | 62197.68 | 208.04 | 84.57
MBT | CZ09 | Existing | cDXHP | Main | 746859 | 64527.32 | 212.37 | 87.73
MBT | CZ10 | Existing | cDXHP | Main | 742626.7 | 63244.71 | 211.16 | 85.99
MBT | CZ11 | Existing | cDXHP | Main | 794623.1 | 66044.99 | 225.95 | 89.8
MBT | CZ12 | Existing | cDXHP | Main | 752062.6 | 61734.51 | 213.85 | 83.94
MBT | CZ13 | Existing | cDXHP | Main | 787670.5 | 65913.83 | 223.97 | 89.62
MBT | CZ14 | Existing | cDXHP | Main | 786166.7 | 68127.67 | 223.54 | 92.63
MBT | CZ15 | Existing | cDXHP | Main | 831748.1 | 69249.38 | 236.5 | 94.15
MBT | CZ16 | Existing | cDXHP | Main | 766567.2 | 71188.11 | 217.97 | 96.79
MBT | CZ01 | Existing | cDXOH | Main | 450353.6 | 50660.97 | 128.06 | 68.88
MBT | CZ02 | Existing | cDXOH | Main | 549765.3 | 58541.7 | 156.32 | 79.59
MBT | CZ03 | Existing | cDXOH | Main | 502561.9 | 55402.47 | 142.9 | 75.33
MBT | CZ04 | Existing | cDXOH | Main | 585886.9 | 62160.25 | 166.59 | 84.51
MBT | CZ05 | Existing | cDXOH | Main | 508429.5 | 56487.94 | 144.57 | 76.8
MBT | CZ06 | Existing | cDXOH | Main | 529275.9 | 58783.46 | 150.5 | 79.92
MBT | CZ07 | Existing | cDXOH | Main | 538428.1 | 58653.3 | 153.1 | 79.75
MBT | CZ08 | Existing | cDXOH | Main | 590255.4 | 62197.68 | 167.84 | 84.57
MBT | CZ09 | Existing | cDXOH | Main | 612263.2 | 64527.32 | 174.09 | 87.73
MBT | CZ10 | Existing | cDXOH | Main | 615434.9 | 63244.71 | 175 | 85.99
MBT | CZ11 | Existing | cDXOH | Main | 638172.6 | 66044.99 | 181.46 | 89.8
MBT | CZ12 | Existing | cDXOH | Main | 583868.1 | 61734.51 | 166.02 | 83.94
MBT | CZ13 | Existing | cDXOH | Main | 643562.3 | 65913.83 | 182.99 | 89.62
MBT | CZ14 | Existing | cDXOH | Main | 635780.6 | 68127.67 | 180.78 | 92.63
MBT | CZ15 | Existing | cDXOH | Main | 745342.4 | 69249.38 | 211.93 | 94.15
MBT | CZ16 | Existing | cDXOH | Main | 632830.9 | 71188.11 | 179.94 | 96.79
MBT | CZ01 | Existing | cPVVG | Main | 442082.1 | 50660.97 | 125.7 | 68.88
MBT | CZ02 | Existing | cPVVG | Main | 549765.3 | 58541.7 | 156.32 | 79.59
MBT | CZ03 | Existing | cPVVG | Main | 502561.9 | 55402.47 | 142.9 | 75.33
MBT | CZ04 | Existing | cPVVG | Main | 585886.9 | 62160.25 | 166.59 | 84.51
MBT | CZ05 | Existing | cPVVG | Main | 508429.5 | 56487.94 | 144.57 | 76.8
MBT | CZ06 | Existing | cPVVG | Main | 529275.9 | 58783.46 | 150.5 | 79.92
MBT | CZ07 | Existing | cPVVG | Main | 538428.1 | 58653.3 | 153.1 | 79.75
MBT | CZ08 | Existing | cPVVG | Main | 590255.4 | 62197.68 | 167.84 | 84.57
MBT | CZ09 | Existing | cPVVG | Main | 612263.2 | 64527.32 | 174.09 | 87.73
MBT | CZ10 | Existing | cPVVG | Main | 615434.9 | 63244.71 | 175 | 85.99
MBT | CZ11 | Existing | cPVVG | Main | 638172.6 | 66044.99 | 181.46 | 89.8
MBT | CZ12 | Existing | cPVVG | Main | 583868.1 | 61734.51 | 166.02 | 83.94
MBT | CZ13 | Existing | cPVVG | Main | 643562.3 | 65913.83 | 182.99 | 89.62
MBT | CZ14 | Existing | cPVVG | Main | 635780.6 | 68127.67 | 180.78 | 92.63
MBT | CZ15 | Existing | cPVVG | Main | 745342.4 | 69249.38 | 211.93 | 94.15
MBT | CZ16 | Existing | cPVVG | Main | 632830.9 | 71188.11 | 179.94 | 96.79
MLI | CZ01 | Existing | cAVVG | Main | 355939.69 | 65911.88 | 101.21 | 89.62
MLI | CZ02 | Existing | cAVVG | Main | 508276.91 | 73308.25 | 144.53 | 99.67
MLI | CZ03 | Existing | cAVVG | Main | 450791.4 | 68701.33 | 128.18 | 93.41
MLI | CZ04 | Existing | cAVVG | Main | 569500.39 | 80508.06 | 161.93 | 109.46
MLI | CZ05 | Existing | cAVVG | Main | 447210.63 | 70608.16 | 127.16 | 96
MLI | CZ06 | Existing | cAVVG | Main | 506162.89 | 80961.49 | 143.92 | 110.08
MLI | CZ07 | Existing | cAVVG | Main | 524562.77 | 81733.64 | 149.16 | 111.13
MLI | CZ08 | Existing | cAVVG | Main | 562091.52 | 81949.52 | 159.83 | 111.42
MLI | CZ09 | Existing | cAVVG | Main | 567929.88 | 83696.95 | 161.49 | 113.8
MLI | CZ10 | Existing | cAVVG | Main | 596047.01 | 83428.77 | 169.48 | 113.43
MLI | CZ11 | Existing | cAVVG | Main | 624818.21 | 85739.46 | 177.66 | 116.57
MLI | CZ12 | Existing | cAVVG | Main | 577642.75 | 79864.83 | 164.25 | 108.59
MLI | CZ13 | Existing | cAVVG | Main | 639565.1 | 88457.36 | 181.86 | 120.27
MLI | CZ14 | Existing | cAVVG | Main | 594505.81 | 90413.91 | 169.04 | 122.93
MLI | CZ15 | Existing | cAVVG | Main | 758201.12 | 99857.14 | 215.59 | 135.77
MLI | CZ16 | Existing | cAVVG | Main | 472877.44 | 93341.65 | 134.46 | 126.91
MLI | CZ01 | Existing | cDXGF | Main | 515198.3 | 57955.43 | 146.49 | 78.8
MLI | CZ02 | Existing | cDXGF | Main | 567034.9 | 60677.14 | 161.23 | 82.5
MLI | CZ03 | Existing | cDXGF | Main | 525533.2 | 58004.17 | 149.43 | 78.86
MLI | CZ04 | Existing | cDXGF | Main | 606806.4 | 63859.46 | 172.54 | 86.82
MLI | CZ05 | Existing | cDXGF | Main | 540391.5 | 59412.75 | 153.66 | 80.78
MLI | CZ06 | Existing | cDXGF | Main | 542374.7 | 60552.64 | 154.22 | 82.33
MLI | CZ07 | Existing | cDXGF | Main | 566728.4 | 60918.28 | 161.15 | 82.83
MLI | CZ08 | Existing | cDXGF | Main | 568695.9 | 62670.49 | 161.71 | 85.21
MLI | CZ09 | Existing | cDXGF | Main | 580995.9 | 64146.26 | 165.2 | 87.21
MLI | CZ10 | Existing | cDXGF | Main | 580614.1 | 63807.61 | 165.09 | 86.75
MLI | CZ11 | Existing | cDXGF | Main | 604599.2 | 65908.34 | 171.91 | 89.61
MLI | CZ12 | Existing | cDXGF | Main | 599022.3 | 63569.95 | 170.33 | 86.43
MLI | CZ13 | Existing | cDXGF | Main | 619371.3 | 66861.17 | 176.12 | 90.91
MLI | CZ14 | Existing | cDXGF | Main | 640134.2 | 70268.17 | 182.02 | 95.54
MLI | CZ15 | Existing | cDXGF | Main | 681482.6 | 72202.23 | 193.78 | 98.17
MLI | CZ16 | Existing | cDXGF | Main | 665648.7 | 74879.83 | 189.27 | 101.81
MLI | CZ01 | Existing | cDXHP | Main | 704879.3 | 57955.43 | 200.43 | 78.8
MLI | CZ02 | Existing | cDXHP | Main | 740447.2 | 60677.14 | 210.54 | 82.5
MLI | CZ03 | Existing | cDXHP | Main | 684621.2 | 58004.17 | 194.67 | 78.86
MLI | CZ04 | Existing | cDXHP | Main | 763339.5 | 63859.46 | 217.05 | 86.82
MLI | CZ05 | Existing | cDXHP | Main | 705890.9 | 59412.75 | 200.72 | 80.78
MLI | CZ06 | Existing | cDXHP | Main | 666351.1 | 60552.64 | 189.47 | 82.33
MLI | CZ07 | Existing | cDXHP | Main | 671860 | 60918.28 | 191.04 | 82.83
MLI | CZ08 | Existing | cDXHP | Main | 706545.2 | 62670.49 | 200.9 | 85.21
MLI | CZ09 | Existing | cDXHP | Main | 709176.6 | 64146.26 | 201.65 | 87.21
MLI | CZ10 | Existing | cDXHP | Main | 715291.1 | 63807.61 | 203.39 | 86.75
MLI | CZ11 | Existing | cDXHP | Main | 774864 | 65908.34 | 220.33 | 89.61
MLI | CZ12 | Existing | cDXHP | Main | 760116 | 63569.95 | 216.14 | 86.43
MLI | CZ13 | Existing | cDXHP | Main | 773810.4 | 66861.17 | 220.03 | 90.91
MLI | CZ14 | Existing | cDXHP | Main | 772628.1 | 70268.17 | 219.69 | 95.54
MLI | CZ15 | Existing | cDXHP | Main | 778768.7 | 72202.23 | 221.44 | 98.17
MLI | CZ16 | Existing | cDXHP | Main | 743553.1 | 74879.83 | 211.43 | 101.81
MLI | CZ01 | Existing | cDXOH | Main | 515198.3 | 57955.43 | 146.49 | 78.8
MLI | CZ02 | Existing | cDXOH | Main | 567034.9 | 60677.14 | 161.23 | 82.5
MLI | CZ03 | Existing | cDXOH | Main | 525533.2 | 58004.17 | 149.43 | 78.86
MLI | CZ04 | Existing | cDXOH | Main | 606806.4 | 63859.46 | 172.54 | 86.82
MLI | CZ05 | Existing | cDXOH | Main | 540391.5 | 59412.75 | 153.66 | 80.78
MLI | CZ06 | Existing | cDXOH | Main | 542374.7 | 60552.64 | 154.22 | 82.33
MLI | CZ07 | Existing | cDXOH | Main | 566728.4 | 60918.28 | 161.15 | 82.83
MLI | CZ08 | Existing | cDXOH | Main | 568695.9 | 62670.49 | 161.71 | 85.21
MLI | CZ09 | Existing | cDXOH | Main | 580995.9 | 64146.26 | 165.2 | 87.21
MLI | CZ10 | Existing | cDXOH | Main | 580614.1 | 63807.61 | 165.09 | 86.75
MLI | CZ11 | Existing | cDXOH | Main | 604599.2 | 65908.34 | 171.91 | 89.61
MLI | CZ12 | Existing | cDXOH | Main | 599022.3 | 63569.95 | 170.33 | 86.43
MLI | CZ13 | Existing | cDXOH | Main | 619371.3 | 66861.17 | 176.12 | 90.91
MLI | CZ14 | Existing | cDXOH | Main | 640134.2 | 70268.17 | 182.02 | 95.54
MLI | CZ15 | Existing | cDXOH | Main | 681482.6 | 72202.23 | 193.78 | 98.17
MLI | CZ16 | Existing | cDXOH | Main | 665648.7 | 74879.83 | 189.27 | 101.81
MLI | CZ01 | Existing | cPVVG | Main | 448518.7 | 57955.43 | 127.53 | 78.8
MLI | CZ02 | Existing | cPVVG | Main | 513375.6 | 60677.14 | 145.98 | 82.5
MLI | CZ03 | Existing | cPVVG | Main | 475005.4 | 58004.17 | 135.07 | 78.86
MLI | CZ04 | Existing | cPVVG | Main | 557173.5 | 63859.46 | 158.43 | 86.82
MLI | CZ05 | Existing | cPVVG | Main | 487682.3 | 59412.75 | 138.67 | 80.78
MLI | CZ06 | Existing | cPVVG | Main | 530638.7 | 60552.64 | 150.88 | 82.33
MLI | CZ07 | Existing | cPVVG | Main | 555034 | 60918.28 | 157.82 | 82.83
MLI | CZ08 | Existing | cPVVG | Main | 548743.8 | 62670.49 | 156.03 | 85.21
MLI | CZ09 | Existing | cPVVG | Main | 559083.3 | 64146.26 | 158.97 | 87.21
MLI | CZ10 | Existing | cPVVG | Main | 557156.6 | 63807.61 | 158.42 | 86.75
MLI | CZ11 | Existing | cPVVG | Main | 577934.8 | 65908.34 | 164.33 | 89.61
MLI | CZ12 | Existing | cPVVG | Main | 559844.4 | 63569.95 | 159.19 | 86.43
MLI | CZ13 | Existing | cPVVG | Main | 598061 | 66861.17 | 170.06 | 90.91
MLI | CZ14 | Existing | cPVVG | Main | 599856.1 | 70268.17 | 170.57 | 95.54
MLI | CZ15 | Existing | cPVVG | Main | 681482.6 | 72202.23 | 193.78 | 98.17
MLI | CZ16 | Existing | cPVVG | Main | 610284.7 | 74879.83 | 173.53 | 101.81
Mtl | CZ01 | Existing | cAVVG | Main | 63899.23 | 11737.26 | 18.17 | 15.96
Mtl | CZ02 | Existing | cAVVG | Main | 98294.56 | 13989.03 | 27.95 | 19.02
Mtl | CZ03 | Existing | cAVVG | Main | 90838.43 | 13819.56 | 25.83 | 18.79
Mtl | CZ04 | Existing | cAVVG | Main | 102120.88 | 13846.27 | 29.04 | 18.83
Mtl | CZ05 | Existing | cAVVG | Main | 88503.75 | 14002.1 | 25.17 | 19.04
Mtl | CZ06 | Existing | cAVVG | Main | 82208.09 | 12952.08 | 23.38 | 17.61
Mtl | CZ07 | Existing | cAVVG | Main | 84827.47 | 12876.65 | 24.12 | 17.51
Mtl | CZ08 | Existing | cAVVG | Main | 99754.61 | 14060.02 | 28.36 | 19.12
Mtl | CZ09 | Existing | cAVVG | Main | 102605.92 | 14617.92 | 29.18 | 19.87
Mtl | CZ10 | Existing | cAVVG | Main | 107811.15 | 14617.08 | 30.66 | 19.87
Mtl | CZ11 | Existing | cAVVG | Main | 112504.83 | 14898.54 | 31.99 | 20.26
Mtl | CZ12 | Existing | cAVVG | Main | 104515.7 | 13860.94 | 29.72 | 18.85
Mtl | CZ13 | Existing | cAVVG | Main | 109122.59 | 14456.7 | 31.03 | 19.66
Mtl | CZ14 | Existing | cAVVG | Main | 101153 | 14804.31 | 28.76 | 20.13
Mtl | CZ15 | Existing | cAVVG | Main | 120616.06 | 15064.96 | 34.3 | 20.48
Mtl | CZ16 | Existing | cAVVG | Main | 80329.34 | 15631.24 | 22.84 | 21.25
Mtl | CZ01 | Existing | cDXGF | Main | 82098.6 | 9235.41 | 23.34 | 12.56
Mtl | CZ02 | Existing | cDXGF | Main | 109047.6 | 10371 | 31.01 | 14.1
Mtl | CZ03 | Existing | cDXGF | Main | 98161.2 | 10266.3 | 27.91 | 13.96
Mtl | CZ04 | Existing | cDXGF | Main | 117978.8 | 10279.6 | 33.55 | 13.98
Mtl | CZ05 | Existing | cDXGF | Main | 97629.4 | 10416.11 | 27.76 | 14.16
Mtl | CZ06 | Existing | cDXGF | Main | 89268.8 | 9605.82 | 25.38 | 13.06
Mtl | CZ07 | Existing | cDXGF | Main | 91719.4 | 9579.14 | 26.08 | 13.02
Mtl | CZ08 | Existing | cDXGF | Main | 110488.8 | 10408.67 | 31.42 | 14.15
Mtl | CZ09 | Existing | cDXGF | Main | 115833 | 10818.83 | 32.94 | 14.71
Mtl | CZ10 | Existing | cDXGF | Main | 122242.4 | 10810.21 | 34.76 | 14.7
Mtl | CZ11 | Existing | cDXGF | Main | 131322.6 | 11036.56 | 37.34 | 15.01
Mtl | CZ12 | Existing | cDXGF | Main | 116796.1 | 10267.38 | 33.21 | 13.96
Mtl | CZ13 | Existing | cDXGF | Main | 123213.1 | 10727.7 | 35.04 | 14.59
Mtl | CZ14 | Existing | cDXGF | Main | 119220.1 | 11042.72 | 33.9 | 15.01
Mtl | CZ15 | Existing | cDXGF | Main | 141709.3 | 11293.04 | 40.29 | 15.35
Mtl | CZ16 | Existing | cDXGF | Main | 105454.2 | 11862.67 | 29.99 | 16.13
Mtl | CZ01 | Existing | cDXHP | Main | 118708.7 | 9235.41 | 33.75 | 12.56
Mtl | CZ02 | Existing | cDXHP | Main | 131692.7 | 10371 | 37.45 | 14.1
Mtl | CZ03 | Existing | cDXHP | Main | 125582 | 10266.3 | 35.71 | 13.96
Mtl | CZ04 | Existing | cDXHP | Main | 129567.8 | 10279.6 | 36.84 | 13.98
Mtl | CZ05 | Existing | cDXHP | Main | 128678.6 | 10416.11 | 36.59 | 14.16
Mtl | CZ06 | Existing | cDXHP | Main | 111230.1 | 9605.82 | 31.63 | 13.06
Mtl | CZ07 | Existing | cDXHP | Main | 111337.8 | 9579.14 | 31.66 | 13.02
Mtl | CZ08 | Existing | cDXHP | Main | 122753 | 10408.67 | 34.9 | 14.15
Mtl | CZ09 | Existing | cDXHP | Main | 124805.5 | 10818.83 | 35.49 | 14.71
Mtl | CZ10 | Existing | cDXHP | Main | 126782.7 | 10810.21 | 36.05 | 14.7
Mtl | CZ11 | Existing | cDXHP | Main | 136546.6 | 11036.56 | 38.83 | 15.01
Mtl | CZ12 | Existing | cDXHP | Main | 129708.4 | 10267.38 | 36.88 | 13.96
Mtl | CZ13 | Existing | cDXHP | Main | 131653.4 | 10727.7 | 37.43 | 14.59
Mtl | CZ14 | Existing | cDXHP | Main | 130466.5 | 11042.72 | 37.1 | 15.01
Mtl | CZ15 | Existing | cDXHP | Main | 145932.9 | 11293.04 | 41.5 | 15.35
Mtl | CZ16 | Existing | cDXHP | Main | 126634.6 | 11862.67 | 36.01 | 16.13
Mtl | CZ01 | Existing | cDXOH | Main | 82098.6 | 9235.41 | 23.34 | 12.56
Mtl | CZ02 | Existing | cDXOH | Main | 109047.6 | 10371 | 31.01 | 14.1
Mtl | CZ03 | Existing | cDXOH | Main | 98161.2 | 10266.3 | 27.91 | 13.96
Mtl | CZ04 | Existing | cDXOH | Main | 117978.8 | 10279.6 | 33.55 | 13.98
Mtl | CZ05 | Existing | cDXOH | Main | 97629.4 | 10416.11 | 27.76 | 14.16
Mtl | CZ06 | Existing | cDXOH | Main | 89268.8 | 9605.82 | 25.38 | 13.06
Mtl | CZ07 | Existing | cDXOH | Main | 91719.4 | 9579.14 | 26.08 | 13.02
Mtl | CZ08 | Existing | cDXOH | Main | 110488.8 | 10408.67 | 31.42 | 14.15
Mtl | CZ09 | Existing | cDXOH | Main | 115833 | 10818.83 | 32.94 | 14.71
Mtl | CZ10 | Existing | cDXOH | Main | 122242.4 | 10810.21 | 34.76 | 14.7
Mtl | CZ11 | Existing | cDXOH | Main | 131322.6 | 11036.56 | 37.34 | 15.01
Mtl | CZ12 | Existing | cDXOH | Main | 116796.1 | 10267.38 | 33.21 | 13.96
Mtl | CZ13 | Existing | cDXOH | Main | 123213.1 | 10727.7 | 35.04 | 14.59
Mtl | CZ14 | Existing | cDXOH | Main | 119220.1 | 11042.72 | 33.9 | 15.01
Mtl | CZ15 | Existing | cDXOH | Main | 141709.3 | 11293.04 | 40.29 | 15.35
Mtl | CZ16 | Existing | cDXOH | Main | 105454.2 | 11862.67 | 29.99 | 16.13
Mtl | CZ01 | Existing | cPVVG | Main | 77348.7 | 9235.41 | 21.99 | 12.56
Mtl | CZ02 | Existing | cPVVG | Main | 108573.9 | 10371 | 30.87 | 14.1
Mtl | CZ03 | Existing | cPVVG | Main | 97347.8 | 10266.3 | 27.68 | 13.96
Mtl | CZ04 | Existing | cPVVG | Main | 117450.9 | 10279.6 | 33.4 | 13.98
Mtl | CZ05 | Existing | cPVVG | Main | 96679.2 | 10416.11 | 27.49 | 14.16
Mtl | CZ06 | Existing | cPVVG | Main | 89268.8 | 9605.82 | 25.38 | 13.06
Mtl | CZ07 | Existing | cPVVG | Main | 91719.4 | 9579.14 | 26.08 | 13.02
Mtl | CZ08 | Existing | cPVVG | Main | 110488.8 | 10408.67 | 31.42 | 14.15
Mtl | CZ09 | Existing | cPVVG | Main | 115833 | 10818.83 | 32.94 | 14.71
Mtl | CZ10 | Existing | cPVVG | Main | 122242.4 | 10810.21 | 34.76 | 14.7
Mtl | CZ11 | Existing | cPVVG | Main | 131322.6 | 11036.56 | 37.34 | 15.01
Mtl | CZ12 | Existing | cPVVG | Main | 116796.1 | 10267.38 | 33.21 | 13.96
Mtl | CZ13 | Existing | cPVVG | Main | 123213.1 | 10727.7 | 35.04 | 14.59
Mtl | CZ14 | Existing | cPVVG | Main | 118834.1 | 11042.72 | 33.79 | 15.01
Mtl | CZ15 | Existing | cPVVG | Main | 141709.3 | 11293.04 | 40.29 | 15.35
Mtl | CZ16 | Existing | cPVVG | Main | 103639.1 | 11862.67 | 29.47 | 16.13
Nrs | CZ01 | Existing | cAVVG | Main | 131016.23 | 23341.69 | 37.25 | 31.74
Nrs | CZ02 | Existing | cAVVG | Main | 192761.12 | 26647.13 | 54.81 | 36.23
Nrs | CZ03 | Existing | cAVVG | Main | 180371.15 | 26567.46 | 51.29 | 36.12
Nrs | CZ04 | Existing | cAVVG | Main | 202395.46 | 27130.99 | 57.55 | 36.89
Nrs | CZ05 | Existing | cAVVG | Main | 170956.88 | 26831.89 | 48.61 | 36.48
Nrs | CZ06 | Existing | cAVVG | Main | 165617.24 | 25776.07 | 47.09 | 35.05
Nrs | CZ07 | Existing | cAVVG | Main | 174051.06 | 25682.43 | 49.49 | 34.92
Nrs | CZ08 | Existing | cAVVG | Main | 200160.38 | 27302.29 | 56.91 | 37.12
Nrs | CZ09 | Existing | cAVVG | Main | 205840.14 | 28364.48 | 58.53 | 38.56
Nrs | CZ10 | Existing | cAVVG | Main | 212398.31 | 27641.68 | 60.39 | 37.58
Nrs | CZ11 | Existing | cAVVG | Main | 219030.37 | 28473.91 | 62.28 | 38.71
Nrs | CZ12 | Existing | cAVVG | Main | 207655.45 | 26516.8 | 59.05 | 36.05
Nrs | CZ13 | Existing | cAVVG | Main | 217744.14 | 27993.8 | 61.91 | 38.06
Nrs | CZ14 | Existing | cAVVG | Main | 202008.9 | 29324.86 | 57.44 | 39.87
Nrs | CZ15 | Existing | cAVVG | Main | 236944.24 | 29052.46 | 67.37 | 39.5
Nrs | CZ16 | Existing | cAVVG | Main | 156825.45 | 30239.35 | 44.59 | 41.11
Nrs | CZ01 | Existing | cDXGF | Main | 154862.7 | 17420.73 | 44.03 | 23.69
Nrs | CZ02 | Existing | cDXGF | Main | 209003.8 | 19803.46 | 59.43 | 26.93
Nrs | CZ03 | Existing | cDXGF | Main | 191326.9 | 19715.74 | 54.4 | 26.81
Nrs | CZ04 | Existing | cDXGF | Main | 229434.5 | 20213.27 | 65.24 | 27.48
Nrs | CZ05 | Existing | cDXGF | Main | 187443.6 | 19911.63 | 53.3 | 27.07
Nrs | CZ06 | Existing | cDXGF | Main | 179301.7 | 19268.75 | 50.98 | 26.2
Nrs | CZ07 | Existing | cDXGF | Main | 183787.2 | 19175.11 | 52.26 | 26.07
Nrs | CZ08 | Existing | cDXGF | Main | 217500.6 | 20326.91 | 61.85 | 27.64
Nrs | CZ09 | Existing | cDXGF | Main | 227931.2 | 21098.34 | 64.81 | 28.69
Nrs | CZ10 | Existing | cDXGF | Main | 232722.8 | 20592.25 | 66.17 | 28
Nrs | CZ11 | Existing | cDXGF | Main | 246632 | 21199.17 | 70.13 | 28.82
Nrs | CZ12 | Existing | cDXGF | Main | 224892.4 | 19783.55 | 63.95 | 26.9
Nrs | CZ13 | Existing | cDXGF | Main | 229370.1 | 20750.22 | 65.22 | 28.21
Nrs | CZ14 | Existing | cDXGF | Main | 238963 | 21875.08 | 67.95 | 29.74
Nrs | CZ15 | Existing | cDXGF | Main | 244521.9 | 21612.91 | 69.53 | 29.39
Nrs | CZ16 | Existing | cDXGF | Main | 203017.8 | 22837.77 | 57.73 | 31.05
Nrs | CZ01 | Existing | cDXHP | Main | 216837.3 | 17420.73 | 61.66 | 23.69
Nrs | CZ02 | Existing | cDXHP | Main | 243731.3 | 19803.46 | 69.3 | 26.93
Nrs | CZ03 | Existing | cDXHP | Main | 236010.7 | 19715.74 | 67.11 | 26.81
Nrs | CZ04 | Existing | cDXHP | Main | 246001.9 | 20213.27 | 69.95 | 27.48
Nrs | CZ05 | Existing | cDXHP | Main | 239709.6 | 19911.63 | 68.16 | 27.07
Nrs | CZ06 | Existing | cDXHP | Main | 222822.1 | 19268.75 | 63.36 | 26.2
Nrs | CZ07 | Existing | cDXHP | Main | 222348.9 | 19175.11 | 63.22 | 26.07
Nrs | CZ08 | Existing | cDXHP | Main | 238138.4 | 20326.91 | 67.71 | 27.64
Nrs | CZ09 | Existing | cDXHP | Main | 243372.6 | 21098.34 | 69.2 | 28.69
Nrs | CZ10 | Existing | cDXHP | Main | 240648.7 | 20592.25 | 68.43 | 28
Nrs | CZ11 | Existing | cDXHP | Main | 256804.5 | 21199.17 | 73.02 | 28.82
Nrs | CZ12 | Existing | cDXHP | Main | 242176.9 | 19783.55 | 68.86 | 26.9
Nrs | CZ13 | Existing | cDXHP | Main | 248912.3 | 20750.22 | 70.78 | 28.21
Nrs | CZ14 | Existing | cDXHP | Main | 252570.4 | 21875.08 | 71.82 | 29.74
Nrs | CZ15 | Existing | cDXHP | Main | 260143.7 | 21612.91 | 73.97 | 29.39
Nrs | CZ16 | Existing | cDXHP | Main | 246684 | 22837.77 | 70.14 | 31.05
Nrs | CZ01 | Existing | cDXOH | Main | 154862.7 | 17420.73 | 44.03 | 23.69
Nrs | CZ02 | Existing | cDXOH | Main | 209003.8 | 19803.46 | 59.43 | 26.93
Nrs | CZ03 | Existing | cDXOH | Main | 191326.9 | 19715.74 | 54.4 | 26.81
Nrs | CZ04 | Existing | cDXOH | Main | 229434.5 | 20213.27 | 65.24 | 27.48
Nrs | CZ05 | Existing | cDXOH | Main | 187443.6 | 19911.63 | 53.3 | 27.07
Nrs | CZ06 | Existing | cDXOH | Main | 179301.7 | 19268.75 | 50.98 | 26.2
Nrs | CZ07 | Existing | cDXOH | Main | 183787.2 | 19175.11 | 52.26 | 26.07
Nrs | CZ08 | Existing | cDXOH | Main | 217500.6 | 20326.91 | 61.85 | 27.64
Nrs | CZ09 | Existing | cDXOH | Main | 227931.2 | 21098.34 | 64.81 | 28.69
Nrs | CZ10 | Existing | cDXOH | Main | 232722.8 | 20592.25 | 66.17 | 28
Nrs | CZ11 | Existing | cDXOH | Main | 246632 | 21199.17 | 70.13 | 28.82
Nrs | CZ12 | Existing | cDXOH | Main | 224892.4 | 19783.55 | 63.95 | 26.9
Nrs | CZ13 | Existing | cDXOH | Main | 229370.1 | 20750.22 | 65.22 | 28.21
Nrs | CZ14 | Existing | cDXOH | Main | 238963 | 21875.08 | 67.95 | 29.74
Nrs | CZ15 | Existing | cDXOH | Main | 244521.9 | 21612.91 | 69.53 | 29.39
Nrs | CZ16 | Existing | cDXOH | Main | 203017.8 | 22837.77 | 57.73 | 31.05
Nrs | CZ01 | Existing | cPVVG | Main | 154862.7 | 17420.73 | 44.03 | 23.69
Nrs | CZ02 | Existing | cPVVG | Main | 209003.8 | 19803.46 | 59.43 | 26.93
Nrs | CZ03 | Existing | cPVVG | Main | 191326.9 | 19715.74 | 54.4 | 26.81
Nrs | CZ04 | Existing | cPVVG | Main | 229434.5 | 20213.27 | 65.24 | 27.48
Nrs | CZ05 | Existing | cPVVG | Main | 187443.6 | 19911.63 | 53.3 | 27.07
Nrs | CZ06 | Existing | cPVVG | Main | 179301.7 | 19268.75 | 50.98 | 26.2
Nrs | CZ07 | Existing | cPVVG | Main | 183787.2 | 19175.11 | 52.26 | 26.07
Nrs | CZ08 | Existing | cPVVG | Main | 217500.6 | 20326.91 | 61.85 | 27.64
Nrs | CZ09 | Existing | cPVVG | Main | 227931.2 | 21098.34 | 64.81 | 28.69
Nrs | CZ10 | Existing | cPVVG | Main | 232722.8 | 20592.25 | 66.17 | 28
Nrs | CZ11 | Existing | cPVVG | Main | 246632 | 21199.17 | 70.13 | 28.82
Nrs | CZ12 | Existing | cPVVG | Main | 224892.4 | 19783.55 | 63.95 | 26.9
Nrs | CZ13 | Existing | cPVVG | Main | 229370.1 | 20750.22 | 65.22 | 28.21
Nrs | CZ14 | Existing | cPVVG | Main | 238963 | 21875.08 | 67.95 | 29.74
Nrs | CZ15 | Existing | cPVVG | Main | 244521.9 | 21612.91 | 69.53 | 29.39
Nrs | CZ16 | Existing | cPVVG | Main | 203017.8 | 22837.77 | 57.73 | 31.05
OfL | CZ01 | Existing | cAVVG | Main | 820387.82 | 148489.11 | 233.27 | 201.89
OfL | CZ02 | Existing | cAVVG | Main | 1110322.39 | 170889.48 | 315.71 | 232.35
OfL | CZ03 | Existing | cAVVG | Main | 1052675.91 | 168543.34 | 299.32 | 229.16
OfL | CZ04 | Existing | cAVVG | Main | 1163424.19 | 175634.2 | 330.81 | 238.8
OfL | CZ05 | Existing | cAVVG | Main | 1040114.78 | 172198.56 | 295.75 | 234.12
OfL | CZ06 | Existing | cAVVG | Main | 981733.2 | 162206.23 | 279.15 | 220.54
OfL | CZ07 | Existing | cAVVG | Main | 1007463 | 161564.68 | 286.47 | 219.67
OfL | CZ08 | Existing | cAVVG | Main | 1130291.62 | 172271.6 | 321.39 | 234.22
OfL | CZ09 | Existing | cAVVG | Main | 1160290.2 | 179660.88 | 329.92 | 244.27
OfL | CZ10 | Existing | cAVVG | Main | 1147996.73 | 170168.69 | 326.43 | 231.37
OfL | CZ11 | Existing | cAVVG | Main | 1210499.12 | 176779.28 | 344.2 | 240.35
OfL | CZ12 | Existing | cAVVG | Main | 1147618.06 | 167076.09 | 326.32 | 227.16
OfL | CZ13 | Existing | cAVVG | Main | 1184203.01 | 173311.46 | 336.72 | 235.64
OfL | CZ14 | Existing | cAVVG | Main | 1125084.99 | 181550.51 | 319.91 | 246.84
OfL | CZ15 | Existing | cAVVG | Main | 1260419.01 | 175958.73 | 358.39 | 239.24
OfL | CZ16 | Existing | cAVVG | Main | 936205.98 | 189441.55 | 266.21 | 257.57
OfL | CZ01 | Existing | cDXGF | Main | 1228054.8 | 138145.74 | 349.19 | 187.83
OfL | CZ02 | Existing | cDXGF | Main | 1397374.4 | 152734.8 | 397.34 | 207.66
OfL | CZ03 | Existing | cDXGF | Main | 1345994.4 | 150597.47 | 382.73 | 204.76
OfL | CZ04 | Existing | cDXGF | Main | 1456684.1 | 155584.41 | 414.2 | 211.54
OfL | CZ05 | Existing | cDXGF | Main | 1371186.4 | 153719.46 | 389.89 | 209
OfL | CZ06 | Existing | cDXGF | Main | 1318973.1 | 148001.69 | 375.04 | 201.23
OfL | CZ07 | Existing | cDXGF | Main | 1318958.8 | 147305.17 | 375.04 | 200.28
OfL | CZ08 | Existing | cDXGF | Main | 1420939.6 | 154170.33 | 404.04 | 209.61
OfL | CZ09 | Existing | cDXGF | Main | 1479496.8 | 160349.07 | 420.69 | 218.01
OfL | CZ10 | Existing | cDXGF | Main | 1409513.2 | 149661.1 | 400.79 | 203.48
OfL | CZ11 | Existing | cDXGF | Main | 1508531.5 | 157455.18 | 428.94 | 214.08
OfL | CZ12 | Existing | cDXGF | Main | 1385685 | 149621.72 | 394.01 | 203.43
OfL | CZ13 | Existing | cDXGF | Main | 1453780.6 | 154016.52 | 413.38 | 209.4
OfL | CZ14 | Existing | cDXGF | Main | 1464929 | 160190.71 | 416.55 | 217.8
OfL | CZ15 | Existing | cDXGF | Main | 1556239.5 | 152825.01 | 442.51 | 207.78
OfL | CZ16 | Existing | cDXGF | Main | 1569852.4 | 176595.09 | 446.38 | 240.1
OfL | CZ01 | Existing | cDXHP | Main | 1530659.4 | 138145.74 | 435.24 | 187.83
OfL | CZ02 | Existing | cDXHP | Main | 1681532.5 | 152734.8 | 478.14 | 207.66
OfL | CZ03 | Existing | cDXHP | Main | 1614850.1 | 150597.47 | 459.17 | 204.76
OfL | CZ04 | Existing | cDXHP | Main | 1679737.4 | 155584.41 | 477.63 | 211.54
OfL | CZ05 | Existing | cDXHP | Main | 1651503.9 | 153719.46 | 469.6 | 209
OfL | CZ06 | Existing | cDXHP | Main | 1525335.7 | 148001.69 | 433.72 | 201.23
OfL | CZ07 | Existing | cDXHP | Main | 1523769 | 147305.17 | 433.28 | 200.28
OfL | CZ08 | Existing | cDXHP | Main | 1613569.2 | 154170.33 | 458.81 | 209.61
OfL | CZ09 | Existing | cDXHP | Main | 1638682.9 | 160349.07 | 465.95 | 218.01
OfL | CZ10 | Existing | cDXHP | Main | 1563788.7 | 149661.1 | 444.66 | 203.48
OfL | CZ11 | Existing | cDXHP | Main | 1711931.5 | 157455.18 | 486.78 | 214.08
OfL | CZ12 | Existing | cDXHP | Main | 1644627.8 | 149621.72 | 467.64 | 203.43
OfL | CZ13 | Existing | cDXHP | Main | 1658245.9 | 154016.52 | 471.51 | 209.4
OfL | CZ14 | Existing | cDXHP | Main | 1624943.2 | 160190.71 | 462.04 | 217.8
OfL | CZ15 | Existing | cDXHP | Main | 1663355.3 | 152825.01 | 472.97 | 207.78
OfL | CZ16 | Existing | cDXHP | Main | 1650886.1 | 176595.09 | 469.42 | 240.1
OfL | CZ01 | Existing | cDXOH | Main | 1228054.8 | 138145.74 | 349.19 | 187.83
OfL | CZ02 | Existing | cDXOH | Main | 1397374.4 | 152734.8 | 397.34 | 207.66
OfL | CZ03 | Existing | cDXOH | Main | 1345994.4 | 150597.47 | 382.73 | 204.76
OfL | CZ04 | Existing | cDXOH | Main | 1456684.1 | 155584.41 | 414.2 | 211.54
OfL | CZ05 | Existing | cDXOH | Main | 1371186.4 | 153719.46 | 389.89 | 209
OfL | CZ06 | Existing | cDXOH | Main | 1318973.1 | 148001.69 | 375.04 | 201.23
OfL | CZ07 | Existing | cDXOH | Main | 1318958.8 | 147305.17 | 375.04 | 200.28
OfL | CZ08 | Existing | cDXOH | Main | 1420939.6 | 154170.33 | 404.04 | 209.61
OfL | CZ09 | Existing | cDXOH | Main | 1479496.8 | 160349.07 | 420.69 | 218.01
OfL | CZ10 | Existing | cDXOH | Main | 1409513.2 | 149661.1 | 400.79 | 203.48
OfL | CZ11 | Existing | cDXOH | Main | 1508531.5 | 157455.18 | 428.94 | 214.08
OfL | CZ12 | Existing | cDXOH | Main | 1385685 | 149621.72 | 394.01 | 203.43
OfL | CZ13 | Existing | cDXOH | Main | 1453780.6 | 154016.52 | 413.38 | 209.4
OfL | CZ14 | Existing | cDXOH | Main | 1464929 | 160190.71 | 416.55 | 217.8
OfL | CZ15 | Existing | cDXOH | Main | 1556239.5 | 152825.01 | 442.51 | 207.78
OfL | CZ16 | Existing | cDXOH | Main | 1569852.4 | 176595.09 | 446.38 | 240.1
OfL | CZ01 | Existing | cPVVG | Main | 1222885.2 | 138145.74 | 347.72 | 187.83
OfL | CZ02 | Existing | cPVVG | Main | 1397374.4 | 152734.8 | 397.34 | 207.66
OfL | CZ03 | Existing | cPVVG | Main | 1345994.4 | 150597.47 | 382.73 | 204.76
OfL | CZ04 | Existing | cPVVG | Main | 1456684.1 | 155584.41 | 414.2 | 211.54
OfL | CZ05 | Existing | cPVVG | Main | 1371186.4 | 153719.46 | 389.89 | 209
OfL | CZ06 | Existing | cPVVG | Main | 1318973.1 | 148001.69 | 375.04 | 201.23
OfL | CZ07 | Existing | cPVVG | Main | 1318958.8 | 147305.17 | 375.04 | 200.28
OfL | CZ08 | Existing | cPVVG | Main | 1420939.6 | 154170.33 | 404.04 | 209.61
OfL | CZ09 | Existing | cPVVG | Main | 1479496.8 | 160349.07 | 420.69 | 218.01
OfL | CZ10 | Existing | cPVVG | Main | 1409513.2 | 149661.1 | 400.79 | 203.48
OfL | CZ11 | Existing | cPVVG | Main | 1508531.5 | 157455.18 | 428.94 | 214.08
OfL | CZ12 | Existing | cPVVG | Main | 1385685 | 149621.72 | 394.01 | 203.43
OfL | CZ13 | Existing | cPVVG | Main | 1453780.6 | 154016.52 | 413.38 | 209.4
OfL | CZ14 | Existing | cPVVG | Main | 1464929 | 160190.71 | 416.55 | 217.8
OfL | CZ15 | Existing | cPVVG | Main | 1556239.5 | 152825.01 | 442.51 | 207.78
OfL | CZ16 | Existing | cPVVG | Main | 1569852.4 | 176595.09 | 446.38 | 240.1
OfS | CZ01 | Existing | cAVVG | Main | 52158.19 | 9473.54 | 14.83 | 12.88
OfS | CZ02 | Existing | cAVVG | Main | 76574.65 | 11981.35 | 21.77 | 16.29
OfS | CZ03 | Existing | cAVVG | Main | 71251.81 | 11517.4 | 20.26 | 15.66
OfS | CZ04 | Existing | cAVVG | Main | 81296.27 | 12621.91 | 23.12 | 17.16
OfS | CZ05 | Existing | cAVVG | Main | 71144.24 | 11858.43 | 20.23 | 16.12
OfS | CZ06 | Existing | cAVVG | Main | 68140.18 | 11353.06 | 19.38 | 15.44
OfS | CZ07 | Existing | cAVVG | Main | 70002.13 | 11342.84 | 19.9 | 15.42
OfS | CZ08 | Existing | cAVVG | Main | 80267.92 | 12473.99 | 22.82 | 16.96
OfS | CZ09 | Existing | cAVVG | Main | 82657.85 | 13073.31 | 23.5 | 17.77
OfS | CZ10 | Existing | cAVVG | Main | 80241.16 | 12154.76 | 22.82 | 16.53
OfS | CZ11 | Existing | cAVVG | Main | 86722.89 | 13054.97 | 24.66 | 17.75
OfS | CZ12 | Existing | cAVVG | Main | 80234.48 | 11983.31 | 22.81 | 16.29
OfS | CZ13 | Existing | cAVVG | Main | 84726.76 | 12788.4 | 24.09 | 17.39
OfS | CZ14 | Existing | cAVVG | Main | 79552.34 | 13168.61 | 22.62 | 17.9
OfS | CZ15 | Existing | cAVVG | Main | 91260.46 | 13241.78 | 25.95 | 18
OfS | CZ16 | Existing | cAVVG | Main | 64936.84 | 13237.85 | 18.46 | 18
OfS | CZ01 | Existing | cDXGF | Main | 77610.9 | 8730.58 | 22.07 | 11.87
OfS | CZ02 | Existing | cDXGF | Main | 95742.3 | 10295.52 | 27.22 | 14
OfS | CZ03 | Existing | cDXGF | Main | 89078.7 | 9918.58 | 25.33 | 13.49
OfS | CZ04 | Existing | cDXGF | Main | 101644.1 | 10694.64 | 28.9 | 14.54
OfS | CZ05 | Existing | cDXGF | Main | 91147.3 | 10195.62 | 25.92 | 13.86
OfS | CZ06 | Existing | cDXGF | Main | 89302.2 | 10001.68 | 25.39 | 13.6
OfS | CZ07 | Existing | cDXGF | Main | 90507.2 | 9975.5 | 25.74 | 13.56
OfS | CZ08 | Existing | cDXGF | Main | 100449.3 | 10692.61 | 28.56 | 14.54
OfS | CZ09 | Existing | cDXGF | Main | 105299.5 | 11195.78 | 29.94 | 15.22
OfS | CZ10 | Existing | cDXGF | Main | 99664.2 | 10271.55 | 28.34 | 13.97
OfS | CZ11 | Existing | cDXGF | Main | 109612.2 | 11168.01 | 31.17 | 15.18
OfS | CZ12 | Existing | cDXGF | Main | 97440.6 | 10316.26 | 27.71 | 14.03
OfS | CZ13 | Existing | cDXGF | Main | 105870.6 | 10901.88 | 30.1 | 14.82
OfS | CZ14 | Existing | cDXGF | Main | 103373.7 | 11155.14 | 29.39 | 15.17
OfS | CZ15 | Existing | cDXGF | Main | 117387.3 | 10979.06 | 33.38 | 14.93
OfS | CZ16 | Existing | cDXGF | Main | 106931.3 | 12028.85 | 30.41 | 16.35
OfS | CZ01 | Existing | cDXHP | Main | 95594.3 | 8730.58 | 27.18 | 11.87
OfS | CZ02 | Existing | cDXHP | Main | 111217 | 10295.52 | 31.62 | 14
OfS | CZ03 | Existing | cDXHP | Main | 105494.9 | 9918.58 | 30 | 13.49
OfS | CZ04 | Existing | cDXHP | Main | 113383.5 | 10694.64 | 32.24 | 14.54
OfS | CZ05 | Existing | cDXHP | Main | 108317.5 | 10195.62 | 30.8 | 13.86
OfS | CZ06 | Existing | cDXHP | Main | 102498.3 | 10001.68 | 29.14 | 13.6
OfS | CZ07 | Existing | cDXHP | Main | 102567.5 | 9975.5 | 29.16 | 13.56
OfS | CZ08 | Existing | cDXHP | Main | 110826.1 | 10692.61 | 31.51 | 14.54
OfS | CZ09 | Existing | cDXHP | Main | 113190.4 | 11195.78 | 32.19 | 15.22
OfS | CZ10 | Existing | cDXHP | Main | 106432.3 | 10271.55 | 30.26 | 13.97
OfS | CZ11 | Existing | cDXHP | Main | 119224.1 | 11168.01 | 33.9 | 15.18
OfS | CZ12 | Existing | cDXHP | Main | 111498.3 | 10316.26 | 31.7 | 14.03
OfS | CZ13 | Existing | cDXHP | Main | 115529.8 | 10901.88 | 32.85 | 14.82
OfS | CZ14 | Existing | cDXHP | Main | 111644.3 | 11155.14 | 31.75 | 15.17
OfS | CZ15 | Existing | cDXHP | Main | 120683.3 | 10979.06 | 34.32 | 14.93
OfS | CZ16 | Existing | cDXHP | Main | 112016.9 | 12028.85 | 31.85 | 16.35
OfS | CZ01 | Existing | cDXOH | Main | 77610.9 | 8730.58 | 22.07 | 11.87
OfS | CZ02 | Existing | cDXOH | Main | 95742.3 | 10295.52 | 27.22 | 14
OfS | CZ03 | Existing | cDXOH | Main | 89078.7 | 9918.58 | 25.33 | 13.49
OfS | CZ04 | Existing | cDXOH | Main | 101644.1 | 10694.64 | 28.9 | 14.54
OfS | CZ05 | Existing | cDXOH | Main | 91147.3 | 10195.62 | 25.92 | 13.86
OfS | CZ06 | Existing | cDXOH | Main | 89302.2 | 10001.68 | 25.39 | 13.6
OfS | CZ07 | Existing | cDXOH | Main | 90507.2 | 9975.5 | 25.74 | 13.56
OfS | CZ08 | Existing | cDXOH | Main | 100449.3 | 10692.61 | 28.56 | 14.54
OfS | CZ09 | Existing | cDXOH | Main | 105299.5 | 11195.78 | 29.94 | 15.22
OfS | CZ10 | Existing | cDXOH | Main | 99664.2 | 10271.55 | 28.34 | 13.97
OfS | CZ11 | Existing | cDXOH | Main | 109612.2 | 11168.01 | 31.17 | 15.18
OfS | CZ12 | Existing | cDXOH | Main | 97440.6 | 10316.26 | 27.71 | 14.03
OfS | CZ13 | Existing | cDXOH | Main | 105870.6 | 10901.88 | 30.1 | 14.82
OfS | CZ14 | Existing | cDXOH | Main | 103373.7 | 11155.14 | 29.39 | 15.17
OfS | CZ15 | Existing | cDXOH | Main | 117387.3 | 10979.06 | 33.38 | 14.93
OfS | CZ16 | Existing | cDXOH | Main | 106931.3 | 12028.85 | 30.41 | 16.35
OfS | CZ01 | Existing | cPVVG | Main | 75992.9 | 8730.58 | 21.61 | 11.87
OfS | CZ02 | Existing | cPVVG | Main | 95742.3 | 10295.52 | 27.22 | 14
OfS | CZ03 | Existing | cPVVG | Main | 89078.7 | 9918.58 | 25.33 | 13.49
OfS | CZ04 | Existing | cPVVG | Main | 101644.1 | 10694.64 | 28.9 | 14.54
OfS | CZ05 | Existing | cPVVG | Main | 91147.3 | 10195.62 | 25.92 | 13.86
OfS | CZ06 | Existing | cPVVG | Main | 89302.2 | 10001.68 | 25.39 | 13.6
OfS | CZ07 | Existing | cPVVG | Main | 90507.2 | 9975.5 | 25.74 | 13.56
OfS | CZ08 | Existing | cPVVG | Main | 100449.3 | 10692.61 | 28.56 | 14.54
OfS | CZ09 | Existing | cPVVG | Main | 105299.5 | 11195.78 | 29.94 | 15.22
OfS | CZ10 | Existing | cPVVG | Main | 99664.2 | 10271.55 | 28.34 | 13.97
OfS | CZ11 | Existing | cPVVG | Main | 109612.2 | 11168.01 | 31.17 | 15.18
OfS | CZ12 | Existing | cPVVG | Main | 97440.6 | 10316.26 | 27.71 | 14.03
OfS | CZ13 | Existing | cPVVG | Main | 105870.6 | 10901.88 | 30.1 | 14.82
OfS | CZ14 | Existing | cPVVG | Main | 103373.7 | 11155.14 | 29.39 | 15.17
OfS | CZ15 | Existing | cPVVG | Main | 117387.3 | 10979.06 | 33.38 | 14.93
OfS | CZ16 | Existing | cPVVG | Main | 106931.3 | 12028.85 | 30.41 | 16.35
Rel | CZ01 | Existing | cAVVG | Main | 178419.94 | 34076.48 | 50.73 | 46.33
Rel | CZ02 | Existing | cAVVG | Main | 347776.24 | 39087.82 | 98.89 | 53.14
Rel | CZ03 | Existing | cAVVG | Main | 288749.24 | 36294.16 | 82.1 | 49.35
Rel | CZ04 | Existing | cAVVG | Main | 398428.35 | 41610.27 | 113.29 | 56.57
Rel | CZ05 | Existing | cAVVG | Main | 274524.04 | 37195.44 | 78.06 | 50.57
Rel | CZ06 | Existing | cAVVG | Main | 286114.01 | 39596.89 | 81.36 | 53.84
Rel | CZ07 | Existing | cAVVG | Main | 313358.39 | 40161.68 | 89.1 | 54.6
Rel | CZ08 | Existing | cAVVG | Main | 367309.81 | 40560.08 | 104.44 | 55.15
Rel | CZ09 | Existing | cAVVG | Main | 380070.38 | 41705.51 | 108.07 | 56.7
Rel | CZ10 | Existing | cAVVG | Main | 407287.91 | 40710.44 | 115.81 | 55.35
Rel | CZ11 | Existing | cAVVG | Main | 426200.3 | 42134.52 | 121.19 | 57.29
Rel | CZ12 | Existing | cAVVG | Main | 403329.78 | 40308.46 | 114.68 | 54.8
Rel | CZ13 | Existing | cAVVG | Main | 427711.11 | 42536.62 | 121.62 | 57.83
Rel | CZ14 | Existing | cAVVG | Main | 392533.9 | 44458.64 | 111.62 | 60.45
Rel | CZ15 | Existing | cAVVG | Main | 497715.27 | 44963.12 | 141.52 | 61.13
Rel | CZ16 | Existing | cAVVG | Main | 275826.75 | 48020.21 | 78.43 | 65.29
Rel | CZ01 | Existing | cDXGF | Main | 221473.3 | 24913.86 | 62.97 | 33.87
Rel | CZ02 | Existing | cDXGF | Main | 358143 | 28295.83 | 101.84 | 38.47
Rel | CZ03 | Existing | cDXGF | Main | 224306.9 | 25103.36 | 63.78 | 34.13
Rel | CZ04 | Existing | cDXGF | Main | 257868.6 | 28515.86 | 73.32 | 38.77
Rel | CZ05 | Existing | cDXGF | Main | 230152 | 25830.85 | 65.44 | 35.12
Rel | CZ06 | Existing | cDXGF | Main | 261719.4 | 28797.32 | 74.42 | 39.15
Rel | CZ07 | Existing | cDXGF | Main | 294364.9 | 29184.34 | 83.7 | 39.68
Rel | CZ08 | Existing | cDXGF | Main | 287528.4 | 29221.62 | 81.76 | 39.73
Rel | CZ09 | Existing | cDXGF | Main | 293434.3 | 29972.16 | 83.44 | 40.75
Rel | CZ10 | Existing | cDXGF | Main | 298094.7 | 29568.96 | 84.76 | 40.2
Rel | CZ11 | Existing | cDXGF | Main | 286149.1 | 30363.26 | 81.37 | 41.28
Rel | CZ12 | Existing | cDXGF | Main | 265306 | 28740.16 | 75.44 | 39.08
Rel | CZ13 | Existing | cDXGF | Main | 326476.7 | 30948.88 | 92.83 | 42.08
Rel | CZ14 | Existing | cDXGF | Main | 290043.7 | 32359.5 | 82.47 | 44
Rel | CZ15 | Existing | cDXGF | Main | 385549 | 32638.63 | 109.63 | 44.38
Rel | CZ16 | Existing | cDXGF | Main | 309950.1 | 34866.74 | 88.13 | 47.41
Rel | CZ01 | Existing | cDXHP | Main | 337121.5 | 24913.86 | 95.86 | 33.87
Rel | CZ02 | Existing | cDXHP | Main | 382763.9 | 28295.83 | 108.84 | 38.47
Rel | CZ03 | Existing | cDXHP | Main | 339523.4 | 25103.36 | 96.54 | 34.13
Rel | CZ04 | Existing | cDXHP | Main | 384115.9 | 28515.86 | 109.22 | 38.77
Rel | CZ05 | Existing | cDXHP | Main | 349459.6 | 25830.85 | 99.37 | 35.12
Rel | CZ06 | Existing | cDXHP | Main | 386793.8 | 28797.32 | 109.98 | 39.15
Rel | CZ07 | Existing | cDXHP | Main | 391947.2 | 29184.34 | 111.45 | 39.68
Rel | CZ08 | Existing | cDXHP | Main | 392690.2 | 29221.62 | 111.66 | 39.73
Rel | CZ09 | Existing | cDXHP | Main | 402184.6 | 29972.16 | 114.36 | 40.75
Rel | CZ10 | Existing | cDXHP | Main | 397343.5 | 29568.96 | 112.98 | 40.2
Rel | CZ11 | Existing | cDXHP | Main | 408619.5 | 30363.26 | 116.19 | 41.28
Rel | CZ12 | Existing | cDXHP | Main | 387622.4 | 28740.16 | 110.22 | 39.08
Rel | CZ13 | Existing | cDXHP | Main | 415998.6 | 30948.88 | 118.29 | 42.08
Rel | CZ14 | Existing | cDXHP | Main | 433670.6 | 32359.5 | 123.31 | 44
Rel | CZ15 | Existing | cDXHP | Main | 438857.8 | 32638.63 | 124.79 | 44.38
Rel | CZ16 | Existing | cDXHP | Main | 465291.3 | 34866.74 | 132.3 | 47.41
Rel | CZ01 | Existing | cDXOH | Main | 221473.3 | 24913.86 | 62.97 | 33.87
Rel | CZ02 | Existing | cDXOH | Main | 358143 | 28295.83 | 101.84 | 38.47
Rel | CZ03 | Existing | cDXOH | Main | 224306.9 | 25103.36 | 63.78 | 34.13
Rel | CZ04 | Existing | cDXOH | Main | 257868.6 | 28515.86 | 73.32 | 38.77
Rel | CZ05 | Existing | cDXOH | Main | 230152 | 25830.85 | 65.44 | 35.12
Rel | CZ06 | Existing | cDXOH | Main | 261719.4 | 28797.32 | 74.42 | 39.15
Rel | CZ07 | Existing | cDXOH | Main | 294364.9 | 29184.34 | 83.7 | 39.68
Rel | CZ08 | Existing | cDXOH | Main | 287528.4 | 29221.62 | 81.76 | 39.73
Rel | CZ09 | Existing | cDXOH | Main | 293434.3 | 29972.16 | 83.44 | 40.75
Rel | CZ10 | Existing | cDXOH | Main | 298094.7 | 29568.96 | 84.76 | 40.2
Rel | CZ11 | Existing | cDXOH | Main | 286149.1 | 30363.26 | 81.37 | 41.28
Rel | CZ12 | Existing | cDXOH | Main | 265306 | 28740.16 | 75.44 | 39.08
Rel | CZ13 | Existing | cDXOH | Main | 326476.7 | 30948.88 | 92.83 | 42.08
Rel | CZ14 | Existing | cDXOH | Main | 290043.7 | 32359.5 | 82.47 | 44
Rel | CZ15 | Existing | cDXOH | Main | 385549 | 32638.63 | 109.63 | 44.38
Rel | CZ16 | Existing | cDXOH | Main | 309950.1 | 34866.74 | 88.13 | 47.41
Rel | CZ01 | Existing | cPVVG | Main | 220443.3 | 24913.86 | 62.68 | 33.87
Rel | CZ02 | Existing | cPVVG | Main | 358143 | 28295.83 | 101.84 | 38.47
Rel | CZ03 | Existing | cPVVG | Main | 224060.3 | 25103.36 | 63.71 | 34.13
Rel | CZ04 | Existing | cPVVG | Main | 257868.6 | 28515.86 | 73.32 | 38.77
Rel | CZ05 | Existing | cPVVG | Main | 230024.6 | 25830.85 | 65.41 | 35.12
Rel | CZ06 | Existing | cPVVG | Main | 261719.4 | 28797.32 | 74.42 | 39.15
Rel | CZ07 | Existing | cPVVG | Main | 294364.9 | 29184.34 | 83.7 | 39.68
Rel | CZ08 | Existing | cPVVG | Main | 287528.4 | 29221.62 | 81.76 | 39.73
Rel | CZ09 | Existing | cPVVG | Main | 293434.3 | 29972.16 | 83.44 | 40.75
Rel | CZ10 | Existing | cPVVG | Main | 298094.7 | 29568.96 | 84.76 | 40.2
Rel | CZ11 | Existing | cPVVG | Main | 286149.1 | 30363.26 | 81.37 | 41.28
Rel | CZ12 | Existing | cPVVG | Main | 265306 | 28740.16 | 75.44 | 39.08
Rel | CZ13 | Existing | cPVVG | Main | 326476.7 | 30948.88 | 92.83 | 42.08
Rel | CZ14 | Existing | cPVVG | Main | 290043.7 | 32359.5 | 82.47 | 44
Rel | CZ15 | Existing | cPVVG | Main | 385549 | 32638.63 | 109.63 | 44.38
Rel | CZ16 | Existing | cPVVG | Main | 309950.1 | 34866.74 | 88.13 | 47.41
RFF | CZ01 | Existing | cAVVG | Main | 11496.77 | 1984.54 | 3.27 | 2.7
RFF | CZ02 | Existing | cAVVG | Main | 19515.62 | 2721.67 | 5.55 | 3.7
RFF | CZ03 | Existing | cAVVG | Main | 17739.92 | 2593.28 | 5.04 | 3.53
RFF | CZ04 | Existing | cAVVG | Main | 19973.16 | 2790.86 | 5.68 | 3.79
RFF | CZ05 | Existing | cAVVG | Main | 17040.96 | 2666.07 | 4.85 | 3.62
RFF | CZ06 | Existing | cAVVG | Main | 16231.44 | 2487.29 | 4.62 | 3.38
RFF | CZ07 | Existing | cAVVG | Main | 17143.26 | 2507.63 | 4.87 | 3.41
RFF | CZ08 | Existing | cAVVG | Main | 20374.89 | 2815.34 | 5.79 | 3.83
RFF | CZ09 | Existing | cAVVG | Main | 21198.78 | 2977.25 | 6.03 | 4.05
RFF | CZ10 | Existing | cAVVG | Main | 21819.12 | 2922.86 | 6.2 | 3.97
RFF | CZ11 | Existing | cAVVG | Main | 21900.47 | 2987.96 | 6.23 | 4.06
RFF | CZ12 | Existing | cAVVG | Main | 20678.34 | 2685.29 | 5.88 | 3.65
RFF | CZ13 | Existing | cAVVG | Main | 21963.19 | 2889.18 | 6.25 | 3.93
RFF | CZ14 | Existing | cAVVG | Main | 19184.65 | 2863.6 | 5.46 | 3.89
RFF | CZ15 | Existing | cAVVG | Main | 23348.29 | 2989.75 | 6.64 | 4.06
RFF | CZ16 | Existing | cAVVG | Main | 15265.2 | 2873.67 | 4.34 | 3.91
RFF | CZ01 | Existing | cDXGF | Main | 14715.5 | 1655.38 | 4.18 | 2.25
RFF | CZ02 | Existing | cDXGF | Main | 21074.2 | 2102.12 | 5.99 | 2.86
RFF | CZ03 | Existing | cDXGF | Main | 18943.2 | 2026.26 | 5.39 | 2.75
RFF | CZ04 | Existing | cDXGF | Main | 21836.3 | 2141.89 | 6.21 | 2.91
RFF | CZ05 | Existing | cDXGF | Main | 18810.6 | 2089.15 | 5.35 | 2.84
RFF | CZ06 | Existing | cDXGF | Main | 18672.2 | 2021.9 | 5.31 | 2.75
RFF | CZ07 | Existing | cDXGF | Main | 19640.3 | 2045.9 | 5.58 | 2.78
RFF | CZ08 | Existing | cDXGF | Main | 22449.8 | 2196.31 | 6.38 | 2.99
RFF | CZ09 | Existing | cDXGF | Main | 23623.2 | 2312.52 | 6.72 | 3.14
RFF | CZ10 | Existing | cDXGF | Main | 24176.7 | 2268.9 | 6.87 | 3.08
RFF | CZ11 | Existing | cDXGF | Main | 25007.7 | 2311.68 | 7.11 | 3.14
RFF | CZ12 | Existing | cDXGF | Main | 22351.3 | 2097.19 | 6.36 | 2.85
RFF | CZ13 | Existing | cDXGF | Main | 24797.4 | 2259.48 | 7.05 | 3.07
RFF | CZ14 | Existing | cDXGF | Main | 22184.1 | 2262.63 | 6.31 | 3.08
RFF | CZ15 | Existing | cDXGF | Main | 27485.9 | 2331.57 | 7.82 | 3.17
RFF | CZ16 | Existing | cDXGF | Main | 21113 | 2375.04 | 6 | 3.23
RFF | CZ01 | Existing | cDXHP | Main | 21391.8 | 1655.38 | 6.08 | 2.25
RFF | CZ02 | Existing | cDXHP | Main | 26047.5 | 2102.12 | 7.41 | 2.86
RFF | CZ03 | Existing | cDXHP | Main | 24188.3 | 2026.26 | 6.88 | 2.75
RFF | CZ04 | Existing | cDXHP | Main | 26108.2 | 2141.89 | 7.42 | 2.91
RFF | CZ05 | Existing | cDXHP | Main | 25072.3 | 2089.15 | 7.13 | 2.84
RFF | CZ06 | Existing | cDXHP | Main | 22661 | 2021.9 | 6.44 | 2.75
RFF | CZ07 | Existing | cDXHP | Main | 22949.8 | 2045.9 | 6.53 | 2.78
RFF | CZ08 | Existing | cDXHP | Main | 25009.6 | 2196.31 | 7.11 | 2.99
RFF | CZ09 | Existing | cDXHP | Main | 25695.7 | 2312.52 | 7.31 | 3.14
RFF | CZ10 | Existing | cDXHP | Main | 25896.4 | 2268.9 | 7.36 | 3.08
RFF | CZ11 | Existing | cDXHP | Main | 27538.9 | 2311.68 | 7.83 | 3.14
RFF | CZ12 | Existing | cDXHP | Main | 25736.6 | 2097.19 | 7.32 | 2.85
RFF | CZ13 | Existing | cDXHP | Main | 26722.5 | 2259.48 | 7.6 | 3.07
RFF | CZ14 | Existing | cDXHP | Main | 25769.1 | 2262.63 | 7.33 | 3.08
RFF | CZ15 | Existing | cDXHP | Main | 27485.9 | 2331.57 | 7.82 | 3.17
RFF | CZ16 | Existing | cDXHP | Main | 24708.1 | 2375.04 | 7.03 | 3.23
RFF | CZ01 | Existing | cDXOH | Main | 14715.5 | 1655.38 | 4.18 | 2.25
RFF | CZ02 | Existing | cDXOH | Main | 21074.2 | 2102.12 | 5.99 | 2.86
RFF | CZ03 | Existing | cDXOH | Main | 18943.2 | 2026.26 | 5.39 | 2.75
RFF | CZ04 | Existing | cDXOH | Main | 21836.3 | 2141.89 | 6.21 | 2.91
RFF | CZ05 | Existing | cDXOH | Main | 18810.6 | 2089.15 | 5.35 | 2.84
RFF | CZ06 | Existing | cDXOH | Main | 18672.2 | 2021.9 | 5.31 | 2.75
RFF | CZ07 | Existing | cDXOH | Main | 19640.3 | 2045.9 | 5.58 | 2.78
RFF | CZ08 | Existing | cDXOH | Main | 22449.8 | 2196.31 | 6.38 | 2.99
RFF | CZ09 | Existing | cDXOH | Main | 23623.2 | 2312.52 | 6.72 | 3.14
RFF | CZ10 | Existing | cDXOH | Main | 24176.7 | 2268.9 | 6.87 | 3.08
RFF | CZ11 | Existing | cDXOH | Main | 25007.7 | 2311.68 | 7.11 | 3.14
RFF | CZ12 | Existing | cDXOH | Main | 22351.3 | 2097.19 | 6.36 | 2.85
RFF | CZ13 | Existing | cDXOH | Main | 24797.4 | 2259.48 | 7.05 | 3.07
RFF | CZ14 | Existing | cDXOH | Main | 22184.1 | 2262.63 | 6.31 | 3.08
RFF | CZ15 | Existing | cDXOH | Main | 27485.9 | 2331.57 | 7.82 | 3.17
RFF | CZ16 | Existing | cDXOH | Main | 21113 | 2375.04 | 6 | 3.23
RFF | CZ01 | Existing | cPVVG | Main | 14191 | 1655.38 | 4.04 | 2.25
RFF | CZ02 | Existing | cPVVG | Main | 20726.4 | 2102.12 | 5.89 | 2.86
RFF | CZ03 | Existing | cPVVG | Main | 18583 | 2026.26 | 5.28 | 2.75
RFF | CZ04 | Existing | cPVVG | Main | 21603.4 | 2141.89 | 6.14 | 2.91
RFF | CZ05 | Existing | cPVVG | Main | 18417.2 | 2089.15 | 5.24 | 2.84
RFF | CZ06 | Existing | cPVVG | Main | 18608.2 | 2021.9 | 5.29 | 2.75
RFF | CZ07 | Existing | cPVVG | Main | 19591.6 | 2045.9 | 5.57 | 2.78
RFF | CZ08 | Existing | cPVVG | Main | 22449.4 | 2196.31 | 6.38 | 2.99
RFF | CZ09 | Existing | cPVVG | Main | 23621.9 | 2312.52 | 6.72 | 3.14
RFF | CZ10 | Existing | cPVVG | Main | 24120.5 | 2268.9 | 6.86 | 3.08
RFF | CZ11 | Existing | cPVVG | Main | 24961.5 | 2311.68 | 7.1 | 3.14
RFF | CZ12 | Existing | cPVVG | Main | 22211.8 | 2097.19 | 6.32 | 2.85
RFF | CZ13 | Existing | cPVVG | Main | 24797.4 | 2259.48 | 7.05 | 3.07
RFF | CZ14 | Existing | cPVVG | Main | 22037.8 | 2262.63 | 6.27 | 3.08
RFF | CZ15 | Existing | cPVVG | Main | 27485.9 | 2331.57 | 7.82 | 3.17
RFF | CZ16 | Existing | cPVVG | Main | 20708.9 | 2375.04 | 5.89 | 3.23
RSD | CZ01 | Existing | cAVVG | Main | 6631.29 | 1171.61 | 1.89 | 1.59
RSD | CZ02 | Existing | cAVVG | Main | 10793.11 | 1392.79 | 3.07 | 1.89
RSD | CZ03 | Existing | cAVVG | Main | 9836.67 | 1371.23 | 2.8 | 1.86
RSD | CZ04 | Existing | cAVVG | Main | 11450.4 | 1449.19 | 3.26 | 1.97
RSD | CZ05 | Existing | cAVVG | Main | 9186.1 | 1395.59 | 2.61 | 1.9
RSD | CZ06 | Existing | cAVVG | Main | 9111.69 | 1362.57 | 2.59 | 1.85
RSD | CZ07 | Existing | cAVVG | Main | 9680.53 | 1361.58 | 2.75 | 1.85
RSD | CZ08 | Existing | cAVVG | Main | 11383.08 | 1466.06 | 3.24 | 1.99
RSD | CZ09 | Existing | cAVVG | Main | 11717.07 | 1521.2 | 3.33 | 2.07
RSD | CZ10 | Existing | cAVVG | Main | 12087.3 | 1446.4 | 3.44 | 1.97
RSD | CZ11 | Existing | cAVVG | Main | 12378.78 | 1520.42 | 3.52 | 2.07
RSD | CZ12 | Existing | cAVVG | Main | 11947.23 | 1410.25 | 3.4 | 1.92
RSD | CZ13 | Existing | cAVVG | Main | 12579.8 | 1505.74 | 3.58 | 2.05
RSD | CZ14 | Existing | cAVVG | Main | 11261.7 | 1555.21 | 3.2 | 2.11
RSD | CZ15 | Existing | cAVVG | Main | 13542.25 | 1559.81 | 3.85 | 2.12
RSD | CZ16 | Existing | cAVVG | Main | 8590.11 | 1595.67 | 2.44 | 2.17
RSD | CZ01 | Existing | cDXGF | Main | 7918.3 | 878.39 | 2.25 | 1.19
RSD | CZ02 | Existing | cDXGF | Main | 11170.1 | 1014.72 | 3.18 | 1.38
RSD | CZ03 | Existing | cDXGF | Main | 10251 | 1000.44 | 2.91 | 1.36
RSD | CZ04 | Existing | cDXGF | Main | 11788.4 | 1052.39 | 3.35 | 1.43
RSD | CZ05 | Existing | cDXGF | Main | 9817.8 | 1019.38 | 2.79 | 1.39
RSD | CZ06 | Existing | cDXGF | Main | 9744.7 | 996.61 | 2.77 | 1.36
RSD | CZ07 | Existing | cDXGF | Main | 10286.2 | 997.48 | 2.92 | 1.36
RSD | CZ08 | Existing | cDXGF | Main | 12155.5 | 1068.09 | 3.46 | 1.45
RSD | CZ09 | Existing | cDXGF | Main | 12707.8 | 1108.61 | 3.61 | 1.51
RSD | CZ10 | Existing | cDXGF | Main | 13091.6 | 1055.92 | 3.72 | 1.44
RSD | CZ11 | Existing | cDXGF | Main | 13347.7 | 1112.63 | 3.8 | 1.51
RSD | CZ12 | Existing | cDXGF | Main | 12118.3 | 1029.65 | 3.45 | 1.4
RSD | CZ13 | Existing | cDXGF | Main | 13504.5 | 1104.3 | 3.84 | 1.5
RSD | CZ14 | Existing | cDXGF | Main | 12609.9 | 1139.18 | 3.59 | 1.55
RSD | CZ15 | Existing | cDXGF | Main | 15016 | 1148.15 | 4.27 | 1.56
RSD | CZ16 | Existing | cDXGF | Main | 10446 | 1175.08 | 2.97 | 1.6
RSD | CZ01 | Existing | cDXHP | Main | 11641 | 878.39 | 3.31 | 1.19
RSD | CZ02 | Existing | cDXHP | Main | 13453.5 | 1014.72 | 3.83 | 1.38
RSD | CZ03 | Existing | cDXHP | Main | 13334.4 | 1000.44 | 3.79 | 1.36
RSD | CZ04 | Existing | cDXHP | Main | 13866.5 | 1052.39 | 3.94 | 1.43
RSD | CZ05 | Existing | cDXHP | Main | 13559.6 | 1019.38 | 3.86 | 1.39
RSD | CZ06 | Existing | cDXHP | Main | 12201.7 | 996.61 | 3.47 | 1.36
RSD | CZ07 | Existing | cDXHP | Main | 12246.3 | 997.48 | 3.48 | 1.36
RSD | CZ08 | Existing | cDXHP | Main | 13392.7 | 1068.09 | 3.81 | 1.45
RSD | CZ09 | Existing | cDXHP | Main | 13615.8 | 1108.61 | 3.87 | 1.51
RSD | CZ10 | Existing | cDXHP | Main | 13399.9 | 1055.92 | 3.81 | 1.44
RSD | CZ11 | Existing | cDXHP | Main | 14598.3 | 1112.63 | 4.15 | 1.51
RSD | CZ12 | Existing | cDXHP | Main | 13557.1 | 1029.65 | 3.85 | 1.4
RSD | CZ13 | Existing | cDXHP | Main | 14472.7 | 1104.3 | 4.12 | 1.5
RSD | CZ14 | Existing | cDXHP | Main | 14592.4 | 1139.18 | 4.15 | 1.55
RSD | CZ15 | Existing | cDXHP | Main | 15016 | 1148.15 | 4.27 | 1.56
RSD | CZ16 | Existing | cDXHP | Main | 13924.9 | 1175.08 | 3.96 | 1.6
RSD | CZ01 | Existing | cDXOH | Main | 7918.3 | 878.39 | 2.25 | 1.19
RSD | CZ02 | Existing | cDXOH | Main | 11170.1 | 1014.72 | 3.18 | 1.38
RSD | CZ03 | Existing | cDXOH | Main | 10251 | 1000.44 | 2.91 | 1.36
RSD | CZ04 | Existing | cDXOH | Main | 11788.4 | 1052.39 | 3.35 | 1.43
RSD | CZ05 | Existing | cDXOH | Main | 9817.8 | 1019.38 | 2.79 | 1.39
RSD | CZ06 | Existing | cDXOH | Main | 9744.7 | 996.61 | 2.77 | 1.36
RSD | CZ07 | Existing | cDXOH | Main | 10286.2 | 997.48 | 2.92 | 1.36
RSD | CZ08 | Existing | cDXOH | Main | 12155.5 | 1068.09 | 3.46 | 1.45
RSD | CZ09 | Existing | cDXOH | Main | 12707.8 | 1108.61 | 3.61 | 1.51
RSD | CZ10 | Existing | cDXOH | Main | 13091.6 | 1055.92 | 3.72 | 1.44
RSD | CZ11 | Existing | cDXOH | Main | 13347.7 | 1112.63 | 3.8 | 1.51
RSD | CZ12 | Existing | cDXOH | Main | 12118.3 | 1029.65 | 3.45 | 1.4
RSD | CZ13 | Existing | cDXOH | Main | 13504.5 | 1104.3 | 3.84 | 1.5
RSD | CZ14 | Existing | cDXOH | Main | 12609.9 | 1139.18 | 3.59 | 1.55
RSD | CZ15 | Existing | cDXOH | Main | 15016 | 1148.15 | 4.27 | 1.56
RSD | CZ16 | Existing | cDXOH | Main | 10446 | 1175.08 | 2.97 | 1.6
RSD | CZ01 | Existing | cPVVG | Main | 7639.9 | 878.39 | 2.17 | 1.19
RSD | CZ02 | Existing | cPVVG | Main | 11092.2 | 1014.72 | 3.15 | 1.38
RSD | CZ03 | Existing | cPVVG | Main | 10156 | 1000.44 | 2.89 | 1.36
RSD | CZ04 | Existing | cPVVG | Main | 11788.4 | 1052.39 | 3.35 | 1.43
RSD | CZ05 | Existing | cPVVG | Main | 9716.7 | 1019.38 | 2.76 | 1.39
RSD | CZ06 | Existing | cPVVG | Main | 9744.7 | 996.61 | 2.77 | 1.36
RSD | CZ07 | Existing | cPVVG | Main | 10286.2 | 997.48 | 2.92 | 1.36
RSD | CZ08 | Existing | cPVVG | Main | 12155.5 | 1068.09 | 3.46 | 1.45
RSD | CZ09 | Existing | cPVVG | Main | 12707.8 | 1108.61 | 3.61 | 1.51
RSD | CZ10 | Existing | cPVVG | Main | 13091.6 | 1055.92 | 3.72 | 1.44
RSD | CZ11 | Existing | cPVVG | Main | 13347.7 | 1112.63 | 3.8 | 1.51
RSD | CZ12 | Existing | cPVVG | Main | 12118.3 | 1029.65 | 3.45 | 1.4
RSD | CZ13 | Existing | cPVVG | Main | 13504.5 | 1104.3 | 3.84 | 1.5
RSD | CZ14 | Existing | cPVVG | Main | 12609.9 | 1139.18 | 3.59 | 1.55
RSD | CZ15 | Existing | cPVVG | Main | 15016 | 1148.15 | 4.27 | 1.56
RSD | CZ16 | Existing | cPVVG | Main | 10446 | 1175.08 | 2.97 | 1.6
Rt3 | CZ01 | Existing | cAVVG | Main | 607993.59 | 112412.85 | 172.88 | 152.84
Rt3 | CZ02 | Existing | cAVVG | Main | 874352.66 | 121800.93 | 248.62 | 165.6
Rt3 | CZ03 | Existing | cAVVG | Main | 760243.44 | 113255.66 | 216.17 | 153.98
Rt3 | CZ04 | Existing | cAVVG | Main | 966859.05 | 130235.34 | 274.92 | 177.07
Rt3 | CZ05 | Existing | cAVVG | Main | 751520.9 | 116870.19 | 213.69 | 158.9
Rt3 | CZ06 | Existing | cAVVG | Main | 805638.85 | 126596.11 | 229.08 | 172.12
Rt3 | CZ07 | Existing | cAVVG | Main | 844625.07 | 128184.29 | 240.16 | 174.28
Rt3 | CZ08 | Existing | cAVVG | Main | 925121.66 | 129119.04 | 263.05 | 175.55
Rt3 | CZ09 | Existing | cAVVG | Main | 945349.7 | 132984.13 | 268.81 | 180.81
Rt3 | CZ10 | Existing | cAVVG | Main | 1021625.85 | 137947.41 | 290.49 | 187.56
Rt3 | CZ11 | Existing | cAVVG | Main | 1045250.38 | 135234.75 | 297.21 | 183.87
Rt3 | CZ12 | Existing | cAVVG | Main | 976243.35 | 127549.1 | 277.59 | 173.42
Rt3 | CZ13 | Existing | cAVVG | Main | 1056169.15 | 137964.83 | 300.32 | 187.58
Rt3 | CZ14 | Existing | cAVVG | Main | 998456.32 | 144121.69 | 283.91 | 195.95
Rt3 | CZ15 | Existing | cAVVG | Main | 1201716.34 | 146675.07 | 341.7 | 199.42
Rt3 | CZ16 | Existing | cAVVG | Main | 768512.81 | 155483.34 | 218.52 | 211.4
Rt3 | CZ01 | Existing | cDXGF | Main | 825203.3 | 92828.37 | 234.64 | 126.21
Rt3 | CZ02 | Existing | cDXGF | Main | 963495.9 | 104791.71 | 273.97 | 142.48
Rt3 | CZ03 | Existing | cDXGF | Main | 891857.7 | 98983.11 | 253.6 | 134.58
Rt3 | CZ04 | Existing | cDXGF | Main | 1020420 | 110191.9 | 290.15 | 149.82
Rt3 | CZ05 | Existing | cDXGF | Main | 915618.8 | 102094.61 | 260.35 | 138.81
Rt3 | CZ06 | Existing | cDXGF | Main | 922904.6 | 103576.18 | 262.42 | 140.82
Rt3 | CZ07 | Existing | cDXGF | Main | 945267.8 | 105638.03 | 268.78 | 143.63
Rt3 | CZ08 | Existing | cDXGF | Main | 1008638.7 | 109014.52 | 286.8 | 148.22
Rt3 | CZ09 | Existing | cDXGF | Main | 1040551.9 | 112335.36 | 295.88 | 152.73
Rt3 | CZ10 | Existing | cDXGF | Main | 1096101.9 | 116428.5 | 311.67 | 158.3
Rt3 | CZ11 | Existing | cDXGF | Main | 1064545.7 | 111410.81 | 302.7 | 151.48
Rt3 | CZ12 | Existing | cDXGF | Main | 999777.6 | 107013.14 | 284.28 | 145.5
Rt3 | CZ13 | Existing | cDXGF | Main | 1056533.6 | 111689.13 | 300.42 | 151.85
Rt3 | CZ14 | Existing | cDXGF | Main | 1039352 | 113048.36 | 295.53 | 153.7
Rt3 | CZ15 | Existing | cDXGF | Main | 1153997.3 | 112666.9 | 328.13 | 153.18
Rt3 | CZ16 | Existing | cDXGF | Main | 1081610.9 | 121672.02 | 307.55 | 165.43
Rt3 | CZ01 | Existing | cDXHP | Main | 1190993.3 | 92828.37 | 338.65 | 126.21
Rt3 | CZ02 | Existing | cDXHP | Main | 1320275.9 | 104791.71 | 375.41 | 142.48
Rt3 | CZ03 | Existing | cDXHP | Main | 1205537.2 | 98983.11 | 342.79 | 134.58
Rt3 | CZ04 | Existing | cDXHP | Main | 1354808.4 | 110191.9 | 385.23 | 149.82
Rt3 | CZ05 | Existing | cDXHP | Main | 1251323.7 | 102094.61 | 355.81 | 138.81
Rt3 | CZ06 | Existing | cDXHP | Main | 1167851 | 103576.18 | 332.07 | 140.82
Rt3 | CZ07 | Existing | cDXHP | Main | 1190330.8 | 105638.03 | 338.46 | 143.63
Rt3 | CZ08 | Existing | cDXHP | Main | 1257374.4 | 109014.52 | 357.53 | 148.22
Rt3 | CZ09 | Existing | cDXHP | Main | 1269359.5 | 112335.36 | 360.94 | 152.73
Rt3 | CZ10 | Existing | cDXHP | Main | 1325757.3 | 116428.5 | 376.97 | 158.3
Rt3 | CZ11 | Existing | cDXHP | Main | 1358320.5 | 111410.81 | 386.23 | 151.48
Rt3 | CZ12 | Existing | cDXHP | Main | 1326882.1 | 107013.14 | 377.29 | 145.5
Rt3 | CZ13 | Existing | cDXHP | Main | 1340754.8 | 111689.13 | 381.24 | 151.85
Rt3 | CZ14 | Existing | cDXHP | Main | 1305895.5 | 113048.36 | 371.32 | 153.7
Rt3 | CZ15 | Existing | cDXHP | Main | 1307530.2 | 112666.9 | 371.79 | 153.18
Rt3 | CZ16 | Existing | cDXHP | Main | 1268613.8 | 121672.02 | 360.72 | 165.43
Rt3 | CZ01 | Existing | cDXOH | Main | 825203.3 | 92828.37 | 234.64 | 126.21
Rt3 | CZ02 | Existing | cDXOH | Main | 963495.9 | 104791.71 | 273.97 | 142.48
Rt3 | CZ03 | Existing | cDXOH | Main | 891857.7 | 98983.11 | 253.6 | 134.58
Rt3 | CZ04 | Existing | cDXOH | Main | 1020420 | 110191.9 | 290.15 | 149.82
Rt3 | CZ05 | Existing | cDXOH | Main | 915618.8 | 102094.61 | 260.35 | 138.81
Rt3 | CZ06 | Existing | cDXOH | Main | 922904.6 | 103576.18 | 262.42 | 140.82
Rt3 | CZ07 | Existing | cDXOH | Main | 945267.8 | 105638.03 | 268.78 | 143.63
Rt3 | CZ08 | Existing | cDXOH | Main | 1008638.7 | 109014.52 | 286.8 | 148.22
Rt3 | CZ09 | Existing | cDXOH | Main | 1040551.9 | 112335.36 | 295.88 | 152.73
Rt3 | CZ10 | Existing | cDXOH | Main | 1096101.9 | 116428.5 | 311.67 | 158.3
Rt3 | CZ11 | Existing | cDXOH | Main | 1064545.7 | 111410.81 | 302.7 | 151.48
Rt3 | CZ12 | Existing | cDXOH | Main | 999777.6 | 107013.14 | 284.28 | 145.5
Rt3 | CZ13 | Existing | cDXOH | Main | 1056533.6 | 111689.13 | 300.42 | 151.85
Rt3 | CZ14 | Existing | cDXOH | Main | 1039352 | 113048.36 | 295.53 | 153.7
Rt3 | CZ15 | Existing | cDXOH | Main | 1153997.3 | 112666.9 | 328.13 | 153.18
Rt3 | CZ16 | Existing | cDXOH | Main | 1081610.9 | 121672.02 | 307.55 | 165.43
Rt3 | CZ01 | Existing | cPVVG | Main | 802050.1 | 92828.37 | 228.06 | 126.21
Rt3 | CZ02 | Existing | cPVVG | Main | 951422.5 | 104791.71 | 270.53 | 142.48
Rt3 | CZ03 | Existing | cPVVG | Main | 875924.5 | 98983.11 | 249.06 | 134.58
Rt3 | CZ04 | Existing | cPVVG | Main | 1018231.9 | 110191.9 | 289.53 | 149.82
Rt3 | CZ05 | Existing | cPVVG | Main | 897189.3 | 102094.61 | 255.11 | 138.81
Rt3 | CZ06 | Existing | cPVVG | Main | 922904.6 | 103576.18 | 262.42 | 140.82
Rt3 | CZ07 | Existing | cPVVG | Main | 945136.3 | 105638.03 | 268.74 | 143.63
Rt3 | CZ08 | Existing | cPVVG | Main | 1008638.7 | 109014.52 | 286.8 | 148.22
Rt3 | CZ09 | Existing | cPVVG | Main | 1040551.9 | 112335.36 | 295.88 | 152.73
Rt3 | CZ10 | Existing | cPVVG | Main | 1096101.9 | 116428.5 | 311.67 | 158.3
Rt3 | CZ11 | Existing | cPVVG | Main | 1064545.7 | 111410.81 | 302.7 | 151.48
Rt3 | CZ12 | Existing | cPVVG | Main | 999777.6 | 107013.14 | 284.28 | 145.5
Rt3 | CZ13 | Existing | cPVVG | Main | 1056533.6 | 111689.13 | 300.42 | 151.85
Rt3 | CZ14 | Existing | cPVVG | Main | 1039352 | 113048.36 | 295.53 | 153.7
Rt3 | CZ15 | Existing | cPVVG | Main | 1153997.3 | 112666.9 | 328.13 | 153.18
Rt3 | CZ16 | Existing | cPVVG | Main | 1076007.9 | 121672.02 | 305.96 | 165.43
RtL | CZ01 | Existing | cAVVG | Main | 633439.44 | 116485.36 | 180.12 | 158.38
RtL | CZ02 | Existing | cAVVG | Main | 881893.2 | 123590.96 | 250.76 | 168.04
RtL | CZ03 | Existing | cAVVG | Main | 785724.77 | 117421.75 | 223.42 | 159.65
RtL | CZ04 | Existing | cAVVG | Main | 975568.96 | 132474.04 | 277.4 | 180.11
RtL | CZ05 | Existing | cAVVG | Main | 769875.93 | 119920.89 | 218.91 | 163.05
RtL | CZ06 | Existing | cAVVG | Main | 850984.05 | 134286.66 | 241.97 | 182.58
RtL | CZ07 | Existing | cAVVG | Main | 892070.81 | 135920.25 | 253.66 | 184.8
RtL | CZ08 | Existing | cAVVG | Main | 955296.86 | 134056.88 | 271.63 | 182.27
RtL | CZ09 | Existing | cAVVG | Main | 974334.49 | 137801.89 | 277.05 | 187.36
RtL | CZ10 | Existing | cAVVG | Main | 1028170.84 | 137571.06 | 292.36 | 187.04
RtL | CZ11 | Existing | cAVVG | Main | 1073253.61 | 140284.44 | 305.17 | 190.73
RtL | CZ12 | Existing | cAVVG | Main | 1001102.85 | 132342.52 | 284.66 | 179.94
RtL | CZ13 | Existing | cAVVG | Main | 1095775.49 | 144780.02 | 311.58 | 196.85
RtL | CZ14 | Existing | cAVVG | Main | 1036036.93 | 151741.46 | 294.59 | 206.31
RtL | CZ15 | Existing | cAVVG | Main | 1227406.99 | 151978.97 | 349.01 | 206.63
RtL | CZ16 | Existing | cAVVG | Main | 825389.77 | 161024.14 | 234.7 | 218.93
RtL | CZ01 | Existing | cDXGF | Main | 834362.9 | 93858.73 | 237.25 | 127.61
RtL | CZ02 | Existing | cDXGF | Main | 912086.2 | 99096.53 | 259.35 | 134.73
RtL | CZ03 | Existing | cDXGF | Main | 856722.1 | 95168.62 | 243.6 | 129.39
RtL | CZ04 | Existing | cDXGF | Main | 973908.7 | 104045.28 | 276.93 | 141.46
RtL | CZ05 | Existing | cDXGF | Main | 870855.1 | 96862.07 | 247.62 | 131.7
RtL | CZ06 | Existing | cDXGF | Main | 904331.5 | 100988.93 | 257.14 | 137.31
RtL | CZ07 | Existing | cDXGF | Main | 911616.4 | 101399.58 | 259.21 | 137.87
RtL | CZ08 | Existing | cDXGF | Main | 944598.4 | 102717.05 | 268.59 | 139.66
RtL | CZ09 | Existing | cDXGF | Main | 973114.5 | 105648.18 | 276.7 | 143.64
RtL | CZ10 | Existing | cDXGF | Main | 969055.4 | 104240.96 | 275.55 | 141.73
RtL | CZ11 | Existing | cDXGF | Main | 1003764.3 | 106514.88 | 285.42 | 144.82
RtL | CZ12 | Existing | cDXGF | Main | 958026.4 | 102554.51 | 272.41 | 139.44
RtL | CZ13 | Existing | cDXGF | Main | 993206.2 | 108040.46 | 282.41 | 146.89
RtL | CZ14 | Existing | cDXGF | Main | 1035394.2 | 113996.23 | 294.41 | 154.99
RtL | CZ15 | Existing | cDXGF | Main | 1070388 | 110952.71 | 304.36 | 150.85
RtL | CZ16 | Existing | cDXGF | Main | 1094505.4 | 123122.58 | 311.22 | 167.4
RtL | CZ01 | Existing | cDXHP | Main | 1201407.2 | 93858.73 | 341.61 | 127.61
RtL | CZ02 | Existing | cDXHP | Main | 1269748.6 | 99096.53 | 361.05 | 134.73
RtL | CZ03 | Existing | cDXHP | Main | 1171681.1 | 95168.62 | 333.16 | 129.39
RtL | CZ04 | Existing | cDXHP | Main | 1303378.3 | 104045.28 | 370.61 | 141.46
RtL | CZ05 | Existing | cDXHP | Main | 1205036.2 | 96862.07 | 342.65 | 131.7
RtL | CZ06 | Existing | cDXHP | Main | 1144982.6 | 100988.93 | 325.57 | 137.31
RtL | CZ07 | Existing | cDXHP | Main | 1152502.8 | 101399.58 | 327.71 | 137.87
RtL | CZ08 | Existing | cDXHP | Main | 1201401.6 | 102717.05 | 341.61 | 139.66
RtL | CZ09 | Existing | cDXHP | Main | 1212500.3 | 105648.18 | 344.77 | 143.64
RtL | CZ10 | Existing | cDXHP | Main | 1219422.1 | 104240.96 | 346.74 | 141.73
RtL | CZ11 | Existing | cDXHP | Main | 1317521.4 | 106514.88 | 374.63 | 144.82
RtL | CZ12 | Existing | cDXHP | Main | 1288039.2 | 102554.51 | 366.25 | 139.44
RtL | CZ13 | Existing | cDXHP | Main | 1310632.1 | 108040.46 | 372.67 | 146.89
RtL | CZ14 | Existing | cDXHP | Main | 1318683.1 | 113996.23 | 374.96 | 154.99
RtL | CZ15 | Existing | cDXHP | Main | 1262663.4 | 110952.71 | 359.03 | 150.85
RtL | CZ16 | Existing | cDXHP | Main | 1289405.1 | 123122.58 | 366.64 | 167.4
RtL | CZ01 | Existing | cDXOH | Main | 834362.9 | 93858.73 | 237.25 | 127.61
RtL | CZ02 | Existing | cDXOH | Main | 912086.2 | 99096.53 | 259.35 | 134.73
RtL | CZ03 | Existing | cDXOH | Main | 856722.1 | 95168.62 | 243.6 | 129.39
RtL | CZ04 | Existing | cDXOH | Main | 973908.7 | 104045.28 | 276.93 | 141.46
RtL | CZ05 | Existing | cDXOH | Main | 870855.1 | 96862.07 | 247.62 | 131.7
RtL | CZ06 | Existing | cDXOH | Main | 904331.5 | 100988.93 | 257.14 | 137.31
RtL | CZ07 | Existing | cDXOH | Main | 911616.4 | 101399.58 | 259.21 | 137.87
RtL | CZ08 | Existing | cDXOH | Main | 944598.4 | 102717.05 | 268.59 | 139.66
RtL | CZ09 | Existing | cDXOH | Main | 973114.5 | 105648.18 | 276.7 | 143.64
RtL | CZ10 | Existing | cDXOH | Main | 969055.4 | 104240.96 | 275.55 | 141.73
RtL | CZ11 | Existing | cDXOH | Main | 1003764.3 | 106514.88 | 285.42 | 144.82
RtL | CZ12 | Existing | cDXOH | Main | 958026.4 | 102554.51 | 272.41 | 139.44
RtL | CZ13 | Existing | cDXOH | Main | 993206.2 | 108040.46 | 282.41 | 146.89
RtL | CZ14 | Existing | cDXOH | Main | 1035394.2 | 113996.23 | 294.41 | 154.99
RtL | CZ15 | Existing | cDXOH | Main | 1070388 | 110952.71 | 304.36 | 150.85
RtL | CZ16 | Existing | cDXOH | Main | 1094505.4 | 123122.58 | 311.22 | 167.4
RtL | CZ01 | Existing | cPVVG | Main | 793158.5 | 93858.73 | 225.53 | 127.61
RtL | CZ02 | Existing | cPVVG | Main | 883277.3 | 99096.53 | 251.16 | 134.73
RtL | CZ03 | Existing | cPVVG | Main | 825840.8 | 95168.62 | 234.82 | 129.39
RtL | CZ04 | Existing | cPVVG | Main | 951969 | 104045.28 | 270.69 | 141.46
RtL | CZ05 | Existing | cPVVG | Main | 839437.3 | 96862.07 | 238.69 | 131.7
RtL | CZ06 | Existing | cPVVG | Main | 895144.4 | 100988.93 | 254.53 | 137.31
RtL | CZ07 | Existing | cPVVG | Main | 902540.1 | 101399.58 | 256.63 | 137.87
RtL | CZ08 | Existing | cPVVG | Main | 936920.7 | 102717.05 | 266.41 | 139.66
RtL | CZ09 | Existing | cPVVG | Main | 965370.6 | 105648.18 | 274.5 | 143.64
RtL | CZ10 | Existing | cPVVG | Main | 960389.1 | 104240.96 | 273.08 | 141.73
RtL | CZ11 | Existing | cPVVG | Main | 995403.1 | 106514.88 | 283.04 | 144.82
RtL | CZ12 | Existing | cPVVG | Main | 943512.9 | 102554.51 | 268.28 | 139.44
RtL | CZ13 | Existing | cPVVG | Main | 986546.8 | 108040.46 | 280.52 | 146.89
RtL | CZ14 | Existing | cPVVG | Main | 1018865.2 | 113996.23 | 289.71 | 154.99
RtL | CZ15 | Existing | cPVVG | Main | 1070388 | 110952.71 | 304.36 | 150.85
RtL | CZ16 | Existing | cPVVG | Main | 1062150.9 | 123122.58 | 302.02 | 167.4
RtS | CZ01 | Existing | cAVVG | Main | 36846.2 | 6823.86 | 10.48 | 9.28
RtS | CZ02 | Existing | cAVVG | Main | 63191.55 | 9144.85 | 17.97 | 12.43
RtS | CZ03 | Existing | cAVVG | Main | 54648.15 | 8369.68 | 15.54 | 11.38
RtS | CZ04 | Existing | cAVVG | Main | 69762.94 | 9844.4 | 19.84 | 13.38
RtS | CZ05 | Existing | cAVVG | Main | 54532.38 | 8662.74 | 15.51 | 11.78
RtS | CZ06 | Existing | cAVVG | Main | 55338.47 | 8849.08 | 15.74 | 12.03
RtS | CZ07 | Existing | cAVVG | Main | 58187.32 | 9051.56 | 16.55 | 12.31
RtS | CZ08 | Existing | cAVVG | Main | 67666.31 | 9863.3 | 19.24 | 13.41
RtS | CZ09 | Existing | cAVVG | Main | 69801.72 | 10311.76 | 19.85 | 14.02
RtS | CZ10 | Existing | cAVVG | Main | 74616.07 | 10619.02 | 21.22 | 14.44
RtS | CZ11 | Existing | cAVVG | Main | 75321.39 | 10352.42 | 21.42 | 14.08
RtS | CZ12 | Existing | cAVVG | Main | 69259.49 | 9508.53 | 19.69 | 12.93
RtS | CZ13 | Existing | cAVVG | Main | 74395.53 | 10284.47 | 21.15 | 13.98
RtS | CZ14 | Existing | cAVVG | Main | 67252.32 | 10169.33 | 19.12 | 13.83
RtS | CZ15 | Existing | cAVVG | Main | 81290.72 | 10662.74 | 23.11 | 14.5
RtS | CZ16 | Existing | cAVVG | Main | 51191.44 | 10030.93 | 14.56 | 13.64
RtS | CZ01 | Existing | cDXGF | Main | 48953.1 | 5506.81 | 13.92 | 7.49
RtS | CZ02 | Existing | cDXGF | Main | 73705.4 | 7015.75 | 20.96 | 9.54
RtS | CZ03 | Existing | cDXGF | Main | 62535.6 | 6489.37 | 17.78 | 8.82
RtS | CZ04 | Existing | cDXGF | Main | 81259 | 7421.49 | 23.11 | 10.09
RtS | CZ05 | Existing | cDXGF | Main | 63666.6 | 6726.65 | 18.1 | 9.15
RtS | CZ06 | Existing | cDXGF | Main | 61253 | 6550.8 | 17.42 | 8.91
RtS | CZ07 | Existing | cDXGF | Main | 64000.5 | 6685.17 | 18.2 | 9.09
RtS | CZ08 | Existing | cDXGF | Main | 76371.3 | 7226.53 | 21.72 | 9.83
RtS | CZ09 | Existing | cDXGF | Main | 80351.7 | 7545.13 | 22.85 | 10.26
RtS | CZ10 | Existing | cDXGF | Main | 86930.3 | 7792.19 | 24.72 | 10.59
RtS | CZ11 | Existing | cDXGF | Main | 87910 | 7573.35 | 25 | 10.3
RtS | CZ12 | Existing | cDXGF | Main | 78175.2 | 7070.77 | 22.23 | 9.61
RtS | CZ13 | Existing | cDXGF | Main | 85832.8 | 7482.63 | 24.41 | 10.17
RtS | CZ14 | Existing | cDXGF | Main | 80190.4 | 7542.08 | 22.8 | 10.25
RtS | CZ15 | Existing | cDXGF | Main | 97697 | 7727.66 | 27.78 | 10.51
RtS | CZ16 | Existing | cDXGF | Main | 68946.2 | 7755.86 | 19.6 | 10.55
RtS | CZ01 | Existing | cDXHP | Main | 71987 | 5506.81 | 20.47 | 7.49
RtS | CZ02 | Existing | cDXHP | Main | 86957.7 | 7015.75 | 24.73 | 9.54
RtS | CZ03 | Existing | cDXHP | Main | 78308.7 | 6489.37 | 22.27 | 8.82
RtS | CZ04 | Existing | cDXHP | Main | 89608.6 | 7421.49 | 25.48 | 10.09
RtS | CZ05 | Existing | cDXHP | Main | 81534.6 | 6726.65 | 23.18 | 9.15
RtS | CZ06 | Existing | cDXHP | Main | 73893.1 | 6550.8 | 21.01 | 8.91
RtS | CZ07 | Existing | cDXHP | Main | 75345.8 | 6685.17 | 21.42 | 9.09
RtS | CZ08 | Existing | cDXHP | Main | 82537.2 | 7226.53 | 23.47 | 9.83
RtS | CZ09 | Existing | cDXHP | Main | 84173 | 7545.13 | 23.93 | 10.26
RtS | CZ10 | Existing | cDXHP | Main | 87484.9 | 7792.19 | 24.88 | 10.59
RtS | CZ11 | Existing | cDXHP | Main | 90459.6 | 7573.35 | 25.72 | 10.3
RtS | CZ12 | Existing | cDXHP | Main | 86626.2 | 7070.77 | 24.63 | 9.61
RtS | CZ13 | Existing | cDXHP | Main | 88464.7 | 7482.63 | 25.15 | 10.17
RtS | CZ14 | Existing | cDXHP | Main | 85778.9 | 7542.08 | 24.39 | 10.25
RtS | CZ15 | Existing | cDXHP | Main | 99284.2 | 7727.66 | 28.23 | 10.51
RtS | CZ16 | Existing | cDXHP | Main | 80628.3 | 7755.86 | 22.93 | 10.55
RtS | CZ01 | Existing | cDXOH | Main | 48953.1 | 5506.81 | 13.92 | 7.49
RtS | CZ02 | Existing | cDXOH | Main | 73705.4 | 7015.75 | 20.96 | 9.54
RtS | CZ03 | Existing | cDXOH | Main | 62535.6 | 6489.37 | 17.78 | 8.82
RtS | CZ04 | Existing | cDXOH | Main | 81259 | 7421.49 | 23.11 | 10.09
RtS | CZ05 | Existing | cDXOH | Main | 63666.6 | 6726.65 | 18.1 | 9.15
RtS | CZ06 | Existing | cDXOH | Main | 61253 | 6550.8 | 17.42 | 8.91
RtS | CZ07 | Existing | cDXOH | Main | 64000.5 | 6685.17 | 18.2 | 9.09
RtS | CZ08 | Existing | cDXOH | Main | 76371.3 | 7226.53 | 21.72 | 9.83
RtS | CZ09 | Existing | cDXOH | Main | 80351.7 | 7545.13 | 22.85 | 10.26
RtS | CZ10 | Existing | cDXOH | Main | 86930.3 | 7792.19 | 24.72 | 10.59
RtS | CZ11 | Existing | cDXOH | Main | 87910 | 7573.35 | 25 | 10.3
RtS | CZ12 | Existing | cDXOH | Main | 78175.2 | 7070.77 | 22.23 | 9.61
RtS | CZ13 | Existing | cDXOH | Main | 85832.8 | 7482.63 | 24.41 | 10.17
RtS | CZ14 | Existing | cDXOH | Main | 80190.4 | 7542.08 | 22.8 | 10.25
RtS | CZ15 | Existing | cDXOH | Main | 97697 | 7727.66 | 27.78 | 10.51
RtS | CZ16 | Existing | cDXOH | Main | 68946.2 | 7755.86 | 19.6 | 10.55
RtS | CZ01 | Existing | cPVVG | Main | 43907 | 5506.81 | 12.48 | 7.49
RtS | CZ02 | Existing | cPVVG | Main | 69311 | 7015.75 | 19.71 | 9.54
RtS | CZ03 | Existing | cPVVG | Main | 58273.2 | 6489.37 | 16.57 | 8.82
RtS | CZ04 | Existing | cPVVG | Main | 78522.9 | 7421.49 | 22.33 | 10.09
RtS | CZ05 | Existing | cPVVG | Main | 59059 | 6726.65 | 16.79 | 9.15
RtS | CZ06 | Existing | cPVVG | Main | 59792.3 | 6550.8 | 17 | 8.91
RtS | CZ07 | Existing | cPVVG | Main | 62642.6 | 6685.17 | 17.81 | 9.09
RtS | CZ08 | Existing | cPVVG | Main | 75364.4 | 7226.53 | 21.43 | 9.83
RtS | CZ09 | Existing | cPVVG | Main | 79400.2 | 7545.13 | 22.58 | 10.26
RtS | CZ10 | Existing | cPVVG | Main | 85653 | 7792.19 | 24.36 | 10.59
RtS | CZ11 | Existing | cPVVG | Main | 87098.2 | 7573.35 | 24.77 | 10.3
RtS | CZ12 | Existing | cPVVG | Main | 76426.5 | 7070.77 | 21.73 | 9.61
RtS | CZ13 | Existing | cPVVG | Main | 85544.8 | 7482.63 | 24.32 | 10.17
RtS | CZ14 | Existing | cPVVG | Main | 78441.6 | 7542.08 | 22.3 | 10.25
RtS | CZ15 | Existing | cPVVG | Main | 97697 | 7727.66 | 27.78 | 10.51
RtS | CZ16 | Existing | cPVVG | Main | 65282.1 | 7755.86 | 18.56 | 10.55
SCn | CZ01 | Existing | cAVVG | Main | 686419.13 | 286170.68 | 195.18 | 389.08
SCn | CZ02 | Existing | cAVVG | Main | 1672522.97 | 293371.19 | 475.57 | 398.87
SCn | CZ03 | Existing | cAVVG | Main | 1226145.03 | 254948.45 | 348.65 | 346.63
SCn | CZ04 | Existing | cAVVG | Main | 2127797.44 | 302653.09 | 605.03 | 411.49
SCn | CZ05 | Existing | cAVVG | Main | 1328860.61 | 271307.73 | 377.86 | 368.88
SCn | CZ06 | Existing | cAVVG | Main | 1626823.01 | 294189.11 | 462.58 | 399.99
SCn | CZ07 | Existing | cAVVG | Main | 1790347.32 | 306035.38 | 509.08 | 416.09
SCn | CZ08 | Existing | cAVVG | Main | 2374226.52 | 307033.12 | 675.1 | 417.45
SCn | CZ09 | Existing | cAVVG | Main | 2452125.62 | 317019.61 | 697.25 | 431.03
SCn | CZ10 | Existing | cAVVG | Main | 2530961.37 | 310214.54 | 719.67 | 421.77
SCn | CZ11 | Existing | cAVVG | Main | 2864626.25 | 337313.81 | 814.54 | 458.62
SCn | CZ12 | Existing | cAVVG | Main | 2414357.42 | 291053.45 | 686.51 | 395.72
SCn | CZ13 | Existing | cAVVG | Main | 2981453.58 | 356135.09 | 847.76 | 484.21
SCn | CZ14 | Existing | cAVVG | Main | 2646149.5 | 345642.22 | 752.42 | 469.94
SCn | CZ15 | Existing | cAVVG | Main | 2572248.98 | 410515.95 | 731.41 | 558.15
SCn | CZ16 | Existing | cAVVG | Main | 1535763.34 | 340784.72 | 436.69 | 463.34
SCn | CZ01 | Existing | cDXGF | Main | 2447821 | 275359.08 | 696.03 | 374.38
SCn | CZ02 | Existing | cDXGF | Main | 2510735.8 | 282436.45 | 713.92 | 384.01
SCn | CZ03 | Existing | cDXGF | Main | 2183348.8 | 245608.2 | 620.82 | 333.93
SCn | CZ04 | Existing | cDXGF | Main | 2591809.6 | 291556.57 | 736.97 | 396.41
SCn | CZ05 | Existing | cDXGF | Main | 2321977.9 | 261202.79 | 660.24 | 355.14
SCn | CZ06 | Existing | cDXGF | Main | 1890942.7 | 212714.99 | 537.68 | 289.21
SCn | CZ07 | Existing | cDXGF | Main | 1967086.3 | 221280.5 | 559.33 | 300.86
SCn | CZ08 | Existing | cDXGF | Main | 2111669.6 | 237544.9 | 600.44 | 322.97
SCn | CZ09 | Existing | cDXGF | Main | 2182994.9 | 245568.39 | 620.72 | 333.88
SCn | CZ10 | Existing | cDXGF | Main | 2131676.1 | 239795.46 | 606.13 | 326.03
SCn | CZ11 | Existing | cDXGF | Main | 2362063.6 | 265712.1 | 671.64 | 361.27
SCn | CZ12 | Existing | cDXGF | Main | 2454695.6 | 276132.41 | 697.98 | 375.44
SCn | CZ13 | Existing | cDXGF | Main | 2360410.6 | 265526.16 | 671.17 | 361.02
SCn | CZ14 | Existing | cDXGF | Main | 2633921 | 296293.75 | 748.94 | 402.85
SCn | CZ15 | Existing | cDXGF | Main | 2818040.6 | 296825.72 | 801.3 | 403.57
SCn | CZ16 | Existing | cDXGF | Main | 2855214.4 | 321187.37 | 811.87 | 436.69
SCn | CZ01 | Existing | cDXHP | Main | 3393931.2 | 275359.08 | 965.05 | 374.38
SCn | CZ02 | Existing | cDXHP | Main | 3512102.5 | 282436.45 | 998.65 | 384.01
SCn | CZ03 | Existing | cDXHP | Main | 3018173.6 | 245608.2 | 858.2 | 333.93
SCn | CZ04 | Existing | cDXHP | Main | 3555477.5 | 291556.57 | 1010.98 | 396.41
SCn | CZ05 | Existing | cDXHP | Main | 3205275.6 | 261202.79 | 911.4 | 355.14
SCn | CZ06 | Existing | cDXHP | Main | 2516011 | 212714.99 | 715.42 | 289.21
SCn | CZ07 | Existing | cDXHP | Main | 2602171 | 221280.5 | 739.91 | 300.86
SCn | CZ08 | Existing | cDXHP | Main | 2845010.6 | 237544.9 | 808.96 | 322.97
SCn | CZ09 | Existing | cDXHP | Main | 2881328 | 245568.39 | 819.29 | 333.88
SCn | CZ10 | Existing | cDXHP | Main | 2876794.6 | 239795.46 | 818 | 326.03
SCn | CZ11 | Existing | cDXHP | Main | 3300148.7 | 265712.1 | 938.38 | 361.27
SCn | CZ12 | Existing | cDXHP | Main | 3420708.2 | 276132.41 | 972.66 | 375.44
SCn | CZ13 | Existing | cDXHP | Main | 3250152.6 | 265526.16 | 924.16 | 361.02
SCn | CZ14 | Existing | cDXHP | Main | 3404151.9 | 296293.75 | 967.95 | 402.85
SCn | CZ15 | Existing | cDXHP | Main | 3319181.3 | 296825.72 | 943.79 | 403.57
SCn | CZ16 | Existing | cDXHP | Main | 3323508.8 | 321187.37 | 945.02 | 436.69
SCn | CZ01 | Existing | cDXOH | Main | 2447821 | 275359.08 | 696.03 | 374.38
SCn | CZ02 | Existing | cDXOH | Main | 2510735.8 | 282436.45 | 713.92 | 384.01
SCn | CZ03 | Existing | cDXOH | Main | 2183348.8 | 245608.2 | 620.82 | 333.93
SCn | CZ04 | Existing | cDXOH | Main | 2591809.6 | 291556.57 | 736.97 | 396.41
SCn | CZ05 | Existing | cDXOH | Main | 2321977.9 | 261202.79 | 660.24 | 355.14
SCn | CZ06 | Existing | cDXOH | Main | 1890942.7 | 212714.99 | 537.68 | 289.21
SCn | CZ07 | Existing | cDXOH | Main | 1967086.3 | 221280.5 | 559.33 | 300.86
SCn | CZ08 | Existing | cDXOH | Main | 2111669.6 | 237544.9 | 600.44 | 322.97
SCn | CZ09 | Existing | cDXOH | Main | 2182994.9 | 245568.39 | 620.72 | 333.88
SCn | CZ10 | Existing | cDXOH | Main | 2131676.1 | 239795.46 | 606.13 | 326.03
SCn | CZ11 | Existing | cDXOH | Main | 2362063.6 | 265712.1 | 671.64 | 361.27
SCn | CZ12 | Existing | cDXOH | Main | 2454695.6 | 276132.41 | 697.98 | 375.44
SCn | CZ13 | Existing | cDXOH | Main | 2360410.6 | 265526.16 | 671.17 | 361.02
SCn | CZ14 | Existing | cDXOH | Main | 2633921 | 296293.75 | 748.94 | 402.85
SCn | CZ15 | Existing | cDXOH | Main | 2818040.6 | 296825.72 | 801.3 | 403.57
SCn | CZ16 | Existing | cDXOH | Main | 2855214.4 | 321187.37 | 811.87 | 436.69
SCn | CZ01 | Existing | cPVVG | Main | 1054582.3 | 275359.08 | 299.87 | 374.38
SCn | CZ02 | Existing | cPVVG | Main | 1392341.9 | 282436.45 | 395.91 | 384.01
SCn | CZ03 | Existing | cPVVG | Main | 1177725.2 | 245608.2 | 334.88 | 333.93
SCn | CZ04 | Existing | cPVVG | Main | 1677864.5 | 291556.57 | 477.09 | 396.41
SCn | CZ05 | Existing | cPVVG | Main | 1274731.9 | 261202.79 | 362.46 | 355.14
SCn | CZ06 | Existing | cPVVG | Main | 1890942.7 | 212714.99 | 537.68 | 289.21
SCn | CZ07 | Existing | cPVVG | Main | 1967086.3 | 221280.5 | 559.33 | 300.86
SCn | CZ08 | Existing | cPVVG | Main | 1973499.4 | 237544.9 | 561.15 | 322.97
SCn | CZ09 | Existing | cPVVG | Main | 2037689 | 245568.39 | 579.41 | 333.88
SCn | CZ10 | Existing | cPVVG | Main | 1993948.4 | 239795.46 | 566.97 | 326.03
SCn | CZ11 | Existing | cPVVG | Main | 2168132.8 | 265712.1 | 616.5 | 361.27
SCn | CZ12 | Existing | cPVVG | Main | 1870787.7 | 276132.41 | 531.95 | 375.44
SCn | CZ13 | Existing | cPVVG | Main | 2289109.3 | 265526.16 | 650.9 | 361.02
SCn | CZ14 | Existing | cPVVG | Main | 2221665 | 296293.75 | 631.72 | 402.85
SCn | CZ15 | Existing | cPVVG | Main | 2818040.6 | 296825.72 | 801.3 | 403.57
SCn | CZ16 | Existing | cPVVG | Main | 2190442.7 | 321187.37 | 622.84 | 436.69