## Geometry Summary (hidden)
Abbreviation | Building Type | Shape | Number of Floors | Aspect Ratio | Zone Height_1 | Zone Height_2 | Zone Height_3 | Plenum Height | Floor to Floor Height (feet) | Floor to Ceiling Height (feet)
Asm | Assembly | #VALUE! | 1 | 1 | 12.0006 | na | na | 3.0001 | 12.0006 | 15.0007
ECC | Education - Community College | #VALUE! | 3 | 5.7 | 9.0004 | 13.0006 | na | 4.0002 | 9 / 13 | 13 / 17
EPr | Education - Primary School | #VALUE! | 1 | 2 | 9.0004 | 12.0006 | na | 3.0001 | 9 / 12 | 12 / 15
ERC | Education - Relocatable Classroom | #VALUE! | 1 | 1.7 | 9.0004 | na | na | 3.0001 | 9.0004 | 12.0006
ESe | Education - Secondary School | #VALUE! | 2 | 2.5/1.0 | 9.0004 | 13.0006 | na | 4.0002 | 9 / 13 | 13 / 17
EUn | Education - University | #VALUE! | 4 | 2.0/15.0 | 10.0005 | 9.0004 | 14.0007 | 4.0002 | 9 / 10 / 14 | 13 / 14 / 18
Fin | Financial buildings, incl. banks | #VALUE! | 1 | 1 | 11.0005 | na | na | na | 11.0005 | 11.0005
Gro | Grocery | #VALUE! | 1 | 1 | 25.0012 | na | na | na | 25.0012 | 25.0012
Hsp | Health/Medical - Hospital | #VALUE! | 3 | 1 | 10.007 | 12.9927 | na | 2.9857 | 10 / 13 | 13 / 16
Htl | Lodging - Hotel | #VALUE! | 4 | 6.6 | 8.0004 | 10.5005 | na | 1.5001 | 8 / 11 | 10 / 12
Lib | Libraries | #VALUE! | 1 | 1 | 13.0006 | na | na | na | 13.0006 | 13.0006
MBT | Manufacturing Biotech | #VALUE! | 1 | 6 | 9.0004 | na | na | 6.0003 | 9.0004 | 15.0008
MLI | Manufacturing Light Industrial | #VALUE! | 1 | 1 | 35.0017 | na | na | na | 35.0017 | 35.0017
Mtl | Lodging - Motel | #VALUE! | 2 | 5.1 | 9.0004 | na | na | na | 9.0004 | 9.0004
Nrs | Health/Medical - Nursing Home | #VALUE! | 2 | 10.3 | 12.9986 | 9.0005 | na | 4.0055 | 9 / 13 | 13 / 17
OfL | Office - Large | #VALUE! | 3 | 1.5 | 9.0004 | na | na | 3.0001 | 9.0004 | 12.0006
OfS | Office - Small | #VALUE! | 2 | 1.5 | 9.0004 | na | na | 3.0001 | 9.0004 | 12.0006
Rel | Religious assembly buildings | #VALUE! | 1 | 2.5 | 37.5018 | 15.0007 | na | na | 38 / 15 | 38 / 15
RFF | Restaurant - Fast-Food | #VALUE! | 1 | 1 | 10.0005 | na | na | 3.0002 | 10.0005 | 13.0007
RSD | Restaurant - Sit-Down | #VALUE! | 1 | 1 | 10.0005 | na | na | 3.0001 | 10.0005 | 13.0006
Rt3 | Retail - Multistory Large | #VALUE! | 3 | 1 | 15.0007 | na | na | 5.8002 | 15.0007 | 20.8009
RtL | Retail - Single-Story Large | #VALUE! | 1 | 1 | 20.501 | na | na | na | 20.501 | 20.501
RtS | Retail - Small | #VALUE! | 1 | 1 | 10.0005 | na | na | 2.0001 | 10.0005 | 12.0006
SCn | Storage - Conditioned | #VALUE! | 1 | 1 | 48.0023 | na | na | na | 48.0023 | 48.0023
SUn | Storage - Unconditioned | #VALUE! | 1 | 1 | 48.0023 | na | na | na | 48.0023 | 48.0023
WRf | Warehouse - Refrigerated | #VALUE! | 1 | 1 | 48.0023 | na | na | na | 48.0023 | 48.0023

## Prototype
TRC, Updated Febuary 2026
Assembly
Characteristic | Value
Building Type | Assembly
Building Category | Nonresidential
Vintages | Two vintages: Existing and New Construction
Shape | #VALUE!
Total Floor Area (ft²) | 68013.36
Aspect Ratio | 1
Number of Floors | 1
Roof Type | Flat Roof
Gross Window to Wall Ratio (%) | 19
Shading Geometry | No Shading
Floor to Floor Height (feet) | 12.0006
Floor to Ceiling Height (feet) | 15.0007
Glazing Sill Height (feet) | 3

## Notes
Prototype Overview
Name | Description
Asm | Assembly
ECC | Education - Community College
EPr | Education - Primary School
ERC | Education - Relocatable Classroom
ESe | Education - Secondary School
EUn | Education - University
Fin | Financial buildings, incl. banks
Gro | Grocery
Hsp | Health/Medical - Hospital
Htl | Lodging - Hotel
Lib | Libraries
MBT | Manufacturing Biotech
MLI | Manufacturing Light Industrial
Mtl | Lodging - Motel
Nrs | Health/Medical - Nursing Home
OfL | Office - Large
OfS | Office - Small
Rel | Religious assembly buildings
RFF | Restaurant - Fast-Food
RSD | Restaurant - Sit-Down
Rt3 | Retail - Multistory Large
RtL | Retail - Single-Story Large
RtS | Retail - Small
SCn | Storage - Conditioned
SUn | Storage - Unconditioned
WRf | Warehouse - Refrigerated
Vintages
Existing | Weighted average of Title 24 requirements based on vintages from 1975 to 2022
New Construction | Title 24 2025
Run Begin Day
Begin Month | Begin Day of Month | Day of Week for Start Day
1 | 1 | Sunday
Special Days
Name | Start Date | Duration (days) | Special Day Type
New Years Day | January 1 | 1 | Holiday
Veterans Day | November 11 | 1 | Holiday
Christmas | December 25 | 1 | Holiday
Independence Day | July 4 | 1 | Holiday
MLK Day | 3rd Monday in January | 1 | Holiday
Presidents Day | 3rd Monday in February | 1 | Holiday
Memorial Day | Last Monday in May | 1 | Holiday
Labor Day | 1st Monday in September | 1 | Holiday
Columbus Day | 2nd Monday in October | 1 | Holiday
Thanksgiving | 4th Thursday in November | 1 | Holiday

## Raw_runbeginday (hidden)
Begin Month | Begin Day of Month | Day of Week for Start Day
1 | 1 | Sunday

## Raw_specialdays (hidden)
Name | Start Day | Duration | Special Day Type
New Years Day | January 1 | 1 | Holiday
Veterans Day | November 11 | 1 | Holiday
Christmas | December 25 | 1 | Holiday
Independence Day | July 4 | 1 | Holiday
MLK Day | 3rd Monday in January | 1 | Holiday
Presidents Day | 3rd Monday in February | 1 | Holiday
Memorial Day | Last Monday in May | 1 | Holiday
Labor Day | 1st Monday in September | 1 | Holiday
Columbus Day | 2nd Monday in October | 1 | Holiday
Thanksgiving | 4th Thursday in November | 1 | Holiday

## Climate Zone
Climate Zones - All Prototypes
Climate Zone | Representative City | Weather File Name
CZ01 | Eureka | CA_EUREKA_725940S_CZ2022.epw
CZ02 | Napa | CA_NAPA-CO_724955S_CZ2022.epw
CZ03 | Oakland | CA_OAKLAND-METRO-AP_724930S_CZ2022.epw
CZ04 | San Jose | CA_SAN-JOSE-IAP_724945S_CZ2022.epw
CZ05 | Santa Maria | CA_SANTA-MARIA-PUBLIC-AP_723940S_CZ2022.epw
CZ06 | Los Angeles | CA_LOS-ANGELES-IAP_722950S_CZ2022.epw
CZ07 | San Diego-Lindbergh | CA_SAN-DIEGO-LINDBERGH-FLD_722900S_CZ2022.epw
CZ08 | Long Beach-Daugherty | CA_LONG-BEACH-DAUGHERTY-FLD_722970S_CZ2022.epw
CZ09 | Los Angeles | CA_LOS-ANGELES-DOWNTOWN-USC_722874S_CZ2022.epw
CZ10 | Riverside | CA_RIVERSIDE-MUNI_722869S_CZ2022.epw
CZ11 | Red Bluff | CA_RED-BLUFF-MUNI-AP_725910S_CZ2022.epw
CZ12 | Stockton | CA_STOCKTON-METRO-AP_724920S_CZ2022.epw
CZ13 | Fresno Yosemite | CA_FRESNO-YOSEMITE-IAP_723890S_CZ2022.epw
CZ14 | Daggett Barstow | CA_DAGGETT-BARSTOW-AP_723815S_CZ2022.epw
CZ15 | El Centro | CA_EL-CENTRO-NAF_722810S_CZ2022.epw
CZ16 | Bishop | CA_BISHOP-AP_724800S_CZ2022.epw
Source: California Energy Commission, https://cecgis-caenergy.opendata.arcgis.com/datasets/CAEnergy::california-building-climate-zones/about

## Zones
Zone Summary - Assembly
Space | Zone Name | Conditioned [Y/N] | Zone Type | HVAC System Identifier (Main/Alternative/Customized) | Schedule Identifier | Area Fraction | Area (Excluding Plenums and Crawl Space) (ft²) | Volume (ft³) | Multipliers | People (Persons/1,000 ft²) | Note
PLENUM NE CORNER | PLENUM NE CORNER | No | Plenum | - | Plenum | 2.928% | 1991.14 | 5973.71 | 1 | 0
NE CORNER OFFICE | NE CORNER OFFICE | Yes | Office | Main | Assembly | 2.928% | 1991.14 | 23894.83 | 1 | 5
PLENUM NW CORNER | PLENUM NW CORNER | No | Plenum | - | Plenum | 2.928% | 1991.14 | 5973.72 | 1 | 0
NW CORNER OFFICE | NW CORNER OFFICE | Yes | Office | Main | Assembly | 2.928% | 1991.14 | 23894.88 | 1 | 5
PLENUM SE CORNER | PLENUM SE CORNER | No | Plenum | - | Plenum | 2.928% | 1991.14 | 5973.72 | 1 | 0
SE CORNER OFFICE | SE CORNER OFFICE | Yes | Office | Main | Assembly | 2.928% | 1991.14 | 23894.88 | 1 | 5
PLENUM SW CORNER | PLENUM SW CORNER | No | Plenum | - | Plenum | 2.928% | 1991.15 | 5973.73 | 1 | 0
SW CORNER OFFICE | SW CORNER OFFICE | Yes | Office | Main | Assembly | 2.928% | 1991.15 | 23894.94 | 1 | 5
PLENUM CORE | PLENUM CORE | No | Plenum | - | Plenum | 38.29% | 26042.11 | 78130.13 | 1 | 0
CORE AUDITORIUM | CORE AUDITORIUM | Yes | Auditorium | Main | Assembly | 38.29% | 26042.11 | 312520.52 | 1 | 71.43
Total (10 Space) | Total (10 Space) | Total (5 Conditioned zones, 5 Unconditioned Zones) |  |  |  |  | 68013.36

## Envelope
Envelope - Assembly
Element | Prototype | Assembly Type | Construction | Unit | Vintage | Selected T24 | Note | CZ01 | CZ02 | CZ03 | CZ04 | CZ05 | CZ06 | CZ07 | CZ08 | CZ09 | CZ10 | CZ11 | CZ12 | CZ13 | CZ14 | CZ15 | CZ16
External Wall | Assembly | - | Stucco+Wall Continuous Insulation+Gypsum 5/8in | U-value IP | Existing | Weighted average |  | 0.185 | 0.179 | 0.185 | 0.178 | 0.178 | 0.18 | 0.174 | 0.176 | 0.176 | 0.15 | 0.171 | 0.171 | 0.168 | 0.161 | 0.153 | 0.162
External Wall | Assembly | - | Stucco+Wall Continuous Insulation+Gypsum 5/8in | U-value IP | New Construction | 2025 |  | 0.063 | 0.058 | 0.076 | 0.058 | 0.058 | 0.063 | 0.063 | 0.058 | 0.058 | 0.058 | 0.058 | 0.058 | 0.058 | 0.058 | 0.058 | 0.058
Roof | Assembly | - | Roof Membrane+Roof Continuous Insulation+Metal Decking | U-value IP | Existing | Weighted average |  | 0.062 | 0.061 | 0.062 | 0.061 | 0.061 | 0.065 | 0.065 | 0.065 | 0.065 | 0.062 | 0.061 | 0.061 | 0.06 | 0.06 | 0.059 | 0.06
Roof | Assembly | - | Roof Membrane+Roof Continuous Insulation+Metal Decking | U-value IP | New Construction | 2025 |  | 0.039 | 0.039 | 0.039 | 0.039 | 0.039 | 0.039 | 0.039 | 0.039 | 0.039 | 0.039 | 0.039 | 0.039 | 0.039 | 0.039 | 0.039 | 0.039
Windows | Assembly | - | Theoretical Glazing | U-value IP | Existing | Weighted average |  | 1.024 | 1.078 | 1.131 | 1.108 | 1.109 | 1.115 | 1.075 | 1.114 | 1.112 | 0.875 | 0.942 | 0.94 | 0.929 | 0.886 | 0.831 | 0.885
Windows | Assembly | - | Theoretical Glazing | U-value IP | New Construction | 2025 |  | 0.36 | 0.36 | 0.36 | 0.36 | 0.36 | 0.36 | 0.36 | 0.36 | 0.34 | 0.36 | 0.34 | 0.34 | 0.34 | 0.34 | 0.34 | 0.36
Windows | Assembly | - | Theoretical Glazing | SHGC | Existing | Weighted average |  | 0.70708 | 0.70715 | 0.73753 | 0.71836 | 0.75308 | 0.7254 | 0.72673 | 0.7241 | 0.72365 | 0.5734 | 0.64366 | 0.64394 | 0.6358 | 0.60724 | 0.57129 | 0.62767
Windows | Assembly | - | Theoretical Glazing | SHGC | New Construction | 2025 |  | 0.25 | 0.25 | 0.25 | 0.25 | 0.25 | 0.25 | 0.25 | 0.25 | 0.22 | 0.25 | 0.22 | 0.22 | 0.22 | 0.22 | 0.22 | 0.25
Windows | Assembly | - | Theoretical Glazing | Visible Transmittance | Existing | Weighted average |  | 0.26089 | 0.26141 | 0.26004 | 0.26231 | 0.26223 | 0.26197 | 0.26576 | 0.26213 | 0.26228 | 0.27816 | 0.26665 | 0.26607 | 0.26793 | 0.27125 | 0.27583 | 0.27139
Windows | Assembly | - | Theoretical Glazing | Visible Transmittance | New Construction | 2025 |  | 0.42 | 0.42 | 0.42 | 0.42 | 0.42 | 0.42 | 0.42 | 0.42 | 0.42 | 0.42 | 0.42 | 0.42 | 0.42 | 0.42 | 0.42 | 0.42
Infiltration - Assembly
|  |  |  | Element | Unit | Vintage | Note | CZ01 | CZ02 | CZ03 | CZ04 | CZ05 | CZ06 | CZ07 | CZ08 | CZ09 | CZ10 | CZ11 | CZ12 | CZ13 | CZ14 | CZ15 | CZ16
|  |  |  | Infiltration Rate | CFM/ft2 | Existing | Infiltration rate is flow rate per exterior surface area at 10 mph wind speed, modeled proportionally to wind speed. | 0.044801 | 0.044801 | 0.044801 | 0.044801 | 0.044801 | 0.044801 | 0.044801 | 0.044801 | 0.044801 | 0.044801 | 0.044801 | 0.044801 | 0.044801 | 0.044801 | 0.044801 | 0.044801
[6 empty] | New Construction |  | 0.044801 | 0.044801 | 0.044801 | 0.044801 | 0.044801 | 0.044801 | 0.044801 | 0.044801 | 0.044801 | 0.044801 | 0.044801 | 0.044801 | 0.044801 | 0.044801 | 0.044801 | 0.044801

## Raw_envelope (hidden)
Climate Zone | Vintage | Exterior Roof Layers | Roof U-Value [Btu/h-ft2-F] | Exterior Wall Layers | Wall U-Value [Btu/h-ft2-F] | Exterior Window Layers | Window U-Value [Btu/h-ft2-F] | Window SHGC | Window VT
CZ01 | Existing | Roof Membrane+Roof Continuous Insulation+Metal Decking | 0.062 | Stucco+Wall Continuous Insulation+Gypsum 5/8in | 0.185 | Theoretical Glazing | 1.024 | 0.70708 | 0.26089
CZ02 | Existing | Roof Membrane+Roof Continuous Insulation+Metal Decking | 0.061 | Stucco+Wall Continuous Insulation+Gypsum 5/8in | 0.179 | Theoretical Glazing | 1.078 | 0.70715 | 0.26141
CZ03 | Existing | Roof Membrane+Roof Continuous Insulation+Metal Decking | 0.062 | Stucco+Wall Continuous Insulation+Gypsum 5/8in | 0.185 | Theoretical Glazing | 1.131 | 0.73753 | 0.26004
CZ04 | Existing | Roof Membrane+Roof Continuous Insulation+Metal Decking | 0.061 | Stucco+Wall Continuous Insulation+Gypsum 5/8in | 0.178 | Theoretical Glazing | 1.108 | 0.71836 | 0.26231
CZ05 | Existing | Roof Membrane+Roof Continuous Insulation+Metal Decking | 0.061 | Stucco+Wall Continuous Insulation+Gypsum 5/8in | 0.178 | Theoretical Glazing | 1.109 | 0.75308 | 0.26223
CZ06 | Existing | Roof Membrane+Roof Continuous Insulation+Metal Decking | 0.065 | Stucco+Wall Continuous Insulation+Gypsum 5/8in | 0.18 | Theoretical Glazing | 1.115 | 0.7254 | 0.26197
CZ07 | Existing | Roof Membrane+Roof Continuous Insulation+Metal Decking | 0.065 | Stucco+Wall Continuous Insulation+Gypsum 5/8in | 0.174 | Theoretical Glazing | 1.075 | 0.72673 | 0.26576
CZ08 | Existing | Roof Membrane+Roof Continuous Insulation+Metal Decking | 0.065 | Stucco+Wall Continuous Insulation+Gypsum 5/8in | 0.176 | Theoretical Glazing | 1.114 | 0.7241 | 0.26213
CZ09 | Existing | Roof Membrane+Roof Continuous Insulation+Metal Decking | 0.065 | Stucco+Wall Continuous Insulation+Gypsum 5/8in | 0.176 | Theoretical Glazing | 1.112 | 0.72365 | 0.26228
CZ10 | Existing | Roof Membrane+Roof Continuous Insulation+Metal Decking | 0.062 | Stucco+Wall Continuous Insulation+Gypsum 5/8in | 0.15 | Theoretical Glazing | 0.875 | 0.5734 | 0.27816
CZ11 | Existing | Roof Membrane+Roof Continuous Insulation+Metal Decking | 0.061 | Stucco+Wall Continuous Insulation+Gypsum 5/8in | 0.171 | Theoretical Glazing | 0.942 | 0.64366 | 0.26665
CZ12 | Existing | Roof Membrane+Roof Continuous Insulation+Metal Decking | 0.061 | Stucco+Wall Continuous Insulation+Gypsum 5/8in | 0.171 | Theoretical Glazing | 0.94 | 0.64394 | 0.26607
CZ13 | Existing | Roof Membrane+Roof Continuous Insulation+Metal Decking | 0.06 | Stucco+Wall Continuous Insulation+Gypsum 5/8in | 0.168 | Theoretical Glazing | 0.929 | 0.6358 | 0.26793
CZ14 | Existing | Roof Membrane+Roof Continuous Insulation+Metal Decking | 0.06 | Stucco+Wall Continuous Insulation+Gypsum 5/8in | 0.161 | Theoretical Glazing | 0.886 | 0.60724 | 0.27125
CZ15 | Existing | Roof Membrane+Roof Continuous Insulation+Metal Decking | 0.059 | Stucco+Wall Continuous Insulation+Gypsum 5/8in | 0.153 | Theoretical Glazing | 0.831 | 0.57129 | 0.27583
CZ16 | Existing | Roof Membrane+Roof Continuous Insulation+Metal Decking | 0.06 | Stucco+Wall Continuous Insulation+Gypsum 5/8in | 0.162 | Theoretical Glazing | 0.885 | 0.62767 | 0.27139
CZ01 | New Construction | Roof Membrane+Roof Continuous Insulation+Metal Decking | 0.039 | Stucco+Wall Continuous Insulation+Gypsum 5/8in | 0.063 | Theoretical Glazing | 0.36 | 0.25 | 0.42
CZ02 | New Construction | Roof Membrane+Roof Continuous Insulation+Metal Decking | 0.039 | Stucco+Wall Continuous Insulation+Gypsum 5/8in | 0.058 | Theoretical Glazing | 0.36 | 0.25 | 0.42
CZ03 | New Construction | Roof Membrane+Roof Continuous Insulation+Metal Decking | 0.039 | Stucco+Wall Continuous Insulation+Gypsum 5/8in | 0.076 | Theoretical Glazing | 0.36 | 0.25 | 0.42
CZ04 | New Construction | Roof Membrane+Roof Continuous Insulation+Metal Decking | 0.039 | Stucco+Wall Continuous Insulation+Gypsum 5/8in | 0.058 | Theoretical Glazing | 0.36 | 0.25 | 0.42
CZ05 | New Construction | Roof Membrane+Roof Continuous Insulation+Metal Decking | 0.039 | Stucco+Wall Continuous Insulation+Gypsum 5/8in | 0.058 | Theoretical Glazing | 0.36 | 0.25 | 0.42
CZ06 | New Construction | Roof Membrane+Roof Continuous Insulation+Metal Decking | 0.039 | Stucco+Wall Continuous Insulation+Gypsum 5/8in | 0.063 | Theoretical Glazing | 0.36 | 0.25 | 0.42
CZ07 | New Construction | Roof Membrane+Roof Continuous Insulation+Metal Decking | 0.039 | Stucco+Wall Continuous Insulation+Gypsum 5/8in | 0.063 | Theoretical Glazing | 0.36 | 0.25 | 0.42
CZ08 | New Construction | Roof Membrane+Roof Continuous Insulation+Metal Decking | 0.039 | Stucco+Wall Continuous Insulation+Gypsum 5/8in | 0.058 | Theoretical Glazing | 0.36 | 0.25 | 0.42
CZ09 | New Construction | Roof Membrane+Roof Continuous Insulation+Metal Decking | 0.039 | Stucco+Wall Continuous Insulation+Gypsum 5/8in | 0.058 | Theoretical Glazing | 0.34 | 0.22 | 0.42
CZ10 | New Construction | Roof Membrane+Roof Continuous Insulation+Metal Decking | 0.039 | Stucco+Wall Continuous Insulation+Gypsum 5/8in | 0.058 | Theoretical Glazing | 0.36 | 0.25 | 0.42
CZ11 | New Construction | Roof Membrane+Roof Continuous Insulation+Metal Decking | 0.039 | Stucco+Wall Continuous Insulation+Gypsum 5/8in | 0.058 | Theoretical Glazing | 0.34 | 0.22 | 0.42
CZ12 | New Construction | Roof Membrane+Roof Continuous Insulation+Metal Decking | 0.039 | Stucco+Wall Continuous Insulation+Gypsum 5/8in | 0.058 | Theoretical Glazing | 0.34 | 0.22 | 0.42
CZ13 | New Construction | Roof Membrane+Roof Continuous Insulation+Metal Decking | 0.039 | Stucco+Wall Continuous Insulation+Gypsum 5/8in | 0.058 | Theoretical Glazing | 0.34 | 0.22 | 0.42
CZ14 | New Construction | Roof Membrane+Roof Continuous Insulation+Metal Decking | 0.039 | Stucco+Wall Continuous Insulation+Gypsum 5/8in | 0.058 | Theoretical Glazing | 0.34 | 0.22 | 0.42
CZ15 | New Construction | Roof Membrane+Roof Continuous Insulation+Metal Decking | 0.039 | Stucco+Wall Continuous Insulation+Gypsum 5/8in | 0.058 | Theoretical Glazing | 0.34 | 0.22 | 0.42
CZ16 | New Construction | Roof Membrane+Roof Continuous Insulation+Metal Decking | 0.039 | Stucco+Wall Continuous Insulation+Gypsum 5/8in | 0.058 | Theoretical Glazing | 0.36 | 0.25 | 0.42

## Raw_infiltrationcfmft (hidden)
Vintage | CZ01 | CZ02 | CZ03 | CZ04 | CZ05 | CZ06 | CZ07 | CZ08 | CZ09 | CZ10 | CZ11 | CZ12 | CZ13 | CZ14 | CZ15 | CZ16
Existing | 0.044801 | 0.044801 | 0.044801 | 0.044801 | 0.044801 | 0.044801 | 0.044801 | 0.044801 | 0.044801 | 0.044801 | 0.044801 | 0.044801 | 0.044801 | 0.044801 | 0.044801 | 0.044801
New Construction | 0.044801 | 0.044801 | 0.044801 | 0.044801 | 0.044801 | 0.044801 | 0.044801 | 0.044801 | 0.044801 | 0.044801 | 0.044801 | 0.044801 | 0.044801 | 0.044801 | 0.044801 | 0.044801

## Thermostat
Thermostat Setpoints - Assembly | [18 empty] | Zone Type
Schedule Identifier | Setpoint | CZ01 | CZ02 | CZ03 | CZ04 | CZ05 | CZ06 | CZ07 | CZ08 | CZ09 | CZ10 | CZ11 | CZ12 | CZ13 | CZ14 | CZ15 | CZ16 | Notes | Assembly
Assembly | Heating Setpoint (F) | 70 | 70 | 70 | 70 | 70 | 70 | 70 | 70 | 70 | 70 | 70 | 70 | 70 | 70 | 70 | 70
Assembly | Heating Setback (F) | 60 | 60 | 60 | 60 | 60 | 60 | 60 | 60 | 60 | 60 | 60 | 60 | 60 | 60 | 60 | 60
Assembly | Cooling Setpoint (F) | 75 | 75 | 75 | 75 | 75 | 75 | 75 | 75 | 75 | 75 | 75 | 75 | 75 | 75 | 75 | 75
Assembly | Cooling Setback (F) | 85 | 85 | 85 | 85 | 85 | 85 | 85 | 85 | 85 | 85 | 85 | 85 | 85 | 85 | 85 | 85

## Raw_thermostatsetpoints (hidden)
Climate Zone | Schedule Identifier | Heating Setpoint (F) | Heating Setback (F) | Cooling Setpoint (F) | Cooling Setback (F)
CZ01 | Assembly | 70 | 60 | 75 | 85
CZ02 | Assembly | 70 | 60 | 75 | 85
CZ03 | Assembly | 70 | 60 | 75 | 85
CZ04 | Assembly | 70 | 60 | 75 | 85
CZ05 | Assembly | 70 | 60 | 75 | 85
CZ06 | Assembly | 70 | 60 | 75 | 85
CZ07 | Assembly | 70 | 60 | 75 | 85
CZ08 | Assembly | 70 | 60 | 75 | 85
CZ09 | Assembly | 70 | 60 | 75 | 85
CZ10 | Assembly | 70 | 60 | 75 | 85
CZ11 | Assembly | 70 | 60 | 75 | 85
CZ12 | Assembly | 70 | 60 | 75 | 85
CZ13 | Assembly | 70 | 60 | 75 | 85
CZ14 | Assembly | 70 | 60 | 75 | 85
CZ15 | Assembly | 70 | 60 | 75 | 85
CZ16 | Assembly | 70 | 60 | 75 | 85

## HVAC System
HVAC system - Assembly
Vintage | System Name | Category | Heating Type* | Cooling Type* | Air Distribution | Heating Efficiency | Cooling Efficiency | Note
Existing | cDXGF | Main | Furnace (gas) | DX-AIR | SZ-CAV | 0.8 | 3.65
Existing | cDXGF | Alternative | - | - | - | - | -
Existing | cDXGF | Customized | - | - | - | - | -
New Construction | cDXGF | Main | Furnace (gas) | DX-AIR | SZ-CAV | 0.8 | 3.65
New Construction | cDXGF | Alternative | - | - | - | - | -
New Construction | cDXGF | Customized | - | - | - | - | -
Existing | cDXHP | Main | DX-AIR | DX-AIR | SZ-CAV | 3.738 | 3.65
Existing | cDXHP | Alternative | - | - | - | - | -
Existing | cDXHP | Customized | - | - | - | - | -
New Construction | cDXHP | Main | DX-AIR | DX-AIR | SZ-CAV | 3.738 | 3.65
New Construction | cDXHP | Alternative | - | - | - | - | -
New Construction | cDXHP | Customized | - | - | - | - | -
Existing | cAVVG | Main | Boiler (gas) | Chiller system | MZ-VAV | 0.805 | 3.05
Existing | cAVVG | Alternative | - | - | - | - | -
Existing | cAVVG | Customized | - | - | - | - | -
New Construction | cAVVG | Main | Boiler (gas) | Chiller system | MZ-VAV | 0.805 | 3.05
New Construction | cAVVG | Alternative | - | - | - | - | -
New Construction | cAVVG | Customized | - | - | - | - | -
Existing | cDXOH | Main | None | DX-AIR | SZ-CAV | - | 3.65
Existing | cDXOH | Alternative | - | - | - | - | -
Existing | cDXOH | Customized | - | - | - | - | -
New Construction | cDXOH | Main | None | DX-AIR | SZ-CAV | - | 3.65
New Construction | cDXOH | Alternative | - | - | - | - | -
New Construction | cDXOH | Customized | - | - | - | - | -
Existing | cPVVG | Main | Furnace (gas) | DX-AIR | SZ-VAV | 0.8 | 3.65
Existing | cPVVG | Alternative | - | - | - | - | -
Existing | cPVVG | Customized | - | - | - | - | -
New Construction | cPVVG | Main | Furnace (gas) | DX-AIR | SZ-VAV | 0.8 | 3.65
New Construction | cPVVG | Alternative | - | - | - | - | -
New Construction | cPVVG | Customized | - | - | - | - | -
*DX Heating and cooling COPs are calculated based on coil-only input power and exclude fan power
Fan Power - Assembly
Vintage | System Name | HVAC System Identifier | Fan System | Total Static Pressure (TSP) (in w.c.) | Fan Efficiency | Fan Motor and Drive Efficiency | W/cfm | Note
Existing | cAVVG | Main | MZ-VAV | 5.362 | 0.55 | 0.9 | 1.15
New Construction | cAVVG | Main | MZ-VAV | 5.362 | 0.55 | 0.9 | 1.15
Existing | cDXGF | Main | SZ-CAV | 3.877 | 0.55 | 0.87 | 0.83
New Construction | cDXGF | Main | SZ-CAV | 3.877 | 0.55 | 0.87 | 0.83
Existing | cDXHP | Main | SZ-CAV | 3.877 | 0.55 | 0.87 | 0.83
New Construction | cDXHP | Main | SZ-CAV | 3.877 | 0.55 | 0.87 | 0.83
Existing | cDXOH | Main | SZ-CAV | 3.877 | 0.55 | 0.87 | 0.83
New Construction | cDXOH | Main | SZ-CAV | 3.877 | 0.55 | 0.87 | 0.83
Existing | cPVVG | Main | SZ-VAV | 3.877 | 0.55 | 0.87 | 0.83
New Construction | cPVVG | Main | SZ-VAV | 3.877 | 0.55 | 0.87 | 0.83

## Raw_fanoverview (hidden)
Vintage | HVAC name | System type | HVAC System Identifier | Total Static Pressure (TSP) (in w.c.) | Fan Efficiency | Fan Motor and Drive Efficiency | W/cfm
Existing | cAVVG | MZ-VAV Fans | Main | 5.362 | 0.55 | 0.9 | 1.15
New Construction | cAVVG | MZ-VAV Fans | Main | 5.362 | 0.55 | 0.9 | 1.15
Existing | cDXGF | SZ-CAV Fans | Main | 3.877 | 0.55 | 0.87 | 0.83
New Construction | cDXGF | SZ-CAV Fans | Main | 3.877 | 0.55 | 0.87 | 0.83
Existing | cDXHP | SZ-CAV Fans | Main | 3.877 | 0.55 | 0.87 | 0.83
New Construction | cDXHP | SZ-CAV Fans | Main | 3.877 | 0.55 | 0.87 | 0.83
Existing | cDXOH | SZ-CAV Fans | Main | 3.877 | 0.55 | 0.87 | 0.83
New Construction | cDXOH | SZ-CAV Fans | Main | 3.877 | 0.55 | 0.87 | 0.83
Existing | cPVVG | SZ-VAV Fans | Main | 3.877 | 0.55 | 0.87 | 0.83
New Construction | cPVVG | SZ-VAV Fans | Main | 3.877 | 0.55 | 0.87 | 0.83

## Raw_hvac (hidden)
Vintage | System Name | HVAC System Identifier | Air Distribution | Heating Efficiency | Cooling Efficiency
Existing | cAVVG | Main | MZ-VAV | 0.805 | 3.05
New Construction | cAVVG | Main | MZ-VAV | 0.805 | 3.05
Existing | cDXGF | Main | SZ-CAV | 0.8 | 3.65
New Construction | cDXGF | Main | SZ-CAV | 0.8 | 3.65
Existing | cDXHP | Main | SZ-CAV | 3.738 | 3.65
New Construction | cDXHP | Main | SZ-CAV | 3.738 | 3.65
Existing | cDXOH | Main | SZ-CAV | - | 3.65
New Construction | cDXOH | Main | SZ-CAV | - | 3.65
Existing | cPVVG | Main | SZ-VAV | 0.8 | 3.65
New Construction | cPVVG | Main | SZ-VAV | 0.8 | 3.65

## Ventilation
Outdoor Airflow Rate - Assembly | [19 empty] | Zone Type
Zone Type | Floor area (ft²) | cfm/person | cfm/ft² | cfm | Notes | [14 empty] | Auditorium
Auditorium | 26042.11 | 0 | 1.07 | 27865.0577 | [15 empty] | Office
Office | 7964.57 | 0 | 0.15 | 1194.6855 | [15 empty] | Plenum
Plenum | 34006.68 | 0 | 0 | 0
OA Controller - Assembly
Element | Vintage | Unit | CZ01 | CZ02 | CZ03 | CZ04 | CZ05 | CZ06 | CZ07 | CZ08 | CZ09 | CZ10 | CZ11 | CZ12 | CZ13 | CZ14 | CZ15 | CZ16 | Notes
Economizer Maximum Limit Dry-Bulb Temperature | Existing | °F | 75 | 73 | 75 | 73 | 75 | 71 | 69 | 71 | 71 | 73 | 75 | 75 | 75 | 75 | 75 | 75
| New Construction | °F | 75 | 73 | 75 | 73 | 75 | 71 | 69 | 71 | 71 | 73 | 75 | 75 | 75 | 75 | 75 | 75
Exhaust hood - Assembly
Type of Hood | Max Exhaust Flow Rate (cfm/ft) | Hood Length (ft) | Hood Exhaust Rate (cfm) | Note
- | - | - | -

## Raw_outdoorairflowrate (hidden)
Zone Type | Floor Area (ft2) | cfm/person | cfm/ft2
Auditorium | 26042.11 | 0 | 1.07
Office | 7964.57 | 0 | 0.15
Plenum | 34006.68 | 0 | 0

## Raw_oacontroller (hidden)
Climate Zone | Vintage | Economizer Maximum Limit Dry-Bulb Temperature (F)
CZ01 | Existing | 75
CZ02 | Existing | 73
CZ03 | Existing | 75
CZ04 | Existing | 73
CZ05 | Existing | 75
CZ06 | Existing | 71
CZ07 | Existing | 69
CZ08 | Existing | 71
CZ09 | Existing | 71
CZ10 | Existing | 73
CZ11 | Existing | 75
CZ12 | Existing | 75
CZ13 | Existing | 75
CZ14 | Existing | 75
CZ15 | Existing | 75
CZ16 | Existing | 75
CZ01 | New Construction | 75
CZ02 | New Construction | 73
CZ03 | New Construction | 75
CZ04 | New Construction | 73
CZ05 | New Construction | 75
CZ06 | New Construction | 71
CZ07 | New Construction | 69
CZ08 | New Construction | 71
CZ09 | New Construction | 71
CZ10 | New Construction | 73
CZ11 | New Construction | 75
CZ12 | New Construction | 75
CZ13 | New Construction | 75
CZ14 | New Construction | 75
CZ15 | New Construction | 75
CZ16 | New Construction | 75

## Water Heater
Water Heater - Assembly
Vintage | Fuel type | Burner Efficiency | Maximum Heater Capacity (Btu/hr) | Tank Volume (gallon) | Tank Loss |  | Notes
[5 empty] | Off Cycle (W/K) | On Cycle (W/K)
Existing | Gas | 0.8 | 445160.5 | 93.36 | 1.6282 | 1.6282
New Construction | Gas | 0.8 | 445160.5 | 93.36 | 1.6282 | 1.6282
Peak Hot Water Consumption - Assembly
Space | Floor Area (ft²) | Number of People | Hot Water Usage Specification (gal/hr per person) | Peak Hot Water Usage (gal/hr) | Peak Hot Water Usage (gal/min) | Notes
PLENUM NE CORNER | 1991.14 | 0 | 0 | 0 | 0
NE CORNER OFFICE | 1991.14 | 5 | 0.71674 | 3.5837 | 0.059729
PLENUM NW CORNER | 1991.14 | 0 | 0 | 0 | 0
NW CORNER OFFICE | 1991.14 | 5 | 0.71674 | 3.5837 | 0.059729
PLENUM SE CORNER | 1991.14 | 0 | 0 | 0 | 0
SE CORNER OFFICE | 1991.14 | 5 | 0.71674 | 3.5837 | 0.059729
PLENUM SW CORNER | 1991.15 | 0 | 0 | 0 | 0
SW CORNER OFFICE | 1991.15 | 5 | 0.71674 | 3.5837 | 0.059729
PLENUM CORE | 26042.11 | 0 | 0 | 0 | 0
CORE AUDITORIUM | 26042.11 | 71.43 | 4.6871 | 334.8007 | 5.58
Total (10 Space)

## Raw_waterheater (hidden)
Vintage | Burner Efficiency | Maximum Heater Capacity (Btu/h) | Tank Volume (ft3) | Tank Loss_Off Cycle (W/K) | Tank Loss_On Cycle (W/K)
Existing | 0.8 | 445160.5 | 93.36 | 1.6282 | 1.6282
New Construction | 0.8 | 445160.5 | 93.36 | 1.6282 | 1.6282

## Raw_dhwpeakflowbyzone (hidden)
Space | Peak hot water usage (gal/hr) | Zone Name
Core Auditorium | 334.8007 | CORE AUDITORIUM
NE Corner Office | 3.5837 | NE CORNER OFFICE
NW Corner Office | 3.5837 | NW CORNER OFFICE
SE Corner Office | 3.5837 | SE CORNER OFFICE
SW Corner Office | 3.5837 | SW CORNER OFFICE

## Interior Lights
Interior Lighting - Assembly
Vintage | Method | Zone type | Floor area (ft²) | Lighting Power Density (Watts/ft²) | Additional Lighting Power for Portable Lighting (Watts/ft²) | Technology | Notes
Existing | Space by space | Auditorium | 26042.11 | 1.3848 | NA | NA
Existing | Space by space | Office | 7964.57 | 1.2504 | NA | NA
Existing | Space by space | Plenum | 34006.68 | 0 | NA | NA
New Construction | Space by space | Auditorium | 26042.11 | 0.69991 | NA | NA
New Construction | Space by space | Office | 7964.57 | 0.59992 | NA | NA
New Construction | Space by space | Plenum | 34006.68 | 0 | NA | NA

## Ext Lighting
Exterior Lighting - Assembly
Vintage | Non-Motion Controlled Luminaires (W) | Motion-Controlled Luminaires (W) | Total (W) | Notes
Existing | NA | NA | NA
New Consturction | NA | NA | NA

## Raw_interiorlights (hidden)
Vintage | Zone Type | Floor Area (ft2) | Lighting Power Density(W/ft2)
Existing | Auditorium | 26042.11 | 1.3848
Existing | Office | 7964.57 | 1.2504
Existing | Plenum | 34006.68 | 0
New Construction | Auditorium | 26042.11 | 0.69991
New Construction | Office | 7964.57 | 0.59992
New Construction | Plenum | 34006.68 | 0

## Equipment
Equipment - Assembly
Zone Type | Floor Area (ft²) | Plug Load Intensity (W/ft²) | Gas Power Density (Btu/hr-ft²)
Auditorium | 26042.11 | 0.99987 | 0
Office | 7964.57 | 1.4998 | 0
Plenum | 34006.68 | 0 | 0
Refrigeration - Assembly
Refrigeration System Name | Condenser Fan Power | Refrigeration System Working Fluid | Condenser Type
Elevator - Assembly
Vintage | No. of Elevators | Cab Lighting Power Limit | Lighting Shutoff | Cab Fan Control | Fan Power Limit | Regenerative Drive Threshold | Design load (W) | Note
Existing | - | - | - | - | - | - | -
New Construction | - | - | - | - | - | - | -

## Raw_equipment (hidden)
Vintage | Zone Type | Floor Area (ft2) | Plug Load Intensity (W/ft2)
Existing | Auditorium | 26042.11 | 0.99987
Existing | Office | 7964.57 | 1.4998
Existing | Plenum | 34006.68 | 0
New Construction | Auditorium | 26042.11 | 0.99987
New Construction | Office | 7964.57 | 1.4998
New Construction | Plenum | 34006.68 | 0

## Raw_gasequipment (hidden)
Vintage | Zone Name | Gas Loads (Btu/h-ft2) | Zone Type
Existing | No GasEquipment found. |  | Unknown
New Construction | No GasEquipment found. |  | Unknown

## Raw_refrigerationsystem (hidden)
Vintage | Refrigeration System Name | Condenser Fan Power | Working fluid | Condenser Type
No refrigeration system was found

## Schedules
Schedule by Hour - Assembly
Schedule Identifier | Space type | Type | Notes | Hour
|  |  |  | 1 | 2 | 3 | 4 | 5 | 6 | 7 | 8 | 9 | 10 | 11 | 12 | 13 | 14 | 15 | 16 | 17 | 18 | 19 | 20 | 21 | 22 | 23 | 24
Cooling Setpoint Schedule | Assembly | AllOtherDays | Cooling/Heating setpoints are in °F; others are intensity (0–100%) | 84.92 | 84.92 | 84.92 | 84.92 | 84.92 | 84.92 | 84.92 | 75.02 | 75.02 | 75.02 | 75.02 | 75.02 | 75.02 | 75.02 | 75.02 | 75.02 | 75.02 | 75.02 | 75.02 | 75.02 | 75.02 | 75.02 | 75.02 | 84.92
DHW Sch | Assembly | AllOtherDays |  | 0 | 0 | 0 | 0 | 0 | 0 | 0 | 0 | 0 | 0.05 | 0.05 | 0.1 | 0 | 0 | 0 | 0 | 0 | 0 | 0 | 0.65 | 0.3 | 0 | 0 | 0
DHW Sch | Assembly | Saturdays |  | 0 | 0 | 0 | 0 | 0 | 0 | 0 | 0 | 0 | 0.05 | 0.05 | 0.2 | 0 | 0 | 0 | 0 | 0 | 0 | 0 | 0.65 | 0.3 | 0 | 0 | 0
DHW Sch | Assembly | Weekdays |  | 0 | 0 | 0 | 0 | 0 | 0 | 0 | 0 | 0 | 0.05 | 0.05 | 0.35 | 0.05 | 0.05 | 0.05 | 0.05 | 0.05 | 0 | 0 | 0 | 0 | 0 | 0 | 0
Elec Equip Sch | Assembly | AllOtherDays |  | 0.05 | 0.05 | 0.05 | 0.05 | 0.05 | 0.05 | 0.05 | 0.3 | 0.3 | 0.3 | 0.3 | 0.3 | 0.65 | 0.65 | 0.65 | 0.65 | 0.65 | 0.65 | 0.65 | 0.65 | 0.65 | 0.65 | 0.05 | 0.05
Elec Equip Sch | Assembly | Saturdays |  | 0.05 | 0.05 | 0.05 | 0.05 | 0.05 | 0.05 | 0.05 | 0.3 | 0.3 | 0.5 | 0.5 | 0.5 | 0.5 | 0.5 | 0.5 | 0.5 | 0.5 | 0.5 | 0.5 | 0.5 | 0.5 | 0.5 | 0.5 | 0.05
Elec Equip Sch | Assembly | Weekdays |  | 0.05 | 0.05 | 0.05 | 0.05 | 0.05 | 0.05 | 0.4 | 0.4 | 0.4 | 0.75 | 0.75 | 0.75 | 0.75 | 0.75 | 0.75 | 0.75 | 0.75 | 0.75 | 0.75 | 0.75 | 0.75 | 0.75 | 0.25 | 0.05
Heating Setpoint Schedule | Assembly | AllOtherDays |  | 60.08 | 60.08 | 60.08 | 60.08 | 60.08 | 60.08 | 60.08 | 69.98 | 69.98 | 69.98 | 69.98 | 69.98 | 69.98 | 69.98 | 69.98 | 69.98 | 69.98 | 69.98 | 69.98 | 69.98 | 69.98 | 69.98 | 69.98 | 60.08
Infiltration Schedule | Assembly | AllDays | bar: Hour 1 to Hour 24
Lighting Schedule | Assembly | AllOtherDays |  | 0.05 | 0.05 | 0.05 | 0.05 | 0.05 | 0.05 | 0.05 | 0.3 | 0.3 | 0.3 | 0.3 | 0.3 | 0.55 | 0.55 | 0.55 | 0.55 | 0.55 | 0.55 | 0.55 | 0.55 | 0.55 | 0.55 | 0.05 | 0.05
Lighting Schedule | Assembly | Saturdays |  | 0.05 | 0.05 | 0.05 | 0.05 | 0.05 | 0.05 | 0.05 | 0.3 | 0.3 | 0.4 | 0.4 | 0.4 | 0.4 | 0.4 | 0.4 | 0.4 | 0.4 | 0.4 | 0.4 | 0.4 | 0.4 | 0.4 | 0.4 | 0.05
Lighting Schedule | Assembly | Weekdays |  | 0.05 | 0.05 | 0.05 | 0.05 | 0.05 | 0.05 | 0.35 | 0.35 | 0.35 | 0.65 | 0.65 | 0.65 | 0.65 | 0.65 | 0.65 | 0.65 | 0.65 | 0.65 | 0.65 | 0.65 | 0.65 | 0.65 | 0.25 | 0.05
OA Schedule | Assembly | AllOtherDays |  | 0 | 0 | 0 | 0 | 0 | 0 | 0 | 1 | 1 | 1 | 1 | 1 | 1 | 1 | 1 | 1 | 1 | 1 | 1 | 1 | 1 | 1 | 1 | 0
Occupant Sch | Assembly | AllOtherDays |  | 0 | 0 | 0 | 0 | 0 | 0 | 0 | 0 | 0.1 | 0.1 | 0.1 | 0.1 | 0.1 | 0.7 | 0.7 | 0.7 | 0.7 | 0.7 | 0.7 | 0.7 | 0.7 | 0.7 | 0.2 | 0
Occupant Sch | Assembly | Saturdays |  | 0 | 0 | 0 | 0 | 0 | 0 | 0 | 0 | 0.2 | 0.2 | 0.2 | 0.6 | 0.6 | 0.6 | 0.6 | 0.6 | 0.6 | 0.6 | 0.6 | 0.6 | 0.6 | 0.8 | 0.1 | 0
Occupant Sch | Assembly | Weekdays |  | 0 | 0 | 0 | 0 | 0 | 0 | 0 | 0 | 0.2 | 0.2 | 0.2 | 0.8 | 0.8 | 0.8 | 0.8 | 0.8 | 0.8 | 0.8 | 0.2 | 0.2 | 0.2 | 0.2 | 0.1 | 0
Infiltration Schedule | Plenum | AllDays | bar: Hour 1 to Hour 24

## Schedule_Figures
Schedule Figures (linked to Schedules tab)

## Raw_schedule (hidden)
Schedule Identifier | Schedule Name | Type | 1 | 2 | 3 | 4 | 5 | 6 | 7 | 8 | 9 | 10 | 11 | 12 | 13 | 14 | 15 | 16 | 17 | 18 | 19 | 20 | 21 | 22 | 23 | 24
Assembly | Cooling Setpoint Schedule | AllOtherDays | 84.92 | 84.92 | 84.92 | 84.92 | 84.92 | 84.92 | 84.92 | 75.02 | 75.02 | 75.02 | 75.02 | 75.02 | 75.02 | 75.02 | 75.02 | 75.02 | 75.02 | 75.02 | 75.02 | 75.02 | 75.02 | 75.02 | 75.02 | 84.92
Assembly | DHW Sch | AllOtherDays | 0 | 0 | 0 | 0 | 0 | 0 | 0 | 0 | 0 | 0.05 | 0.05 | 0.1 | 0 | 0 | 0 | 0 | 0 | 0 | 0 | 0.65 | 0.3 | 0 | 0 | 0
Assembly | DHW Sch | Saturdays | 0 | 0 | 0 | 0 | 0 | 0 | 0 | 0 | 0 | 0.05 | 0.05 | 0.2 | 0 | 0 | 0 | 0 | 0 | 0 | 0 | 0.65 | 0.3 | 0 | 0 | 0
Assembly | DHW Sch | Weekdays | 0 | 0 | 0 | 0 | 0 | 0 | 0 | 0 | 0 | 0.05 | 0.05 | 0.35 | 0.05 | 0.05 | 0.05 | 0.05 | 0.05 | 0 | 0 | 0 | 0 | 0 | 0 | 0
Assembly | Elec Equip Sch | AllOtherDays | 0.05 | 0.05 | 0.05 | 0.05 | 0.05 | 0.05 | 0.05 | 0.3 | 0.3 | 0.3 | 0.3 | 0.3 | 0.65 | 0.65 | 0.65 | 0.65 | 0.65 | 0.65 | 0.65 | 0.65 | 0.65 | 0.65 | 0.05 | 0.05
Assembly | Elec Equip Sch | Saturdays | 0.05 | 0.05 | 0.05 | 0.05 | 0.05 | 0.05 | 0.05 | 0.3 | 0.3 | 0.5 | 0.5 | 0.5 | 0.5 | 0.5 | 0.5 | 0.5 | 0.5 | 0.5 | 0.5 | 0.5 | 0.5 | 0.5 | 0.5 | 0.05
Assembly | Elec Equip Sch | Weekdays | 0.05 | 0.05 | 0.05 | 0.05 | 0.05 | 0.05 | 0.4 | 0.4 | 0.4 | 0.75 | 0.75 | 0.75 | 0.75 | 0.75 | 0.75 | 0.75 | 0.75 | 0.75 | 0.75 | 0.75 | 0.75 | 0.75 | 0.25 | 0.05
Assembly | Heating Setpoint Schedule | AllOtherDays | 60.08 | 60.08 | 60.08 | 60.08 | 60.08 | 60.08 | 60.08 | 69.98 | 69.98 | 69.98 | 69.98 | 69.98 | 69.98 | 69.98 | 69.98 | 69.98 | 69.98 | 69.98 | 69.98 | 69.98 | 69.98 | 69.98 | 69.98 | 60.08
Assembly | Infiltration Schedule | AllDays | 1 | 1 | 1 | 1 | 1 | 1 | 1 | 1 | 1 | 1 | 1 | 1 | 1 | 1 | 1 | 1 | 1 | 1 | 1 | 1 | 1 | 1 | 1 | 1
Assembly | Lighting Schedule | AllOtherDays | 0.05 | 0.05 | 0.05 | 0.05 | 0.05 | 0.05 | 0.05 | 0.3 | 0.3 | 0.3 | 0.3 | 0.3 | 0.55 | 0.55 | 0.55 | 0.55 | 0.55 | 0.55 | 0.55 | 0.55 | 0.55 | 0.55 | 0.05 | 0.05
Assembly | Lighting Schedule | Saturdays | 0.05 | 0.05 | 0.05 | 0.05 | 0.05 | 0.05 | 0.05 | 0.3 | 0.3 | 0.4 | 0.4 | 0.4 | 0.4 | 0.4 | 0.4 | 0.4 | 0.4 | 0.4 | 0.4 | 0.4 | 0.4 | 0.4 | 0.4 | 0.05
Assembly | Lighting Schedule | Weekdays | 0.05 | 0.05 | 0.05 | 0.05 | 0.05 | 0.05 | 0.35 | 0.35 | 0.35 | 0.65 | 0.65 | 0.65 | 0.65 | 0.65 | 0.65 | 0.65 | 0.65 | 0.65 | 0.65 | 0.65 | 0.65 | 0.65 | 0.25 | 0.05
Assembly | OA Schedule | AllOtherDays | 0 | 0 | 0 | 0 | 0 | 0 | 0 | 1 | 1 | 1 | 1 | 1 | 1 | 1 | 1 | 1 | 1 | 1 | 1 | 1 | 1 | 1 | 1 | 0
Assembly | Occupant Sch | AllOtherDays | 0 | 0 | 0 | 0 | 0 | 0 | 0 | 0 | 0.1 | 0.1 | 0.1 | 0.1 | 0.1 | 0.7 | 0.7 | 0.7 | 0.7 | 0.7 | 0.7 | 0.7 | 0.7 | 0.7 | 0.2 | 0
Assembly | Occupant Sch | Saturdays | 0 | 0 | 0 | 0 | 0 | 0 | 0 | 0 | 0.2 | 0.2 | 0.2 | 0.6 | 0.6 | 0.6 | 0.6 | 0.6 | 0.6 | 0.6 | 0.6 | 0.6 | 0.6 | 0.8 | 0.1 | 0
Assembly | Occupant Sch | Weekdays | 0 | 0 | 0 | 0 | 0 | 0 | 0 | 0 | 0.2 | 0.2 | 0.2 | 0.8 | 0.8 | 0.8 | 0.8 | 0.8 | 0.8 | 0.8 | 0.2 | 0.2 | 0.2 | 0.2 | 0.1 | 0
Plenum | Infiltration Schedule | AllDays | 1 | 1 | 1 | 1 | 1 | 1 | 1 | 1 | 1 | 1 | 1 | 1 | 1 | 1 | 1 | 1 | 1 | 1 | 1 | 1 | 1 | 1 | 1 | 1

## Energy Usage
Energy Consumption - Assembly
Climate Zone | HVAC Type | Vintage | Total Floorspace (Excluding Plenums and Crawl Space) (ft²) | Annual Electricity Intensity (kBtu/ft²) | Annual Gas Intensity (kBtu/ft²) | Notes
CZ01 | cAVVG | Existing | 68013.36 | 24.4086 | 23.1701
CZ01 | cAVVG | New Construction | 68013.36 | 20.0138 | 25.2896
CZ01 | cDXGF | Existing | 68013.36 | 25.4367 | 18.6148
CZ01 | cDXGF | New Construction | 68013.36 | 19.9098 | 21.2878
CZ01 | cDXHP | Existing | 68013.36 | 29.583 | 1.293
CZ01 | cDXHP | New Construction | 68013.36 | 24.6347 | 1.2932
CZ01 | cDXOH | Existing | 68013.36 | 25.5044 | 1.2929
CZ01 | cDXOH | New Construction | 68013.36 | 20.052 | 1.2928
CZ01 | cPVVG | Existing | 68013.36 | 20.073 | 21.9601
CZ01 | cPVVG | New Construction | 68013.36 | 16.9785 | 22.646
CZ02 | cAVVG | Existing | 68013.36 | 29.2758 | 15.7498
CZ02 | cAVVG | New Construction | 68013.36 | 24.9927 | 17.8004
CZ02 | cDXGF | Existing | 68013.36 | 29.9056 | 11.4227
CZ02 | cDXGF | New Construction | 68013.36 | 23.4464 | 12.9776
CZ02 | cDXHP | Existing | 68013.36 | 32.4494 | 1.1901
CZ02 | cDXHP | New Construction | 68013.36 | 26.2887 | 1.1894
CZ02 | cDXOH | Existing | 68013.36 | 29.8866 | 1.1902
CZ02 | cDXOH | New Construction | 68013.36 | 23.4447 | 1.189
CZ02 | cPVVG | Existing | 68013.36 | 23.9271 | 13.8052
CZ02 | cPVVG | New Construction | 68013.36 | 20.0641 | 14.0441
CZ03 | cAVVG | Existing | 68013.36 | 26.135 | 11.4053
CZ03 | cAVVG | New Construction | 68013.36 | 22.3767 | 13.6595
CZ03 | cDXGF | Existing | 68013.36 | 27.9721 | 7.9823
CZ03 | cDXGF | New Construction | 68013.36 | 21.8791 | 9.7644
CZ03 | cDXHP | Existing | 68013.36 | 29.5867 | 1.1856
CZ03 | cDXHP | New Construction | 68013.36 | 23.8766 | 1.1856
CZ03 | cDXOH | Existing | 68013.36 | 27.9613 | 1.1857
CZ03 | cDXOH | New Construction | 68013.36 | 21.8706 | 1.1846
CZ03 | cPVVG | Existing | 68013.36 | 22.1686 | 10.0575
CZ03 | cPVVG | New Construction | 68013.36 | 18.5636 | 10.733
CZ04 | cAVVG | Existing | 68013.36 | 30.2226 | 10.8084
CZ04 | cAVVG | New Construction | 68013.36 | 25.6926 | 12.9194
CZ04 | cDXGF | Existing | 68013.36 | 30.7165 | 7.2514
CZ04 | cDXGF | New Construction | 68013.36 | 24.0802 | 8.6593
CZ04 | cDXHP | Existing | 68013.36 | 32.1776 | 1.146
CZ04 | cDXHP | New Construction | 68013.36 | 25.8475 | 1.1448
CZ04 | cDXOH | Existing | 68013.36 | 30.6854 | 1.1459
CZ04 | cDXOH | New Construction | 68013.36 | 24.049 | 1.1446
CZ04 | cPVVG | Existing | 68013.36 | 24.7421 | 9.0959
CZ04 | cPVVG | New Construction | 68013.36 | 20.6651 | 9.4896
CZ05 | cAVVG | Existing | 68013.36 | 26.9283 | 11.309
CZ05 | cAVVG | New Construction | 68013.36 | 23.245 | 13.6461
CZ05 | cDXGF | Existing | 68013.36 | 28.6052 | 7.6943
CZ05 | cDXGF | New Construction | 68013.36 | 22.3988 | 9.4573
CZ05 | cDXHP | Existing | 68013.36 | 30.1788 | 1.1858
CZ05 | cDXHP | New Construction | 68013.36 | 24.353 | 1.1855
CZ05 | cDXOH | Existing | 68013.36 | 28.5636 | 1.1853
CZ05 | cDXOH | New Construction | 68013.36 | 22.3518 | 1.1851
CZ05 | cPVVG | Existing | 68013.36 | 22.8148 | 9.5226
CZ05 | cPVVG | New Construction | 68013.36 | 19.0383 | 10.2204
CZ06 | cAVVG | Existing | 68013.36 | 30.5034 | 5.9248
CZ06 | cAVVG | New Construction | 68013.36 | 26.3731 | 8.3147
CZ06 | cDXGF | Existing | 68013.36 | 30.5175 | 2.6106
CZ06 | cDXGF | New Construction | 68013.36 | 23.8991 | 3.3874
CZ06 | cDXHP | Existing | 68013.36 | 30.6525 | 1.0944
CZ06 | cDXHP | New Construction | 68013.36 | 24.2001 | 1.0945
CZ06 | cDXOH | Existing | 68013.36 | 30.5068 | 1.0943
CZ06 | cDXOH | New Construction | 68013.36 | 23.8919 | 1.0944
CZ06 | cPVVG | Existing | 68013.36 | 24.7446 | 3.3812
CZ06 | cPVVG | New Construction | 68013.36 | 20.4487 | 3.7355
CZ07 | cAVVG | Existing | 68013.36 | 32.6721 | 6.7915
CZ07 | cAVVG | New Construction | 68013.36 | 27.7313 | 8.8537
CZ07 | cDXGF | Existing | 68013.36 | 30.9442 | 2.5236
CZ07 | cDXGF | New Construction | 68013.36 | 24.2277 | 3.2469
CZ07 | cDXHP | Existing | 68013.36 | 31.1557 | 1.0806
CZ07 | cDXHP | New Construction | 68013.36 | 24.6151 | 1.0809
CZ07 | cDXOH | Existing | 68013.36 | 30.9325 | 1.0806
CZ07 | cDXOH | New Construction | 68013.36 | 24.2204 | 1.0809
CZ07 | cPVVG | Existing | 68013.36 | 25.2246 | 3.2592
CZ07 | cPVVG | New Construction | 68013.36 | 20.9133 | 3.5972
CZ08 | cAVVG | Existing | 68013.36 | 33.9542 | 7.14
CZ08 | cAVVG | New Construction | 68013.36 | 28.9599 | 9.4215
CZ08 | cDXGF | Existing | 68013.36 | 32.4072 | 3.2722
CZ08 | cDXGF | New Construction | 68013.36 | 25.4291 | 4.076
CZ08 | cDXHP | Existing | 68013.36 | 32.9079 | 1.0791
CZ08 | cDXHP | New Construction | 68013.36 | 26.0921 | 1.0787
CZ08 | cDXOH | Existing | 68013.36 | 32.3849 | 1.079
CZ08 | cDXOH | New Construction | 68013.36 | 25.4076 | 1.0786
CZ08 | cPVVG | Existing | 68013.36 | 26.5246 | 4.1907
CZ08 | cPVVG | New Construction | 68013.36 | 22.0149 | 4.4858
CZ09 | cAVVG | Existing | 68013.36 | 35.2709 | 6.984
CZ09 | cAVVG | New Construction | 68013.36 | 29.8687 | 9.1122
CZ09 | cDXGF | Existing | 68013.36 | 33.6091 | 2.9042
CZ09 | cDXGF | New Construction | 68013.36 | 26.1864 | 3.6515
CZ09 | cDXHP | Existing | 68013.36 | 33.9922 | 1.0645
CZ09 | cDXHP | New Construction | 68013.36 | 26.7461 | 1.0641
CZ09 | cDXOH | Existing | 68013.36 | 33.5902 | 1.0645
CZ09 | cDXOH | New Construction | 68013.36 | 26.1676 | 1.0641
CZ09 | cPVVG | Existing | 68013.36 | 27.3455 | 3.7746
CZ09 | cPVVG | New Construction | 68013.36 | 22.5092 | 4.0382
CZ10 | cAVVG | Existing | 68013.36 | 38.7683 | 9.1351
CZ10 | cAVVG | New Construction | 68013.36 | 33.1077 | 11.1219
CZ10 | cDXGF | Existing | 68013.36 | 36.1456 | 5.03
CZ10 | cDXGF | New Construction | 68013.36 | 29.0361 | 5.8923
CZ10 | cDXHP | Existing | 68013.36 | 37.1206 | 1.0564
CZ10 | cDXHP | New Construction | 68013.36 | 30.1915 | 1.0541
CZ10 | cDXOH | Existing | 68013.36 | 36.1115 | 1.0564
CZ10 | cDXOH | New Construction | 68013.36 | 29.0089 | 1.0543
CZ10 | cPVVG | Existing | 68013.36 | 29.8963 | 6.0618
CZ10 | cPVVG | New Construction | 68013.36 | 24.9951 | 6.31
CZ11 | cAVVG | Existing | 68013.36 | 39.6277 | 15.8764
CZ11 | cAVVG | New Construction | 68013.36 | 33.5695 | 17.4803
CZ11 | cDXGF | Existing | 68013.36 | 37.3053 | 10.9035
CZ11 | cDXGF | New Construction | 68013.36 | 29.6395 | 12.0528
CZ11 | cDXHP | Existing | 68013.36 | 39.7753 | 1.0797
CZ11 | cDXHP | New Construction | 68013.36 | 32.3236 | 1.0765
CZ11 | cDXOH | Existing | 68013.36 | 37.3108 | 1.0794
CZ11 | cDXOH | New Construction | 68013.36 | 29.6789 | 1.0757
CZ11 | cPVVG | Existing | 68013.36 | 30.9283 | 13.0856
CZ11 | cPVVG | New Construction | 68013.36 | 25.8507 | 13.0604
CZ12 | cAVVG | Existing | 68013.36 | 36.5904 | 14.6368
CZ12 | cAVVG | New Construction | 68013.36 | 31.1347 | 16.678
CZ12 | cDXGF | Existing | 68013.36 | 34.8319 | 10.3191
CZ12 | cDXGF | New Construction | 68013.36 | 27.6586 | 11.4193
CZ12 | cDXHP | Existing | 68013.36 | 37.1396 | 1.1093
CZ12 | cDXHP | New Construction | 68013.36 | 30.1561 | 1.1075
CZ12 | cDXOH | Existing | 68013.36 | 34.8292 | 1.1092
CZ12 | cDXOH | New Construction | 68013.36 | 27.6886 | 1.1073
CZ12 | cPVVG | Existing | 68013.36 | 28.8815 | 12.3635
CZ12 | cPVVG | New Construction | 68013.36 | 24.2331 | 12.3894
CZ13 | cAVVG | Existing | 68013.36 | 41.2671 | 13.2474
CZ13 | cAVVG | New Construction | 68013.36 | 35.0301 | 15.375
CZ13 | cDXGF | Existing | 68013.36 | 38.2356 | 9.0842
CZ13 | cDXGF | New Construction | 68013.36 | 30.5013 | 10.1315
CZ13 | cDXHP | Existing | 68013.36 | 40.2588 | 1.049
CZ13 | cDXHP | New Construction | 68013.36 | 32.7108 | 1.0449
CZ13 | cDXOH | Existing | 68013.36 | 38.2403 | 1.0485
CZ13 | cDXOH | New Construction | 68013.36 | 30.5316 | 1.0451
CZ13 | cPVVG | Existing | 68013.36 | 32.1024 | 10.9237
CZ13 | cPVVG | New Construction | 68013.36 | 26.8427 | 11.0153
CZ14 | cAVVG | Existing | 68013.36 | 45.6035 | 10.3947
CZ14 | cAVVG | New Construction | 68013.36 | 38.9718 | 12.5104
CZ14 | cDXGF | Existing | 68013.36 | 42.3721 | 6.0619
CZ14 | cDXGF | New Construction | 68013.36 | 34.0363 | 7.0356
CZ14 | cDXHP | Existing | 68013.36 | 43.641 | 0.99693
CZ14 | cDXHP | New Construction | 68013.36 | 35.51 | 0.99375
CZ14 | cDXOH | Existing | 68013.36 | 42.36 | 0.99692
CZ14 | cDXOH | New Construction | 68013.36 | 34.0434 | 0.99382
CZ14 | cPVVG | Existing | 68013.36 | 35.9021 | 7.8957
CZ14 | cPVVG | New Construction | 68013.36 | 29.3477 | 7.3993
CZ15 | cAVVG | Existing | 68013.36 | 55.7542 | 7.4464
CZ15 | cAVVG | New Construction | 68013.36 | 48.1032 | 9.1878
CZ15 | cDXGF | Existing | 68013.36 | 47.2707 | 2.5945
CZ15 | cDXGF | New Construction | 68013.36 | 37.9749 | 3.1063
CZ15 | cDXHP | Existing | 68013.36 | 47.6814 | 0.88791
CZ15 | cDXHP | New Construction | 68013.36 | 38.4957 | 0.88468
CZ15 | cDXOH | Existing | 68013.36 | 47.2325 | 0.88784
CZ15 | cDXOH | New Construction | 68013.36 | 37.9314 | 0.88479
CZ15 | cPVVG | Existing | 68013.36 | 41.8984 | 3.2656
CZ15 | cPVVG | New Construction | 68013.36 | 34.9391 | 3.4231
CZ16 | cAVVG | Existing | 68013.36 | 38.2418 | 18.7437
CZ16 | cAVVG | New Construction | 68013.36 | 32.298 | 20.4449
CZ16 | cDXGF | Existing | 68013.36 | 37.6369 | 13.9467
CZ16 | cDXGF | New Construction | 68013.36 | 30.1995 | 14.9639
CZ16 | cDXHP | Existing | 68013.36 | 41.5161 | 1.1717
CZ16 | cDXHP | New Construction | 68013.36 | 34.1734 | 1.1709
CZ16 | cDXOH | Existing | 68013.36 | 37.763 | 1.1715
CZ16 | cDXOH | New Construction | 68013.36 | 30.3584 | 1.1705
CZ16 | cPVVG | Existing | 68013.36 | 30.4232 | 17.1465
CZ16 | cPVVG | New Construction | 68013.36 | 24.3835 | 16.0644

## Energy Usage_Figures
Energy Figures (from 'Energy Usage' Tab)
cAVVG ¦ Annual Electricity Intensity (kBtu/ft²) |  |  | cAVVG ¦ Annual Gas Intensity (kBtu/ft²)
Climate Zone | Existing | New Construction | Climate Zone | Existing | New Construction
CZ01 | 24.4086 | 20.0138 | CZ01 | 23.1701 | 25.2896
CZ02 | 29.2758 | 24.9927 | CZ02 | 15.7498 | 17.8004
CZ03 | 26.135 | 22.3767 | CZ03 | 11.4053 | 13.6595
CZ04 | 30.2226 | 25.6926 | CZ04 | 10.8084 | 12.9194
CZ05 | 26.9283 | 23.245 | CZ05 | 11.309 | 13.6461
CZ06 | 30.5034 | 26.3731 | CZ06 | 5.9248 | 8.3147
CZ07 | 32.6721 | 27.7313 | CZ07 | 6.7915 | 8.8537
CZ08 | 33.9542 | 28.9599 | CZ08 | 7.14 | 9.4215
CZ09 | 35.2709 | 29.8687 | CZ09 | 6.984 | 9.1122
CZ10 | 38.7683 | 33.1077 | CZ10 | 9.1351 | 11.1219
CZ11 | 39.6277 | 33.5695 | CZ11 | 15.8764 | 17.4803
CZ12 | 36.5904 | 31.1347 | CZ12 | 14.6368 | 16.678
CZ13 | 41.2671 | 35.0301 | CZ13 | 13.2474 | 15.375
CZ14 | 45.6035 | 38.9718 | CZ14 | 10.3947 | 12.5104
CZ15 | 55.7542 | 48.1032 | CZ15 | 7.4464 | 9.1878
CZ16 | 38.2418 | 32.298 | CZ16 | 18.7437 | 20.4449
cDXGF ¦ Annual Electricity Intensity (kBtu/ft²) |  |  | cDXGF ¦ Annual Gas Intensity (kBtu/ft²)
Climate Zone | Existing | New Construction | Climate Zone | Existing | New Construction
CZ01 | 25.4367 | 19.9098 | CZ01 | 18.6148 | 21.2878
CZ02 | 29.9056 | 23.4464 | CZ02 | 11.4227 | 12.9776
CZ03 | 27.9721 | 21.8791 | CZ03 | 7.9823 | 9.7644
CZ04 | 30.7165 | 24.0802 | CZ04 | 7.2514 | 8.6593
CZ05 | 28.6052 | 22.3988 | CZ05 | 7.6943 | 9.4573
CZ06 | 30.5175 | 23.8991 | CZ06 | 2.6106 | 3.3874
CZ07 | 30.9442 | 24.2277 | CZ07 | 2.5236 | 3.2469
CZ08 | 32.4072 | 25.4291 | CZ08 | 3.2722 | 4.076
CZ09 | 33.6091 | 26.1864 | CZ09 | 2.9042 | 3.6515
CZ10 | 36.1456 | 29.0361 | CZ10 | 5.03 | 5.8923
CZ11 | 37.3053 | 29.6395 | CZ11 | 10.9035 | 12.0528
CZ12 | 34.8319 | 27.6586 | CZ12 | 10.3191 | 11.4193
CZ13 | 38.2356 | 30.5013 | CZ13 | 9.0842 | 10.1315
CZ14 | 42.3721 | 34.0363 | CZ14 | 6.0619 | 7.0356
CZ15 | 47.2707 | 37.9749 | CZ15 | 2.5945 | 3.1063
CZ16 | 37.6369 | 30.1995 | CZ16 | 13.9467 | 14.9639
cDXHP ¦ Annual Electricity Intensity (kBtu/ft²) |  |  | cDXHP ¦ Annual Gas Intensity (kBtu/ft²)
Climate Zone | Existing | New Construction | Climate Zone | Existing | New Construction
CZ01 | 29.583 | 24.6347 | CZ01 | 1.293 | 1.2932
CZ02 | 32.4494 | 26.2887 | CZ02 | 1.1901 | 1.1894
CZ03 | 29.5867 | 23.8766 | CZ03 | 1.1856 | 1.1856
CZ04 | 32.1776 | 25.8475 | CZ04 | 1.146 | 1.1448
CZ05 | 30.1788 | 24.353 | CZ05 | 1.1858 | 1.1855
CZ06 | 30.6525 | 24.2001 | CZ06 | 1.0944 | 1.0945
CZ07 | 31.1557 | 24.6151 | CZ07 | 1.0806 | 1.0809
CZ08 | 32.9079 | 26.0921 | CZ08 | 1.0791 | 1.0787
CZ09 | 33.9922 | 26.7461 | CZ09 | 1.0645 | 1.0641
CZ10 | 37.1206 | 30.1915 | CZ10 | 1.0564 | 1.0541
CZ11 | 39.7753 | 32.3236 | CZ11 | 1.0797 | 1.0765
CZ12 | 37.1396 | 30.1561 | CZ12 | 1.1093 | 1.1075
CZ13 | 40.2588 | 32.7108 | CZ13 | 1.049 | 1.0449
CZ14 | 43.641 | 35.51 | CZ14 | 0.99693 | 0.99375
CZ15 | 47.6814 | 38.4957 | CZ15 | 0.88791 | 0.88468
CZ16 | 41.5161 | 34.1734 | CZ16 | 1.1717 | 1.1709
cDXOH ¦ Annual Electricity Intensity (kBtu/ft²) |  |  | cDXOH ¦ Annual Gas Intensity (kBtu/ft²)
Climate Zone | Existing | New Construction | Climate Zone | Existing | New Construction
CZ01 | 25.5044 | 20.052 | CZ01 | 1.2929 | 1.2928
CZ02 | 29.8866 | 23.4447 | CZ02 | 1.1902 | 1.189
CZ03 | 27.9613 | 21.8706 | CZ03 | 1.1857 | 1.1846
CZ04 | 30.6854 | 24.049 | CZ04 | 1.1459 | 1.1446
CZ05 | 28.5636 | 22.3518 | CZ05 | 1.1853 | 1.1851
CZ06 | 30.5068 | 23.8919 | CZ06 | 1.0943 | 1.0944
CZ07 | 30.9325 | 24.2204 | CZ07 | 1.0806 | 1.0809
CZ08 | 32.3849 | 25.4076 | CZ08 | 1.079 | 1.0786
CZ09 | 33.5902 | 26.1676 | CZ09 | 1.0645 | 1.0641
CZ10 | 36.1115 | 29.0089 | CZ10 | 1.0564 | 1.0543
CZ11 | 37.3108 | 29.6789 | CZ11 | 1.0794 | 1.0757
CZ12 | 34.8292 | 27.6886 | CZ12 | 1.1092 | 1.1073
CZ13 | 38.2403 | 30.5316 | CZ13 | 1.0485 | 1.0451
CZ14 | 42.36 | 34.0434 | CZ14 | 0.99692 | 0.99382
CZ15 | 47.2325 | 37.9314 | CZ15 | 0.88784 | 0.88479
CZ16 | 37.763 | 30.3584 | CZ16 | 1.1715 | 1.1705
cPVVG ¦ Annual Electricity Intensity (kBtu/ft²) |  |  | cPVVG ¦ Annual Gas Intensity (kBtu/ft²)
Climate Zone | Existing | New Construction | Climate Zone | Existing | New Construction
CZ01 | 20.073 | 16.9785 | CZ01 | 21.9601 | 22.646
CZ02 | 23.9271 | 20.0641 | CZ02 | 13.8052 | 14.0441
CZ03 | 22.1686 | 18.5636 | CZ03 | 10.0575 | 10.733
CZ04 | 24.7421 | 20.6651 | CZ04 | 9.0959 | 9.4896
CZ05 | 22.8148 | 19.0383 | CZ05 | 9.5226 | 10.2204
CZ06 | 24.7446 | 20.4487 | CZ06 | 3.3812 | 3.7355
CZ07 | 25.2246 | 20.9133 | CZ07 | 3.2592 | 3.5972
CZ08 | 26.5246 | 22.0149 | CZ08 | 4.1907 | 4.4858
CZ09 | 27.3455 | 22.5092 | CZ09 | 3.7746 | 4.0382
CZ10 | 29.8963 | 24.9951 | CZ10 | 6.0618 | 6.31
CZ11 | 30.9283 | 25.8507 | CZ11 | 13.0856 | 13.0604
CZ12 | 28.8815 | 24.2331 | CZ12 | 12.3635 | 12.3894
CZ13 | 32.1024 | 26.8427 | CZ13 | 10.9237 | 11.0153
CZ14 | 35.9021 | 29.3477 | CZ14 | 7.8957 | 7.3993
CZ15 | 41.8984 | 34.9391 | CZ15 | 3.2656 | 3.4231
CZ16 | 30.4232 | 24.3835 | CZ16 | 17.1465 | 16.0644

## Raw_totalendusesannual (hidden)
Vintage | Climate Zone | HVAC System | Electricity (kBtu) | Natural Gas (kBtu)
Existing | CZ01 | cAVVG | 1660113.65 | 1575874.28
Existing | CZ02 | cAVVG | 1991144.72 | 1071198.53
Existing | CZ03 | cAVVG | 1777528.56 | 775711.71
Existing | CZ04 | cAVVG | 2055542.46 | 735114.03
Existing | CZ05 | cAVVG | 1831482.45 | 769160.63
Existing | CZ06 | cAVVG | 2074637.39 | 402963.53
Existing | CZ07 | cAVVG | 2222142.17 | 461910.59
Existing | CZ08 | cAVVG | 2309338.16 | 485614.5
Existing | CZ09 | cAVVG | 2398895.73 | 475005.74
Existing | CZ10 | cAVVG | 2636760.44 | 621308.77
Existing | CZ11 | cAVVG | 2695214.94 | 1079807.84
Existing | CZ12 | cAVVG | 2488637.93 | 995497.98
Existing | CZ13 | cAVVG | 2806715.91 | 901002.53
Existing | CZ14 | cAVVG | 3101648.42 | 706978.86
Existing | CZ15 | cAVVG | 3792027.71 | 506452.5
Existing | CZ16 | cAVVG | 2600951.62 | 1274820.3
New Construction | CZ01 | cAVVG | 1361208.95 | 1720031.08
New Construction | CZ02 | cAVVG | 1699836.23 | 1210667.93
New Construction | CZ03 | cAVVG | 1521913.77 | 929030.75
New Construction | CZ04 | cAVVG | 1747438.19 | 878689.64
New Construction | CZ05 | cAVVG | 1580967.8 | 928118.28
New Construction | CZ06 | cAVVG | 1793725.06 | 565508.66
New Construction | CZ07 | cAVVG | 1886099.12 | 602169.41
New Construction | CZ08 | cAVVG | 1969659.19 | 640786.49
New Construction | CZ09 | cAVVG | 2031468.71 | 619752.59
New Construction | CZ10 | cAVVG | 2251763.51 | 756440.67
New Construction | CZ11 | cAVVG | 2283172.19 | 1188896.84
New Construction | CZ12 | cAVVG | 2117573.43 | 1134326.74
New Construction | CZ13 | cAVVG | 2382513.76 | 1045703
New Construction | CZ14 | cAVVG | 2650604.47 | 850877.13
New Construction | CZ15 | cAVVG | 3271657.11 | 624894.49
New Construction | CZ16 | cAVVG | 2196696.17 | 1390523.38
Existing | CZ01 | cDXGF | 1730033.13 | 1266058.25
Existing | CZ02 | cDXGF | 2033981.23 | 776896.35
Existing | CZ03 | cDXGF | 1902473.12 | 542899.8
Existing | CZ04 | cDXGF | 2089134.16 | 493192.99
Existing | CZ05 | cDXGF | 1945536.31 | 523318.56
Existing | CZ06 | cDXGF | 2075595.78 | 177555.92
Existing | CZ07 | cDXGF | 2104619.45 | 171635.54
Existing | CZ08 | cDXGF | 2204120.17 | 222549.92
Existing | CZ09 | cDXGF | 2285869.82 | 197523.72
Existing | CZ10 | cDXGF | 2458384.06 | 342107.14
Existing | CZ11 | cDXGF | 2537256 | 741586.19
Existing | CZ12 | cDXGF | 2369035.26 | 701837.85
Existing | CZ13 | cDXGF | 2600528.96 | 617845.55
Existing | CZ14 | cDXGF | 2881869.02 | 412293.2
Existing | CZ15 | cDXGF | 3215039.25 | 176461.21
Existing | CZ16 | cDXGF | 2559809.16 | 948563.35
New Construction | CZ01 | cDXGF | 1354134.46 | 1447852.38
New Construction | CZ02 | cDXGF | 1594669.76 | 882646.89
New Construction | CZ03 | cDXGF | 1488067.8 | 664111.73
New Construction | CZ04 | cDXGF | 1637774.78 | 588945.89
New Construction | CZ05 | cDXGF | 1523416.08 | 643221.9
New Construction | CZ06 | cDXGF | 1625459.92 | 230391.84
New Construction | CZ07 | cDXGF | 1647809.3 | 220829.5
New Construction | CZ08 | cDXGF | 1729520.8 | 277221.89
New Construction | CZ09 | cDXGF | 1781022.12 | 248350.82
New Construction | CZ10 | cDXGF | 1974844.95 | 400754.47
New Construction | CZ11 | cDXGF | 2015880.15 | 819754.33
New Construction | CZ12 | cDXGF | 1881152.08 | 776662.29
New Construction | CZ13 | cDXGF | 2074497.29 | 689080.59
New Construction | CZ14 | cDXGF | 2314919.91 | 478513.02
New Construction | CZ15 | cDXGF | 2582802.7 | 211272.09
New Construction | CZ16 | cDXGF | 2053972.63 | 1017743.17
Existing | CZ01 | cDXHP | 2012039.79 | 87940.64
Existing | CZ02 | cDXHP | 2206995.55 | 80944.81
Existing | CZ03 | cDXHP | 2012289.23 | 80638.26
Existing | CZ04 | cDXHP | 2188506.92 | 77943.35
Existing | CZ05 | cDXHP | 2052561.28 | 80650.79
Existing | CZ06 | cDXHP | 2084778.34 | 74430.95
Existing | CZ07 | cDXHP | 2119002.84 | 73497.9
Existing | CZ08 | cDXHP | 2238175.92 | 73391.27
Existing | CZ09 | cDXHP | 2311923.59 | 72402.05
Existing | CZ10 | cDXHP | 2524698.47 | 71847.39
Existing | CZ11 | cDXHP | 2705251.84 | 73433.04
Existing | CZ12 | cDXHP | 2525991.29 | 75449.09
Existing | CZ13 | cDXHP | 2738134.31 | 71344.32
Existing | CZ14 | cDXHP | 2968168.54 | 67804.46
Existing | CZ15 | cDXHP | 3242973.08 | 60389.62
Existing | CZ16 | cDXHP | 2823652.17 | 79688.87
New Construction | CZ01 | cDXHP | 1675491.74 | 87955.26
New Construction | CZ02 | cDXHP | 1787983.11 | 80897.27
New Construction | CZ03 | cDXHP | 1623925.47 | 80636.5
New Construction | CZ04 | cDXHP | 1757973.47 | 77862.38
New Construction | CZ05 | cDXHP | 1656330.82 | 80630.52
New Construction | CZ06 | cDXHP | 1645931.69 | 74441.73
New Construction | CZ07 | cDXHP | 1674153.28 | 73513.44
New Construction | CZ08 | cDXHP | 1774614.18 | 73365.51
New Construction | CZ09 | cDXHP | 1819090.43 | 72375.51
New Construction | CZ10 | cDXHP | 2053428.34 | 71695.18
New Construction | CZ11 | cDXHP | 2198435.81 | 73217.07
New Construction | CZ12 | cDXHP | 2051015.94 | 75328.1
New Construction | CZ13 | cDXHP | 2224774.81 | 71065.85
New Construction | CZ14 | cDXHP | 2415151.69 | 67588.4
New Construction | CZ15 | cDXHP | 2618224.66 | 60169.93
New Construction | CZ16 | cDXHP | 2324248.54 | 79634.71
Existing | CZ01 | cDXOH | 1734639.42 | 87932.65
Existing | CZ02 | cDXOH | 2032684.82 | 80951.28
Existing | CZ03 | cDXOH | 1901738.97 | 80644.35
Existing | CZ04 | cDXOH | 2087015.06 | 77936.04
Existing | CZ05 | cDXOH | 1942707.78 | 80615.05
Existing | CZ06 | cDXOH | 2074870.31 | 74428.16
Existing | CZ07 | cDXOH | 2103826.64 | 73495.79
Existing | CZ08 | cDXOH | 2202603.88 | 73383.36
Existing | CZ09 | cDXOH | 2284585.17 | 72398.86
Existing | CZ10 | cDXOH | 2456066.17 | 71846.51
Existing | CZ11 | cDXOH | 2537630.01 | 73411.24
Existing | CZ12 | cDXOH | 2368853.22 | 75440.29
Existing | CZ13 | cDXOH | 2600851.74 | 71313.26
Existing | CZ14 | cDXOH | 2881047.97 | 67803.62
Existing | CZ15 | cDXOH | 3212439.56 | 60385.12
Existing | CZ16 | cDXOH | 2568389.98 | 79678.97
New Construction | CZ01 | cDXOH | 1363803.5 | 87930.6
New Construction | CZ02 | cDXOH | 1594552.65 | 80869.18
New Construction | CZ03 | cDXOH | 1487494.01 | 80571.08
New Construction | CZ04 | cDXOH | 1635650.78 | 77847.4
New Construction | CZ05 | cDXOH | 1520218.37 | 80601.22
New Construction | CZ06 | cDXOH | 1624966.86 | 74433.76
New Construction | CZ07 | cDXOH | 1647312.09 | 73513.27
New Construction | CZ08 | cDXOH | 1728052.92 | 73359.86
New Construction | CZ09 | cDXOH | 1779749.44 | 72370.37
New Construction | CZ10 | cDXOH | 1972990.09 | 71706.64
New Construction | CZ11 | cDXOH | 2018564.4 | 73160.41
New Construction | CZ12 | cDXOH | 1883195.41 | 75314.45
New Construction | CZ13 | cDXOH | 2076553.65 | 71078.09
New Construction | CZ14 | cDXOH | 2315406.06 | 67593.36
New Construction | CZ15 | cDXOH | 2579842.81 | 60177.58
New Construction | CZ16 | cDXOH | 2064776.59 | 79610.02
Existing | CZ01 | cPVVG | 1365233.09 | 1493583.32
Existing | CZ02 | cPVVG | 1627361.78 | 938938.9
Existing | CZ03 | cPVVG | 1507759.38 | 684045.52
Existing | CZ04 | cPVVG | 1682794.23 | 618642.84
Existing | CZ05 | cPVVG | 1551712.06 | 647666.92
Existing | CZ06 | cPVVG | 1682964.73 | 229965.22
Existing | CZ07 | cPVVG | 1715612.85 | 221666.53
Existing | CZ08 | cPVVG | 1804025.05 | 285022.59
Existing | CZ09 | cPVVG | 1859859.66 | 256725.3
Existing | CZ10 | cPVVG | 2033345.19 | 412280.28
Existing | CZ11 | cPVVG | 2103534.9 | 889993.14
Existing | CZ12 | cPVVG | 1964330.97 | 840880.61
Existing | CZ13 | cPVVG | 2183389.11 | 742955.56
Existing | CZ14 | cPVVG | 2441823.76 | 537012.52
Existing | CZ15 | cPVVG | 2849652.28 | 222101.86
Existing | CZ16 | cPVVG | 2069187.2 | 1166188.54
New Construction | CZ01 | cPVVG | 1154762.91 | 1540228.81
New Construction | CZ02 | cPVVG | 1364628.75 | 955186.61
New Construction | CZ03 | cPVVG | 1262571.63 | 729984.69
New Construction | CZ04 | cPVVG | 1405502.24 | 645417.21
New Construction | CZ05 | cPVVG | 1294859.89 | 695121.36
New Construction | CZ06 | cPVVG | 1390787.01 | 254061.08
New Construction | CZ07 | cPVVG | 1422382.19 | 244659.61
New Construction | CZ08 | cPVVG | 1497309.77 | 305097.73
New Construction | CZ09 | cPVVG | 1530925.42 | 274652.34
New Construction | CZ10 | cPVVG | 1699999.73 | 429165.56
New Construction | CZ11 | cPVVG | 1758195.87 | 888280.08
New Construction | CZ12 | cPVVG | 1648171.78 | 842642.6
New Construction | CZ13 | cPVVG | 1825665.35 | 749187.77
New Construction | CZ14 | cPVVG | 1996035.69 | 503251.12
New Construction | CZ15 | cPVVG | 2376323.46 | 232813.59
New Construction | CZ16 | cPVVG | 1658401.01 | 1092594.98

## Energy Usage by End Use
Energy Consumption by End Use - Assembly
Climate Zone | HVAC System | Vintage | End Use | Electricity (kBtu) | Natural Gas (kBtu) | Note
CZ01 | cAVVG | Existing | Heating | 0 | 1487939.67
CZ01 | cAVVG | Existing | Cooling | 30883.32 | 0
CZ01 | cAVVG | Existing | Interior Lighting | 525438.58 | 0
CZ01 | cAVVG | Existing | Exterior Lighting | 0 | 0
CZ01 | cAVVG | Existing | Interior Equipment | 498363.12 | 0
CZ01 | cAVVG | Existing | Exterior Equipment | 0 | 0
CZ01 | cAVVG | Existing | Fans | 602917.71 | 0
CZ01 | cAVVG | Existing | Pumps | 2510.92 | 0
CZ01 | cAVVG | Existing | Heat Rejection | 0 | 0
CZ01 | cAVVG | Existing | Humidification | 0 | 0
CZ01 | cAVVG | Existing | Heat Recovery | 0 | 0
CZ01 | cAVVG | Existing | Water Systems | 0 | 87934.61
CZ01 | cAVVG | Existing | Refrigeration | 0 | 0
CZ01 | cAVVG | Existing | Generators | 0 | 0
CZ01 | cAVVG | Existing | Total End Uses | 1660113.65 | 1575874.28
CZ02 | cAVVG | Existing | Heating | 0 | 990252.06
CZ02 | cAVVG | Existing | Cooling | 401372.83 | 0
CZ02 | cAVVG | Existing | Interior Lighting | 525438.58 | 0
CZ02 | cAVVG | Existing | Exterior Lighting | 0 | 0
CZ02 | cAVVG | Existing | Interior Equipment | 498363.12 | 0
CZ02 | cAVVG | Existing | Exterior Equipment | 0 | 0
CZ02 | cAVVG | Existing | Fans | 553505.88 | 0
CZ02 | cAVVG | Existing | Pumps | 12464.31 | 0
CZ02 | cAVVG | Existing | Heat Rejection | 0 | 0
CZ02 | cAVVG | Existing | Humidification | 0 | 0
CZ02 | cAVVG | Existing | Heat Recovery | 0 | 0
CZ02 | cAVVG | Existing | Water Systems | 0 | 80946.47
CZ02 | cAVVG | Existing | Refrigeration | 0 | 0
CZ02 | cAVVG | Existing | Generators | 0 | 0
CZ02 | cAVVG | Existing | Total End Uses | 1991144.72 | 1071198.53
CZ03 | cAVVG | Existing | Heating | 0 | 695079.46
CZ03 | cAVVG | Existing | Cooling | 247320.17 | 0
CZ03 | cAVVG | Existing | Interior Lighting | 525438.58 | 0
CZ03 | cAVVG | Existing | Exterior Lighting | 0 | 0
CZ03 | cAVVG | Existing | Interior Equipment | 498363.12 | 0
CZ03 | cAVVG | Existing | Exterior Equipment | 0 | 0
CZ03 | cAVVG | Existing | Fans | 495946.01 | 0
CZ03 | cAVVG | Existing | Pumps | 10460.68 | 0
CZ03 | cAVVG | Existing | Heat Rejection | 0 | 0
CZ03 | cAVVG | Existing | Humidification | 0 | 0
CZ03 | cAVVG | Existing | Heat Recovery | 0 | 0
CZ03 | cAVVG | Existing | Water Systems | 0 | 80632.25
CZ03 | cAVVG | Existing | Refrigeration | 0 | 0
CZ03 | cAVVG | Existing | Generators | 0 | 0
CZ03 | cAVVG | Existing | Total End Uses | 1777528.56 | 775711.71
CZ04 | cAVVG | Existing | Heating | 0 | 657167.44
CZ04 | cAVVG | Existing | Cooling | 471345.42 | 0
CZ04 | cAVVG | Existing | Interior Lighting | 525438.58 | 0
CZ04 | cAVVG | Existing | Exterior Lighting | 0 | 0
CZ04 | cAVVG | Existing | Interior Equipment | 498363.12 | 0
CZ04 | cAVVG | Existing | Exterior Equipment | 0 | 0
CZ04 | cAVVG | Existing | Fans | 546275.34 | 0
CZ04 | cAVVG | Existing | Pumps | 14120.01 | 0
CZ04 | cAVVG | Existing | Heat Rejection | 0 | 0
CZ04 | cAVVG | Existing | Humidification | 0 | 0
CZ04 | cAVVG | Existing | Heat Recovery | 0 | 0
CZ04 | cAVVG | Existing | Water Systems | 0 | 77946.59
CZ04 | cAVVG | Existing | Refrigeration | 0 | 0
CZ04 | cAVVG | Existing | Generators | 0 | 0
CZ04 | cAVVG | Existing | Total End Uses | 2055542.46 | 735114.03
CZ05 | cAVVG | Existing | Heating | 0 | 688513.17
CZ05 | cAVVG | Existing | Cooling | 292344.21 | 0
CZ05 | cAVVG | Existing | Interior Lighting | 525438.58 | 0
CZ05 | cAVVG | Existing | Exterior Lighting | 0 | 0
CZ05 | cAVVG | Existing | Interior Equipment | 498363.12 | 0
CZ05 | cAVVG | Existing | Exterior Equipment | 0 | 0
CZ05 | cAVVG | Existing | Fans | 502580.74 | 0
CZ05 | cAVVG | Existing | Pumps | 12755.81 | 0
CZ05 | cAVVG | Existing | Heat Rejection | 0 | 0
CZ05 | cAVVG | Existing | Humidification | 0 | 0
CZ05 | cAVVG | Existing | Heat Recovery | 0 | 0
CZ05 | cAVVG | Existing | Water Systems | 0 | 80647.46
CZ05 | cAVVG | Existing | Refrigeration | 0 | 0
CZ05 | cAVVG | Existing | Generators | 0 | 0
CZ05 | cAVVG | Existing | Total End Uses | 1831482.45 | 769160.63
CZ06 | cAVVG | Existing | Heating | 0 | 328542.77
CZ06 | cAVVG | Existing | Cooling | 525609.05 | 0
CZ06 | cAVVG | Existing | Interior Lighting | 525438.58 | 0
CZ06 | cAVVG | Existing | Exterior Lighting | 0 | 0
CZ06 | cAVVG | Existing | Interior Equipment | 498363.12 | 0
CZ06 | cAVVG | Existing | Exterior Equipment | 0 | 0
CZ06 | cAVVG | Existing | Fans | 507648.94 | 0
CZ06 | cAVVG | Existing | Pumps | 17577.71 | 0
CZ06 | cAVVG | Existing | Heat Rejection | 0 | 0
CZ06 | cAVVG | Existing | Humidification | 0 | 0
CZ06 | cAVVG | Existing | Heat Recovery | 0 | 0
CZ06 | cAVVG | Existing | Water Systems | 0 | 74420.77
CZ06 | cAVVG | Existing | Refrigeration | 0 | 0
CZ06 | cAVVG | Existing | Generators | 0 | 0
CZ06 | cAVVG | Existing | Total End Uses | 2074637.39 | 402963.53
CZ07 | cAVVG | Existing | Heating | 0 | 388416.33
CZ07 | cAVVG | Existing | Cooling | 616587.84 | 0
CZ07 | cAVVG | Existing | Interior Lighting | 525438.58 | 0
CZ07 | cAVVG | Existing | Exterior Lighting | 0 | 0
CZ07 | cAVVG | Existing | Interior Equipment | 498363.12 | 0
CZ07 | cAVVG | Existing | Exterior Equipment | 0 | 0
CZ07 | cAVVG | Existing | Fans | 561860.9 | 0
CZ07 | cAVVG | Existing | Pumps | 19891.74 | 0
CZ07 | cAVVG | Existing | Heat Rejection | 0 | 0
CZ07 | cAVVG | Existing | Humidification | 0 | 0
CZ07 | cAVVG | Existing | Heat Recovery | 0 | 0
CZ07 | cAVVG | Existing | Water Systems | 0 | 73494.27
CZ07 | cAVVG | Existing | Refrigeration | 0 | 0
CZ07 | cAVVG | Existing | Generators | 0 | 0
CZ07 | cAVVG | Existing | Total End Uses | 2222142.17 | 461910.59
CZ08 | cAVVG | Existing | Heating | 0 | 412227.14
CZ08 | cAVVG | Existing | Cooling | 697392.41 | 0
CZ08 | cAVVG | Existing | Interior Lighting | 525438.58 | 0
CZ08 | cAVVG | Existing | Exterior Lighting | 0 | 0
CZ08 | cAVVG | Existing | Interior Equipment | 498363.12 | 0
CZ08 | cAVVG | Existing | Exterior Equipment | 0 | 0
CZ08 | cAVVG | Existing | Fans | 568226.79 | 0
CZ08 | cAVVG | Existing | Pumps | 19917.27 | 0
CZ08 | cAVVG | Existing | Heat Rejection | 0 | 0
CZ08 | cAVVG | Existing | Humidification | 0 | 0
CZ08 | cAVVG | Existing | Heat Recovery | 0 | 0
CZ08 | cAVVG | Existing | Water Systems | 0 | 73387.36
CZ08 | cAVVG | Existing | Refrigeration | 0 | 0
CZ08 | cAVVG | Existing | Generators | 0 | 0
CZ08 | cAVVG | Existing | Total End Uses | 2309338.16 | 485614.5
CZ09 | cAVVG | Existing | Heating | 0 | 402608.87
CZ09 | cAVVG | Existing | Cooling | 768081.06 | 0
CZ09 | cAVVG | Existing | Interior Lighting | 525438.58 | 0
CZ09 | cAVVG | Existing | Exterior Lighting | 0 | 0
CZ09 | cAVVG | Existing | Interior Equipment | 498363.12 | 0
CZ09 | cAVVG | Existing | Exterior Equipment | 0 | 0
CZ09 | cAVVG | Existing | Fans | 586502.79 | 0
CZ09 | cAVVG | Existing | Pumps | 20510.19 | 0
CZ09 | cAVVG | Existing | Heat Rejection | 0 | 0
CZ09 | cAVVG | Existing | Humidification | 0 | 0
CZ09 | cAVVG | Existing | Heat Recovery | 0 | 0
CZ09 | cAVVG | Existing | Water Systems | 0 | 72396.88
CZ09 | cAVVG | Existing | Refrigeration | 0 | 0
CZ09 | cAVVG | Existing | Generators | 0 | 0
CZ09 | cAVVG | Existing | Total End Uses | 2398895.73 | 475005.74
CZ10 | cAVVG | Existing | Heating | 0 | 549463.59
CZ10 | cAVVG | Existing | Cooling | 954391.55 | 0
CZ10 | cAVVG | Existing | Interior Lighting | 525438.58 | 0
CZ10 | cAVVG | Existing | Exterior Lighting | 0 | 0
CZ10 | cAVVG | Existing | Interior Equipment | 498363.12 | 0
CZ10 | cAVVG | Existing | Exterior Equipment | 0 | 0
CZ10 | cAVVG | Existing | Fans | 638199.37 | 0
CZ10 | cAVVG | Existing | Pumps | 20367.82 | 0
CZ10 | cAVVG | Existing | Heat Rejection | 0 | 0
CZ10 | cAVVG | Existing | Humidification | 0 | 0
CZ10 | cAVVG | Existing | Heat Recovery | 0 | 0
CZ10 | cAVVG | Existing | Water Systems | 0 | 71845.18
CZ10 | cAVVG | Existing | Refrigeration | 0 | 0
CZ10 | cAVVG | Existing | Generators | 0 | 0
CZ10 | cAVVG | Existing | Total End Uses | 2636760.44 | 621308.77
CZ11 | cAVVG | Existing | Heating | 0 | 1006372.61
CZ11 | cAVVG | Existing | Cooling | 984768.73 | 0
CZ11 | cAVVG | Existing | Interior Lighting | 525438.58 | 0
CZ11 | cAVVG | Existing | Exterior Lighting | 0 | 0
CZ11 | cAVVG | Existing | Interior Equipment | 498363.12 | 0
CZ11 | cAVVG | Existing | Exterior Equipment | 0 | 0
CZ11 | cAVVG | Existing | Fans | 668412.24 | 0
CZ11 | cAVVG | Existing | Pumps | 18232.28 | 0
CZ11 | cAVVG | Existing | Heat Rejection | 0 | 0
CZ11 | cAVVG | Existing | Humidification | 0 | 0
CZ11 | cAVVG | Existing | Heat Recovery | 0 | 0
CZ11 | cAVVG | Existing | Water Systems | 0 | 73435.23
CZ11 | cAVVG | Existing | Refrigeration | 0 | 0
CZ11 | cAVVG | Existing | Generators | 0 | 0
CZ11 | cAVVG | Existing | Total End Uses | 2695214.94 | 1079807.84
CZ12 | cAVVG | Existing | Heating | 0 | 920046.27
CZ12 | cAVVG | Existing | Cooling | 820950.3 | 0
CZ12 | cAVVG | Existing | Interior Lighting | 525438.58 | 0
CZ12 | cAVVG | Existing | Exterior Lighting | 0 | 0
CZ12 | cAVVG | Existing | Interior Equipment | 498363.12 | 0
CZ12 | cAVVG | Existing | Exterior Equipment | 0 | 0
CZ12 | cAVVG | Existing | Fans | 625520.52 | 0
CZ12 | cAVVG | Existing | Pumps | 18365.42 | 0
CZ12 | cAVVG | Existing | Heat Rejection | 0 | 0
CZ12 | cAVVG | Existing | Humidification | 0 | 0
CZ12 | cAVVG | Existing | Heat Recovery | 0 | 0
CZ12 | cAVVG | Existing | Water Systems | 0 | 75451.71
CZ12 | cAVVG | Existing | Refrigeration | 0 | 0
CZ12 | cAVVG | Existing | Generators | 0 | 0
CZ12 | cAVVG | Existing | Total End Uses | 2488637.93 | 995497.98
CZ13 | cAVVG | Existing | Heating | 0 | 829660.59
CZ13 | cAVVG | Existing | Cooling | 1078136.1 | 0
CZ13 | cAVVG | Existing | Interior Lighting | 525438.58 | 0
CZ13 | cAVVG | Existing | Exterior Lighting | 0 | 0
CZ13 | cAVVG | Existing | Interior Equipment | 498363.12 | 0
CZ13 | cAVVG | Existing | Exterior Equipment | 0 | 0
CZ13 | cAVVG | Existing | Fans | 684094.48 | 0
CZ13 | cAVVG | Existing | Pumps | 20683.63 | 0
CZ13 | cAVVG | Existing | Heat Rejection | 0 | 0
CZ13 | cAVVG | Existing | Humidification | 0 | 0
CZ13 | cAVVG | Existing | Heat Recovery | 0 | 0
CZ13 | cAVVG | Existing | Water Systems | 0 | 71341.94
CZ13 | cAVVG | Existing | Refrigeration | 0 | 0
CZ13 | cAVVG | Existing | Generators | 0 | 0
CZ13 | cAVVG | Existing | Total End Uses | 2806715.91 | 901002.53
CZ14 | cAVVG | Existing | Heating | 0 | 639181.88
CZ14 | cAVVG | Existing | Cooling | 1335619.72 | 0
CZ14 | cAVVG | Existing | Interior Lighting | 525438.58 | 0
CZ14 | cAVVG | Existing | Exterior Lighting | 0 | 0
CZ14 | cAVVG | Existing | Interior Equipment | 498363.12 | 0
CZ14 | cAVVG | Existing | Exterior Equipment | 0 | 0
CZ14 | cAVVG | Existing | Fans | 723484.8 | 0
CZ14 | cAVVG | Existing | Pumps | 18742.21 | 0
CZ14 | cAVVG | Existing | Heat Rejection | 0 | 0
CZ14 | cAVVG | Existing | Humidification | 0 | 0
CZ14 | cAVVG | Existing | Heat Recovery | 0 | 0
CZ14 | cAVVG | Existing | Water Systems | 0 | 67796.98
CZ14 | cAVVG | Existing | Refrigeration | 0 | 0
CZ14 | cAVVG | Existing | Generators | 0 | 0
CZ14 | cAVVG | Existing | Total End Uses | 3101648.42 | 706978.86
CZ15 | cAVVG | Existing | Heating | 0 | 446077.65
CZ15 | cAVVG | Existing | Cooling | 1991749.92 | 0
CZ15 | cAVVG | Existing | Interior Lighting | 525438.58 | 0
CZ15 | cAVVG | Existing | Exterior Lighting | 0 | 0
CZ15 | cAVVG | Existing | Interior Equipment | 498363.12 | 0
CZ15 | cAVVG | Existing | Exterior Equipment | 0 | 0
CZ15 | cAVVG | Existing | Fans | 746784.99 | 0
CZ15 | cAVVG | Existing | Pumps | 29691.1 | 0
CZ15 | cAVVG | Existing | Heat Rejection | 0 | 0
CZ15 | cAVVG | Existing | Humidification | 0 | 0
CZ15 | cAVVG | Existing | Heat Recovery | 0 | 0
CZ15 | cAVVG | Existing | Water Systems | 0 | 60374.85
CZ15 | cAVVG | Existing | Refrigeration | 0 | 0
CZ15 | cAVVG | Existing | Generators | 0 | 0
CZ15 | cAVVG | Existing | Total End Uses | 3792027.71 | 506452.5
CZ16 | cAVVG | Existing | Heating | 0 | 1195134.69
CZ16 | cAVVG | Existing | Cooling | 834990.43 | 0
CZ16 | cAVVG | Existing | Interior Lighting | 525438.58 | 0
CZ16 | cAVVG | Existing | Exterior Lighting | 0 | 0
CZ16 | cAVVG | Existing | Interior Equipment | 498363.12 | 0
CZ16 | cAVVG | Existing | Exterior Equipment | 0 | 0
CZ16 | cAVVG | Existing | Fans | 722940.46 | 0
CZ16 | cAVVG | Existing | Pumps | 19219.04 | 0
CZ16 | cAVVG | Existing | Heat Rejection | 0 | 0
CZ16 | cAVVG | Existing | Humidification | 0 | 0
CZ16 | cAVVG | Existing | Heat Recovery | 0 | 0
CZ16 | cAVVG | Existing | Water Systems | 0 | 79685.61
CZ16 | cAVVG | Existing | Refrigeration | 0 | 0
CZ16 | cAVVG | Existing | Generators | 0 | 0
CZ16 | cAVVG | Existing | Total End Uses | 2600951.62 | 1274820.3
CZ01 | cAVVG | New Construction | Heating | 0 | 1632195.96
CZ01 | cAVVG | New Construction | Cooling | 32085.49 | 0
CZ01 | cAVVG | New Construction | Interior Lighting | 262654.5 | 0
CZ01 | cAVVG | New Construction | Exterior Lighting | 0 | 0
CZ01 | cAVVG | New Construction | Interior Equipment | 498363.12 | 0
CZ01 | cAVVG | New Construction | Exterior Equipment | 0 | 0
CZ01 | cAVVG | New Construction | Fans | 565394.56 | 0
CZ01 | cAVVG | New Construction | Pumps | 2711.29 | 0
CZ01 | cAVVG | New Construction | Heat Rejection | 0 | 0
CZ01 | cAVVG | New Construction | Humidification | 0 | 0
CZ01 | cAVVG | New Construction | Heat Recovery | 0 | 0
CZ01 | cAVVG | New Construction | Water Systems | 0 | 87835.11
CZ01 | cAVVG | New Construction | Refrigeration | 0 | 0
CZ01 | cAVVG | New Construction | Generators | 0 | 0
CZ01 | cAVVG | New Construction | Total End Uses | 1361208.95 | 1720031.08
CZ02 | cAVVG | New Construction | Heating | 0 | 1129766.76
CZ02 | cAVVG | New Construction | Cooling | 373870.14 | 0
CZ02 | cAVVG | New Construction | Interior Lighting | 262654.5 | 0
CZ02 | cAVVG | New Construction | Exterior Lighting | 0 | 0
CZ02 | cAVVG | New Construction | Interior Equipment | 498363.12 | 0
CZ02 | cAVVG | New Construction | Exterior Equipment | 0 | 0
CZ02 | cAVVG | New Construction | Fans | 553594.76 | 0
CZ02 | cAVVG | New Construction | Pumps | 11353.71 | 0
CZ02 | cAVVG | New Construction | Heat Rejection | 0 | 0
CZ02 | cAVVG | New Construction | Humidification | 0 | 0
CZ02 | cAVVG | New Construction | Heat Recovery | 0 | 0
CZ02 | cAVVG | New Construction | Water Systems | 0 | 80901.17
CZ02 | cAVVG | New Construction | Refrigeration | 0 | 0
CZ02 | cAVVG | New Construction | Generators | 0 | 0
CZ02 | cAVVG | New Construction | Total End Uses | 1699836.23 | 1210667.93
CZ03 | cAVVG | New Construction | Heating | 0 | 848488.92
CZ03 | cAVVG | New Construction | Cooling | 241779.91 | 0
CZ03 | cAVVG | New Construction | Interior Lighting | 262654.5 | 0
CZ03 | cAVVG | New Construction | Exterior Lighting | 0 | 0
CZ03 | cAVVG | New Construction | Interior Equipment | 498363.12 | 0
CZ03 | cAVVG | New Construction | Exterior Equipment | 0 | 0
CZ03 | cAVVG | New Construction | Fans | 509241.16 | 0
CZ03 | cAVVG | New Construction | Pumps | 9875.08 | 0
CZ03 | cAVVG | New Construction | Heat Rejection | 0 | 0
CZ03 | cAVVG | New Construction | Humidification | 0 | 0
CZ03 | cAVVG | New Construction | Heat Recovery | 0 | 0
CZ03 | cAVVG | New Construction | Water Systems | 0 | 80541.84
CZ03 | cAVVG | New Construction | Refrigeration | 0 | 0
CZ03 | cAVVG | New Construction | Generators | 0 | 0
CZ03 | cAVVG | New Construction | Total End Uses | 1521913.77 | 929030.75
CZ04 | cAVVG | New Construction | Heating | 0 | 800833.32
CZ04 | cAVVG | New Construction | Cooling | 434753.25 | 0
CZ04 | cAVVG | New Construction | Interior Lighting | 262654.5 | 0
CZ04 | cAVVG | New Construction | Exterior Lighting | 0 | 0
CZ04 | cAVVG | New Construction | Interior Equipment | 498363.12 | 0
CZ04 | cAVVG | New Construction | Exterior Equipment | 0 | 0
CZ04 | cAVVG | New Construction | Fans | 538907.1 | 0
CZ04 | cAVVG | New Construction | Pumps | 12760.23 | 0
CZ04 | cAVVG | New Construction | Heat Rejection | 0 | 0
CZ04 | cAVVG | New Construction | Humidification | 0 | 0
CZ04 | cAVVG | New Construction | Heat Recovery | 0 | 0
CZ04 | cAVVG | New Construction | Water Systems | 0 | 77856.33
CZ04 | cAVVG | New Construction | Refrigeration | 0 | 0
CZ04 | cAVVG | New Construction | Generators | 0 | 0
CZ04 | cAVVG | New Construction | Total End Uses | 1747438.19 | 878689.64
CZ05 | cAVVG | New Construction | Heating | 0 | 847494.79
CZ05 | cAVVG | New Construction | Cooling | 284184.89 | 0
CZ05 | cAVVG | New Construction | Interior Lighting | 262654.5 | 0
CZ05 | cAVVG | New Construction | Exterior Lighting | 0 | 0
CZ05 | cAVVG | New Construction | Interior Equipment | 498363.12 | 0
CZ05 | cAVVG | New Construction | Exterior Equipment | 0 | 0
CZ05 | cAVVG | New Construction | Fans | 522964.47 | 0
CZ05 | cAVVG | New Construction | Pumps | 12800.82 | 0
CZ05 | cAVVG | New Construction | Heat Rejection | 0 | 0
CZ05 | cAVVG | New Construction | Humidification | 0 | 0
CZ05 | cAVVG | New Construction | Heat Recovery | 0 | 0
CZ05 | cAVVG | New Construction | Water Systems | 0 | 80623.48
CZ05 | cAVVG | New Construction | Refrigeration | 0 | 0
CZ05 | cAVVG | New Construction | Generators | 0 | 0
CZ05 | cAVVG | New Construction | Total End Uses | 1580967.8 | 928118.28
CZ06 | cAVVG | New Construction | Heating | 0 | 491065.96
CZ06 | cAVVG | New Construction | Cooling | 491496.92 | 0
CZ06 | cAVVG | New Construction | Interior Lighting | 262654.5 | 0
CZ06 | cAVVG | New Construction | Exterior Lighting | 0 | 0
CZ06 | cAVVG | New Construction | Interior Equipment | 498363.12 | 0
CZ06 | cAVVG | New Construction | Exterior Equipment | 0 | 0
CZ06 | cAVVG | New Construction | Fans | 525083.34 | 0
CZ06 | cAVVG | New Construction | Pumps | 16127.18 | 0
CZ06 | cAVVG | New Construction | Heat Rejection | 0 | 0
CZ06 | cAVVG | New Construction | Humidification | 0 | 0
CZ06 | cAVVG | New Construction | Heat Recovery | 0 | 0
CZ06 | cAVVG | New Construction | Water Systems | 0 | 74442.7
CZ06 | cAVVG | New Construction | Refrigeration | 0 | 0
CZ06 | cAVVG | New Construction | Generators | 0 | 0
CZ06 | cAVVG | New Construction | Total End Uses | 1793725.06 | 565508.66
CZ07 | cAVVG | New Construction | Heating | 0 | 528654.77
CZ07 | cAVVG | New Construction | Cooling | 554824.84 | 0
CZ07 | cAVVG | New Construction | Interior Lighting | 262654.5 | 0
CZ07 | cAVVG | New Construction | Exterior Lighting | 0 | 0
CZ07 | cAVVG | New Construction | Interior Equipment | 498363.12 | 0
CZ07 | cAVVG | New Construction | Exterior Equipment | 0 | 0
CZ07 | cAVVG | New Construction | Fans | 552526.31 | 0
CZ07 | cAVVG | New Construction | Pumps | 17730.36 | 0
CZ07 | cAVVG | New Construction | Heat Rejection | 0 | 0
CZ07 | cAVVG | New Construction | Humidification | 0 | 0
CZ07 | cAVVG | New Construction | Heat Recovery | 0 | 0
CZ07 | cAVVG | New Construction | Water Systems | 0 | 73514.64
CZ07 | cAVVG | New Construction | Refrigeration | 0 | 0
CZ07 | cAVVG | New Construction | Generators | 0 | 0
CZ07 | cAVVG | New Construction | Total End Uses | 1886099.12 | 602169.41
CZ08 | cAVVG | New Construction | Heating | 0 | 567415.57
CZ08 | cAVVG | New Construction | Cooling | 632594.5 | 0
CZ08 | cAVVG | New Construction | Interior Lighting | 262654.5 | 0
CZ08 | cAVVG | New Construction | Exterior Lighting | 0 | 0
CZ08 | cAVVG | New Construction | Interior Equipment | 498363.12 | 0
CZ08 | cAVVG | New Construction | Exterior Equipment | 0 | 0
CZ08 | cAVVG | New Construction | Fans | 558288.22 | 0
CZ08 | cAVVG | New Construction | Pumps | 17758.85 | 0
CZ08 | cAVVG | New Construction | Heat Rejection | 0 | 0
CZ08 | cAVVG | New Construction | Humidification | 0 | 0
CZ08 | cAVVG | New Construction | Heat Recovery | 0 | 0
CZ08 | cAVVG | New Construction | Water Systems | 0 | 73370.92
CZ08 | cAVVG | New Construction | Refrigeration | 0 | 0
CZ08 | cAVVG | New Construction | Generators | 0 | 0
CZ08 | cAVVG | New Construction | Total End Uses | 1969659.19 | 640786.49
CZ09 | cAVVG | New Construction | Heating | 0 | 547382.48
CZ09 | cAVVG | New Construction | Cooling | 685792.57 | 0
CZ09 | cAVVG | New Construction | Interior Lighting | 262654.5 | 0
CZ09 | cAVVG | New Construction | Exterior Lighting | 0 | 0
CZ09 | cAVVG | New Construction | Interior Equipment | 498363.12 | 0
CZ09 | cAVVG | New Construction | Exterior Equipment | 0 | 0
CZ09 | cAVVG | New Construction | Fans | 566713.28 | 0
CZ09 | cAVVG | New Construction | Pumps | 17945.24 | 0
CZ09 | cAVVG | New Construction | Heat Rejection | 0 | 0
CZ09 | cAVVG | New Construction | Humidification | 0 | 0
CZ09 | cAVVG | New Construction | Heat Recovery | 0 | 0
CZ09 | cAVVG | New Construction | Water Systems | 0 | 72370.12
CZ09 | cAVVG | New Construction | Refrigeration | 0 | 0
CZ09 | cAVVG | New Construction | Generators | 0 | 0
CZ09 | cAVVG | New Construction | Total End Uses | 2031468.71 | 619752.59
CZ10 | cAVVG | New Construction | Heating | 0 | 684749.99
CZ10 | cAVVG | New Construction | Cooling | 875552.99 | 0
CZ10 | cAVVG | New Construction | Interior Lighting | 262654.5 | 0
CZ10 | cAVVG | New Construction | Exterior Lighting | 0 | 0
CZ10 | cAVVG | New Construction | Interior Equipment | 498363.12 | 0
CZ10 | cAVVG | New Construction | Exterior Equipment | 0 | 0
CZ10 | cAVVG | New Construction | Fans | 596931.51 | 0
CZ10 | cAVVG | New Construction | Pumps | 18261.4 | 0
CZ10 | cAVVG | New Construction | Heat Rejection | 0 | 0
CZ10 | cAVVG | New Construction | Humidification | 0 | 0
CZ10 | cAVVG | New Construction | Heat Recovery | 0 | 0
CZ10 | cAVVG | New Construction | Water Systems | 0 | 71690.68
CZ10 | cAVVG | New Construction | Refrigeration | 0 | 0
CZ10 | cAVVG | New Construction | Generators | 0 | 0
CZ10 | cAVVG | New Construction | Total End Uses | 2251763.51 | 756440.67
CZ11 | cAVVG | New Construction | Heating | 0 | 1115694.43
CZ11 | cAVVG | New Construction | Cooling | 899438.28 | 0
CZ11 | cAVVG | New Construction | Interior Lighting | 262654.5 | 0
CZ11 | cAVVG | New Construction | Exterior Lighting | 0 | 0
CZ11 | cAVVG | New Construction | Interior Equipment | 498363.12 | 0
CZ11 | cAVVG | New Construction | Exterior Equipment | 0 | 0
CZ11 | cAVVG | New Construction | Fans | 606741.09 | 0
CZ11 | cAVVG | New Construction | Pumps | 15975.21 | 0
CZ11 | cAVVG | New Construction | Heat Rejection | 0 | 0
CZ11 | cAVVG | New Construction | Humidification | 0 | 0
CZ11 | cAVVG | New Construction | Heat Recovery | 0 | 0
CZ11 | cAVVG | New Construction | Water Systems | 0 | 73202.42
CZ11 | cAVVG | New Construction | Refrigeration | 0 | 0
CZ11 | cAVVG | New Construction | Generators | 0 | 0
CZ11 | cAVVG | New Construction | Total End Uses | 2283172.19 | 1188896.84
CZ12 | cAVVG | New Construction | Heating | 0 | 1059005.07
CZ12 | cAVVG | New Construction | Cooling | 752193.68 | 0
CZ12 | cAVVG | New Construction | Interior Lighting | 262654.5 | 0
CZ12 | cAVVG | New Construction | Exterior Lighting | 0 | 0
CZ12 | cAVVG | New Construction | Interior Equipment | 498363.12 | 0
CZ12 | cAVVG | New Construction | Exterior Equipment | 0 | 0
CZ12 | cAVVG | New Construction | Fans | 587968.41 | 0
CZ12 | cAVVG | New Construction | Pumps | 16393.72 | 0
CZ12 | cAVVG | New Construction | Heat Rejection | 0 | 0
CZ12 | cAVVG | New Construction | Humidification | 0 | 0
CZ12 | cAVVG | New Construction | Heat Recovery | 0 | 0
CZ12 | cAVVG | New Construction | Water Systems | 0 | 75321.66
CZ12 | cAVVG | New Construction | Refrigeration | 0 | 0
CZ12 | cAVVG | New Construction | Generators | 0 | 0
CZ12 | cAVVG | New Construction | Total End Uses | 2117573.43 | 1134326.74
CZ13 | cAVVG | New Construction | Heating | 0 | 974593.38
CZ13 | cAVVG | New Construction | Cooling | 984352.92 | 0
CZ13 | cAVVG | New Construction | Interior Lighting | 262654.5 | 0
CZ13 | cAVVG | New Construction | Exterior Lighting | 0 | 0
CZ13 | cAVVG | New Construction | Interior Equipment | 498363.12 | 0
CZ13 | cAVVG | New Construction | Exterior Equipment | 0 | 0
CZ13 | cAVVG | New Construction | Fans | 618823.19 | 0
CZ13 | cAVVG | New Construction | Pumps | 18320.03 | 0
CZ13 | cAVVG | New Construction | Heat Rejection | 0 | 0
CZ13 | cAVVG | New Construction | Humidification | 0 | 0
CZ13 | cAVVG | New Construction | Heat Recovery | 0 | 0
CZ13 | cAVVG | New Construction | Water Systems | 0 | 71109.62
CZ13 | cAVVG | New Construction | Refrigeration | 0 | 0
CZ13 | cAVVG | New Construction | Generators | 0 | 0
CZ13 | cAVVG | New Construction | Total End Uses | 2382513.76 | 1045703
CZ14 | cAVVG | New Construction | Heating | 0 | 783359.98
CZ14 | cAVVG | New Construction | Cooling | 1218333.86 | 0
CZ14 | cAVVG | New Construction | Interior Lighting | 262654.5 | 0
CZ14 | cAVVG | New Construction | Exterior Lighting | 0 | 0
CZ14 | cAVVG | New Construction | Interior Equipment | 498363.12 | 0
CZ14 | cAVVG | New Construction | Exterior Equipment | 0 | 0
CZ14 | cAVVG | New Construction | Fans | 654618.89 | 0
CZ14 | cAVVG | New Construction | Pumps | 16634.1 | 0
CZ14 | cAVVG | New Construction | Heat Rejection | 0 | 0
CZ14 | cAVVG | New Construction | Humidification | 0 | 0
CZ14 | cAVVG | New Construction | Heat Recovery | 0 | 0
CZ14 | cAVVG | New Construction | Water Systems | 0 | 67517.15
CZ14 | cAVVG | New Construction | Refrigeration | 0 | 0
CZ14 | cAVVG | New Construction | Generators | 0 | 0
CZ14 | cAVVG | New Construction | Total End Uses | 2650604.47 | 850877.13
CZ15 | cAVVG | New Construction | Heating | 0 | 564765.75
CZ15 | cAVVG | New Construction | Cooling | 1818878.33 | 0
CZ15 | cAVVG | New Construction | Interior Lighting | 262654.5 | 0
CZ15 | cAVVG | New Construction | Exterior Lighting | 0 | 0
CZ15 | cAVVG | New Construction | Interior Equipment | 498363.12 | 0
CZ15 | cAVVG | New Construction | Exterior Equipment | 0 | 0
CZ15 | cAVVG | New Construction | Fans | 665483.16 | 0
CZ15 | cAVVG | New Construction | Pumps | 26278 | 0
CZ15 | cAVVG | New Construction | Heat Rejection | 0 | 0
CZ15 | cAVVG | New Construction | Humidification | 0 | 0
CZ15 | cAVVG | New Construction | Heat Recovery | 0 | 0
CZ15 | cAVVG | New Construction | Water Systems | 0 | 60128.73
CZ15 | cAVVG | New Construction | Refrigeration | 0 | 0
CZ15 | cAVVG | New Construction | Generators | 0 | 0
CZ15 | cAVVG | New Construction | Total End Uses | 3271657.11 | 624894.49
CZ16 | cAVVG | New Construction | Heating | 0 | 1310943.74
CZ16 | cAVVG | New Construction | Cooling | 761660.82 | 0
CZ16 | cAVVG | New Construction | Interior Lighting | 262654.5 | 0
CZ16 | cAVVG | New Construction | Exterior Lighting | 0 | 0
CZ16 | cAVVG | New Construction | Interior Equipment | 498363.12 | 0
CZ16 | cAVVG | New Construction | Exterior Equipment | 0 | 0
CZ16 | cAVVG | New Construction | Fans | 660613.45 | 0
CZ16 | cAVVG | New Construction | Pumps | 13404.29 | 0
CZ16 | cAVVG | New Construction | Heat Rejection | 0 | 0
CZ16 | cAVVG | New Construction | Humidification | 0 | 0
CZ16 | cAVVG | New Construction | Heat Recovery | 0 | 0
CZ16 | cAVVG | New Construction | Water Systems | 0 | 79579.65
CZ16 | cAVVG | New Construction | Refrigeration | 0 | 0
CZ16 | cAVVG | New Construction | Generators | 0 | 0
CZ16 | cAVVG | New Construction | Total End Uses | 2196696.17 | 1390523.38
CZ01 | cDXGF | Existing | Heating | 0 | 1178117.62
CZ01 | cDXGF | Existing | Cooling | 6970.57 | 0
CZ01 | cDXGF | Existing | Interior Lighting | 525438.58 | 0
CZ01 | cDXGF | Existing | Exterior Lighting | 0 | 0
CZ01 | cDXGF | Existing | Interior Equipment | 498363.12 | 0
CZ01 | cDXGF | Existing | Exterior Equipment | 0 | 0
CZ01 | cDXGF | Existing | Fans | 699260.86 | 0
CZ01 | cDXGF | Existing | Pumps | 0 | 0
CZ01 | cDXGF | Existing | Heat Rejection | 0 | 0
CZ01 | cDXGF | Existing | Humidification | 0 | 0
CZ01 | cDXGF | Existing | Heat Recovery | 0 | 0
CZ01 | cDXGF | Existing | Water Systems | 0 | 87940.64
CZ01 | cDXGF | Existing | Refrigeration | 0 | 0
CZ01 | cDXGF | Existing | Generators | 0 | 0
CZ01 | cDXGF | Existing | Total End Uses | 1730033.13 | 1266058.25
CZ02 | cDXGF | Existing | Heating | 0 | 695951.77
CZ02 | cDXGF | Existing | Cooling | 251463.1 | 0
CZ02 | cDXGF | Existing | Interior Lighting | 525438.58 | 0
CZ02 | cDXGF | Existing | Exterior Lighting | 0 | 0
CZ02 | cDXGF | Existing | Interior Equipment | 498363.12 | 0
CZ02 | cDXGF | Existing | Exterior Equipment | 0 | 0
CZ02 | cDXGF | Existing | Fans | 758716.43 | 0
CZ02 | cDXGF | Existing | Pumps | 0 | 0
CZ02 | cDXGF | Existing | Heat Rejection | 0 | 0
CZ02 | cDXGF | Existing | Humidification | 0 | 0
CZ02 | cDXGF | Existing | Heat Recovery | 0 | 0
CZ02 | cDXGF | Existing | Water Systems | 0 | 80944.57
CZ02 | cDXGF | Existing | Refrigeration | 0 | 0
CZ02 | cDXGF | Existing | Generators | 0 | 0
CZ02 | cDXGF | Existing | Total End Uses | 2033981.23 | 776896.35
CZ03 | cDXGF | Existing | Heating | 0 | 462261.54
CZ03 | cDXGF | Existing | Cooling | 134365.27 | 0
CZ03 | cDXGF | Existing | Interior Lighting | 525438.58 | 0
CZ03 | cDXGF | Existing | Exterior Lighting | 0 | 0
CZ03 | cDXGF | Existing | Interior Equipment | 498363.12 | 0
CZ03 | cDXGF | Existing | Exterior Equipment | 0 | 0
CZ03 | cDXGF | Existing | Fans | 744306.16 | 0
CZ03 | cDXGF | Existing | Pumps | 0 | 0
CZ03 | cDXGF | Existing | Heat Rejection | 0 | 0
CZ03 | cDXGF | Existing | Humidification | 0 | 0
CZ03 | cDXGF | Existing | Heat Recovery | 0 | 0
CZ03 | cDXGF | Existing | Water Systems | 0 | 80638.26
CZ03 | cDXGF | Existing | Refrigeration | 0 | 0
CZ03 | cDXGF | Existing | Generators | 0 | 0
CZ03 | cDXGF | Existing | Total End Uses | 1902473.12 | 542899.8
CZ04 | cDXGF | Existing | Heating | 0 | 415249.64
CZ04 | cDXGF | Existing | Cooling | 300726.77 | 0
CZ04 | cDXGF | Existing | Interior Lighting | 525438.58 | 0
CZ04 | cDXGF | Existing | Exterior Lighting | 0 | 0
CZ04 | cDXGF | Existing | Interior Equipment | 498363.12 | 0
CZ04 | cDXGF | Existing | Exterior Equipment | 0 | 0
CZ04 | cDXGF | Existing | Fans | 764605.69 | 0
CZ04 | cDXGF | Existing | Pumps | 0 | 0
CZ04 | cDXGF | Existing | Heat Rejection | 0 | 0
CZ04 | cDXGF | Existing | Humidification | 0 | 0
CZ04 | cDXGF | Existing | Heat Recovery | 0 | 0
CZ04 | cDXGF | Existing | Water Systems | 0 | 77943.35
CZ04 | cDXGF | Existing | Refrigeration | 0 | 0
CZ04 | cDXGF | Existing | Generators | 0 | 0
CZ04 | cDXGF | Existing | Total End Uses | 2089134.16 | 493192.99
CZ05 | cDXGF | Existing | Heating | 0 | 442667.77
CZ05 | cDXGF | Existing | Cooling | 176682.35 | 0
CZ05 | cDXGF | Existing | Interior Lighting | 525438.58 | 0
CZ05 | cDXGF | Existing | Exterior Lighting | 0 | 0
CZ05 | cDXGF | Existing | Interior Equipment | 498363.12 | 0
CZ05 | cDXGF | Existing | Exterior Equipment | 0 | 0
CZ05 | cDXGF | Existing | Fans | 745052.27 | 0
CZ05 | cDXGF | Existing | Pumps | 0 | 0
CZ05 | cDXGF | Existing | Heat Rejection | 0 | 0
CZ05 | cDXGF | Existing | Humidification | 0 | 0
CZ05 | cDXGF | Existing | Heat Recovery | 0 | 0
CZ05 | cDXGF | Existing | Water Systems | 0 | 80650.79
CZ05 | cDXGF | Existing | Refrigeration | 0 | 0
CZ05 | cDXGF | Existing | Generators | 0 | 0
CZ05 | cDXGF | Existing | Total End Uses | 1945536.31 | 523318.56
CZ06 | cDXGF | Existing | Heating | 0 | 103124.97
CZ06 | cDXGF | Existing | Cooling | 293094.35 | 0
CZ06 | cDXGF | Existing | Interior Lighting | 525438.58 | 0
CZ06 | cDXGF | Existing | Exterior Lighting | 0 | 0
CZ06 | cDXGF | Existing | Interior Equipment | 498363.12 | 0
CZ06 | cDXGF | Existing | Exterior Equipment | 0 | 0
CZ06 | cDXGF | Existing | Fans | 758699.74 | 0
CZ06 | cDXGF | Existing | Pumps | 0 | 0
CZ06 | cDXGF | Existing | Heat Rejection | 0 | 0
CZ06 | cDXGF | Existing | Humidification | 0 | 0
CZ06 | cDXGF | Existing | Heat Recovery | 0 | 0
CZ06 | cDXGF | Existing | Water Systems | 0 | 74430.95
CZ06 | cDXGF | Existing | Refrigeration | 0 | 0
CZ06 | cDXGF | Existing | Generators | 0 | 0
CZ06 | cDXGF | Existing | Total End Uses | 2075595.78 | 177555.92
CZ07 | cDXGF | Existing | Heating | 0 | 98137.65
CZ07 | cDXGF | Existing | Cooling | 330937.11 | 0
CZ07 | cDXGF | Existing | Interior Lighting | 525438.58 | 0
CZ07 | cDXGF | Existing | Exterior Lighting | 0 | 0
CZ07 | cDXGF | Existing | Interior Equipment | 498363.12 | 0
CZ07 | cDXGF | Existing | Exterior Equipment | 0 | 0
CZ07 | cDXGF | Existing | Fans | 749880.65 | 0
CZ07 | cDXGF | Existing | Pumps | 0 | 0
CZ07 | cDXGF | Existing | Heat Rejection | 0 | 0
CZ07 | cDXGF | Existing | Humidification | 0 | 0
CZ07 | cDXGF | Existing | Heat Recovery | 0 | 0
CZ07 | cDXGF | Existing | Water Systems | 0 | 73497.9
CZ07 | cDXGF | Existing | Refrigeration | 0 | 0
CZ07 | cDXGF | Existing | Generators | 0 | 0
CZ07 | cDXGF | Existing | Total End Uses | 2104619.45 | 171635.54
CZ08 | cDXGF | Existing | Heating | 0 | 149158.64
CZ08 | cDXGF | Existing | Cooling | 411093.46 | 0
CZ08 | cDXGF | Existing | Interior Lighting | 525438.58 | 0
CZ08 | cDXGF | Existing | Exterior Lighting | 0 | 0
CZ08 | cDXGF | Existing | Interior Equipment | 498363.12 | 0
CZ08 | cDXGF | Existing | Exterior Equipment | 0 | 0
CZ08 | cDXGF | Existing | Fans | 769225.02 | 0
CZ08 | cDXGF | Existing | Pumps | 0 | 0
CZ08 | cDXGF | Existing | Heat Rejection | 0 | 0
CZ08 | cDXGF | Existing | Humidification | 0 | 0
CZ08 | cDXGF | Existing | Heat Recovery | 0 | 0
CZ08 | cDXGF | Existing | Water Systems | 0 | 73391.27
CZ08 | cDXGF | Existing | Refrigeration | 0 | 0
CZ08 | cDXGF | Existing | Generators | 0 | 0
CZ08 | cDXGF | Existing | Total End Uses | 2204120.17 | 222549.92
CZ09 | cDXGF | Existing | Heating | 0 | 125121.67
CZ09 | cDXGF | Existing | Cooling | 468633.83 | 0
CZ09 | cDXGF | Existing | Interior Lighting | 525438.58 | 0
CZ09 | cDXGF | Existing | Exterior Lighting | 0 | 0
CZ09 | cDXGF | Existing | Interior Equipment | 498363.12 | 0
CZ09 | cDXGF | Existing | Exterior Equipment | 0 | 0
CZ09 | cDXGF | Existing | Fans | 793434.29 | 0
CZ09 | cDXGF | Existing | Pumps | 0 | 0
CZ09 | cDXGF | Existing | Heat Rejection | 0 | 0
CZ09 | cDXGF | Existing | Humidification | 0 | 0
CZ09 | cDXGF | Existing | Heat Recovery | 0 | 0
CZ09 | cDXGF | Existing | Water Systems | 0 | 72402.05
CZ09 | cDXGF | Existing | Refrigeration | 0 | 0
CZ09 | cDXGF | Existing | Generators | 0 | 0
CZ09 | cDXGF | Existing | Total End Uses | 2285869.82 | 197523.72
CZ10 | cDXGF | Existing | Heating | 0 | 270259.74
CZ10 | cDXGF | Existing | Cooling | 643527.03 | 0
CZ10 | cDXGF | Existing | Interior Lighting | 525438.58 | 0
CZ10 | cDXGF | Existing | Exterior Lighting | 0 | 0
CZ10 | cDXGF | Existing | Interior Equipment | 498363.12 | 0
CZ10 | cDXGF | Existing | Exterior Equipment | 0 | 0
CZ10 | cDXGF | Existing | Fans | 791055.33 | 0
CZ10 | cDXGF | Existing | Pumps | 0 | 0
CZ10 | cDXGF | Existing | Heat Rejection | 0 | 0
CZ10 | cDXGF | Existing | Humidification | 0 | 0
CZ10 | cDXGF | Existing | Heat Recovery | 0 | 0
CZ10 | cDXGF | Existing | Water Systems | 0 | 71847.39
CZ10 | cDXGF | Existing | Refrigeration | 0 | 0
CZ10 | cDXGF | Existing | Generators | 0 | 0
CZ10 | cDXGF | Existing | Total End Uses | 2458384.06 | 342107.14
CZ11 | cDXGF | Existing | Heating | 0 | 668153
CZ11 | cDXGF | Existing | Cooling | 694833.83 | 0
CZ11 | cDXGF | Existing | Interior Lighting | 525438.58 | 0
CZ11 | cDXGF | Existing | Exterior Lighting | 0 | 0
CZ11 | cDXGF | Existing | Interior Equipment | 498363.12 | 0
CZ11 | cDXGF | Existing | Exterior Equipment | 0 | 0
CZ11 | cDXGF | Existing | Fans | 818620.47 | 0
CZ11 | cDXGF | Existing | Pumps | 0 | 0
CZ11 | cDXGF | Existing | Heat Rejection | 0 | 0
CZ11 | cDXGF | Existing | Humidification | 0 | 0
CZ11 | cDXGF | Existing | Heat Recovery | 0 | 0
CZ11 | cDXGF | Existing | Water Systems | 0 | 73433.19
CZ11 | cDXGF | Existing | Refrigeration | 0 | 0
CZ11 | cDXGF | Existing | Generators | 0 | 0
CZ11 | cDXGF | Existing | Total End Uses | 2537256 | 741586.19
CZ12 | cDXGF | Existing | Heating | 0 | 626388.57
CZ12 | cDXGF | Existing | Cooling | 563782.55 | 0
CZ12 | cDXGF | Existing | Interior Lighting | 525438.58 | 0
CZ12 | cDXGF | Existing | Exterior Lighting | 0 | 0
CZ12 | cDXGF | Existing | Interior Equipment | 498363.12 | 0
CZ12 | cDXGF | Existing | Exterior Equipment | 0 | 0
CZ12 | cDXGF | Existing | Fans | 781451.02 | 0
CZ12 | cDXGF | Existing | Pumps | 0 | 0
CZ12 | cDXGF | Existing | Heat Rejection | 0 | 0
CZ12 | cDXGF | Existing | Humidification | 0 | 0
CZ12 | cDXGF | Existing | Heat Recovery | 0 | 0
CZ12 | cDXGF | Existing | Water Systems | 0 | 75449.28
CZ12 | cDXGF | Existing | Refrigeration | 0 | 0
CZ12 | cDXGF | Existing | Generators | 0 | 0
CZ12 | cDXGF | Existing | Total End Uses | 2369035.26 | 701837.85
CZ13 | cDXGF | Existing | Heating | 0 | 546501.23
CZ13 | cDXGF | Existing | Cooling | 764387.02 | 0
CZ13 | cDXGF | Existing | Interior Lighting | 525438.58 | 0
CZ13 | cDXGF | Existing | Exterior Lighting | 0 | 0
CZ13 | cDXGF | Existing | Interior Equipment | 498363.12 | 0
CZ13 | cDXGF | Existing | Exterior Equipment | 0 | 0
CZ13 | cDXGF | Existing | Fans | 812340.25 | 0
CZ13 | cDXGF | Existing | Pumps | 0 | 0
CZ13 | cDXGF | Existing | Heat Rejection | 0 | 0
CZ13 | cDXGF | Existing | Humidification | 0 | 0
CZ13 | cDXGF | Existing | Heat Recovery | 0 | 0
CZ13 | cDXGF | Existing | Water Systems | 0 | 71344.32
CZ13 | cDXGF | Existing | Refrigeration | 0 | 0
CZ13 | cDXGF | Existing | Generators | 0 | 0
CZ13 | cDXGF | Existing | Total End Uses | 2600528.96 | 617845.55
CZ14 | cDXGF | Existing | Heating | 0 | 344488.74
CZ14 | cDXGF | Existing | Cooling | 979793.62 | 0
CZ14 | cDXGF | Existing | Interior Lighting | 525438.58 | 0
CZ14 | cDXGF | Existing | Exterior Lighting | 0 | 0
CZ14 | cDXGF | Existing | Interior Equipment | 498363.12 | 0
CZ14 | cDXGF | Existing | Exterior Equipment | 0 | 0
CZ14 | cDXGF | Existing | Fans | 878273.71 | 0
CZ14 | cDXGF | Existing | Pumps | 0 | 0
CZ14 | cDXGF | Existing | Heat Rejection | 0 | 0
CZ14 | cDXGF | Existing | Humidification | 0 | 0
CZ14 | cDXGF | Existing | Heat Recovery | 0 | 0
CZ14 | cDXGF | Existing | Water Systems | 0 | 67804.46
CZ14 | cDXGF | Existing | Refrigeration | 0 | 0
CZ14 | cDXGF | Existing | Generators | 0 | 0
CZ14 | cDXGF | Existing | Total End Uses | 2881869.02 | 412293.2
CZ15 | cDXGF | Existing | Heating | 0 | 116071.59
CZ15 | cDXGF | Existing | Cooling | 1342668.19 | 0
CZ15 | cDXGF | Existing | Interior Lighting | 525438.58 | 0
CZ15 | cDXGF | Existing | Exterior Lighting | 0 | 0
CZ15 | cDXGF | Existing | Interior Equipment | 498363.12 | 0
CZ15 | cDXGF | Existing | Exterior Equipment | 0 | 0
CZ15 | cDXGF | Existing | Fans | 848569.36 | 0
CZ15 | cDXGF | Existing | Pumps | 0 | 0
CZ15 | cDXGF | Existing | Heat Rejection | 0 | 0
CZ15 | cDXGF | Existing | Humidification | 0 | 0
CZ15 | cDXGF | Existing | Heat Recovery | 0 | 0
CZ15 | cDXGF | Existing | Water Systems | 0 | 60389.62
CZ15 | cDXGF | Existing | Refrigeration | 0 | 0
CZ15 | cDXGF | Existing | Generators | 0 | 0
CZ15 | cDXGF | Existing | Total End Uses | 3215039.25 | 176461.21
CZ16 | cDXGF | Existing | Heating | 0 | 868874.53
CZ16 | cDXGF | Existing | Cooling | 629906.58 | 0
CZ16 | cDXGF | Existing | Interior Lighting | 525438.58 | 0
CZ16 | cDXGF | Existing | Exterior Lighting | 0 | 0
CZ16 | cDXGF | Existing | Interior Equipment | 498363.12 | 0
CZ16 | cDXGF | Existing | Exterior Equipment | 0 | 0
CZ16 | cDXGF | Existing | Fans | 906100.88 | 0
CZ16 | cDXGF | Existing | Pumps | 0 | 0
CZ16 | cDXGF | Existing | Heat Rejection | 0 | 0
CZ16 | cDXGF | Existing | Humidification | 0 | 0
CZ16 | cDXGF | Existing | Heat Recovery | 0 | 0
CZ16 | cDXGF | Existing | Water Systems | 0 | 79688.83
CZ16 | cDXGF | Existing | Refrigeration | 0 | 0
CZ16 | cDXGF | Existing | Generators | 0 | 0
CZ16 | cDXGF | Existing | Total End Uses | 2559809.16 | 948563.35
CZ01 | cDXGF | New Construction | Heating | 0 | 1359897.12
CZ01 | cDXGF | New Construction | Cooling | 6489.81 | 0
CZ01 | cDXGF | New Construction | Interior Lighting | 262654.5 | 0
CZ01 | cDXGF | New Construction | Exterior Lighting | 0 | 0
CZ01 | cDXGF | New Construction | Interior Equipment | 498363.12 | 0
CZ01 | cDXGF | New Construction | Exterior Equipment | 0 | 0
CZ01 | cDXGF | New Construction | Fans | 586627.03 | 0
CZ01 | cDXGF | New Construction | Pumps | 0 | 0
CZ01 | cDXGF | New Construction | Heat Rejection | 0 | 0
CZ01 | cDXGF | New Construction | Humidification | 0 | 0
CZ01 | cDXGF | New Construction | Heat Recovery | 0 | 0
CZ01 | cDXGF | New Construction | Water Systems | 0 | 87955.26
CZ01 | cDXGF | New Construction | Refrigeration | 0 | 0
CZ01 | cDXGF | New Construction | Generators | 0 | 0
CZ01 | cDXGF | New Construction | Total End Uses | 1354134.46 | 1447852.38
CZ02 | cDXGF | New Construction | Heating | 0 | 801751.66
CZ02 | cDXGF | New Construction | Cooling | 214874.45 | 0
CZ02 | cDXGF | New Construction | Interior Lighting | 262654.5 | 0
CZ02 | cDXGF | New Construction | Exterior Lighting | 0 | 0
CZ02 | cDXGF | New Construction | Interior Equipment | 498363.12 | 0
CZ02 | cDXGF | New Construction | Exterior Equipment | 0 | 0
CZ02 | cDXGF | New Construction | Fans | 618777.7 | 0
CZ02 | cDXGF | New Construction | Pumps | 0 | 0
CZ02 | cDXGF | New Construction | Heat Rejection | 0 | 0
CZ02 | cDXGF | New Construction | Humidification | 0 | 0
CZ02 | cDXGF | New Construction | Heat Recovery | 0 | 0
CZ02 | cDXGF | New Construction | Water Systems | 0 | 80895.23
CZ02 | cDXGF | New Construction | Refrigeration | 0 | 0
CZ02 | cDXGF | New Construction | Generators | 0 | 0
CZ02 | cDXGF | New Construction | Total End Uses | 1594669.76 | 882646.89
CZ03 | cDXGF | New Construction | Heating | 0 | 583475.24
CZ03 | cDXGF | New Construction | Cooling | 114279.33 | 0
CZ03 | cDXGF | New Construction | Interior Lighting | 262654.5 | 0
CZ03 | cDXGF | New Construction | Exterior Lighting | 0 | 0
CZ03 | cDXGF | New Construction | Interior Equipment | 498363.12 | 0
CZ03 | cDXGF | New Construction | Exterior Equipment | 0 | 0
CZ03 | cDXGF | New Construction | Fans | 612770.85 | 0
CZ03 | cDXGF | New Construction | Pumps | 0 | 0
CZ03 | cDXGF | New Construction | Heat Rejection | 0 | 0
CZ03 | cDXGF | New Construction | Humidification | 0 | 0
CZ03 | cDXGF | New Construction | Heat Recovery | 0 | 0
CZ03 | cDXGF | New Construction | Water Systems | 0 | 80636.5
CZ03 | cDXGF | New Construction | Refrigeration | 0 | 0
CZ03 | cDXGF | New Construction | Generators | 0 | 0
CZ03 | cDXGF | New Construction | Total End Uses | 1488067.8 | 664111.73
CZ04 | cDXGF | New Construction | Heating | 0 | 511083.52
CZ04 | cDXGF | New Construction | Cooling | 253794.1 | 0
CZ04 | cDXGF | New Construction | Interior Lighting | 262654.5 | 0
CZ04 | cDXGF | New Construction | Exterior Lighting | 0 | 0
CZ04 | cDXGF | New Construction | Interior Equipment | 498363.12 | 0
CZ04 | cDXGF | New Construction | Exterior Equipment | 0 | 0
CZ04 | cDXGF | New Construction | Fans | 622963.06 | 0
CZ04 | cDXGF | New Construction | Pumps | 0 | 0
CZ04 | cDXGF | New Construction | Heat Rejection | 0 | 0
CZ04 | cDXGF | New Construction | Humidification | 0 | 0
CZ04 | cDXGF | New Construction | Heat Recovery | 0 | 0
CZ04 | cDXGF | New Construction | Water Systems | 0 | 77862.38
CZ04 | cDXGF | New Construction | Refrigeration | 0 | 0
CZ04 | cDXGF | New Construction | Generators | 0 | 0
CZ04 | cDXGF | New Construction | Total End Uses | 1637774.78 | 588945.89
CZ05 | cDXGF | New Construction | Heating | 0 | 562595.12
CZ05 | cDXGF | New Construction | Cooling | 149880.56 | 0
CZ05 | cDXGF | New Construction | Interior Lighting | 262654.5 | 0
CZ05 | cDXGF | New Construction | Exterior Lighting | 0 | 0
CZ05 | cDXGF | New Construction | Interior Equipment | 498363.12 | 0
CZ05 | cDXGF | New Construction | Exterior Equipment | 0 | 0
CZ05 | cDXGF | New Construction | Fans | 612517.91 | 0
CZ05 | cDXGF | New Construction | Pumps | 0 | 0
CZ05 | cDXGF | New Construction | Heat Rejection | 0 | 0
CZ05 | cDXGF | New Construction | Humidification | 0 | 0
CZ05 | cDXGF | New Construction | Heat Recovery | 0 | 0
CZ05 | cDXGF | New Construction | Water Systems | 0 | 80626.77
CZ05 | cDXGF | New Construction | Refrigeration | 0 | 0
CZ05 | cDXGF | New Construction | Generators | 0 | 0
CZ05 | cDXGF | New Construction | Total End Uses | 1523416.08 | 643221.9
CZ06 | cDXGF | New Construction | Heating | 0 | 155949.94
CZ06 | cDXGF | New Construction | Cooling | 241311.17 | 0
CZ06 | cDXGF | New Construction | Interior Lighting | 262654.5 | 0
CZ06 | cDXGF | New Construction | Exterior Lighting | 0 | 0
CZ06 | cDXGF | New Construction | Interior Equipment | 498363.12 | 0
CZ06 | cDXGF | New Construction | Exterior Equipment | 0 | 0
CZ06 | cDXGF | New Construction | Fans | 623131.14 | 0
CZ06 | cDXGF | New Construction | Pumps | 0 | 0
CZ06 | cDXGF | New Construction | Heat Rejection | 0 | 0
CZ06 | cDXGF | New Construction | Humidification | 0 | 0
CZ06 | cDXGF | New Construction | Heat Recovery | 0 | 0
CZ06 | cDXGF | New Construction | Water Systems | 0 | 74441.89
CZ06 | cDXGF | New Construction | Refrigeration | 0 | 0
CZ06 | cDXGF | New Construction | Generators | 0 | 0
CZ06 | cDXGF | New Construction | Total End Uses | 1625459.92 | 230391.84
CZ07 | cDXGF | New Construction | Heating | 0 | 147316.06
CZ07 | cDXGF | New Construction | Cooling | 269637.82 | 0
CZ07 | cDXGF | New Construction | Interior Lighting | 262654.5 | 0
CZ07 | cDXGF | New Construction | Exterior Lighting | 0 | 0
CZ07 | cDXGF | New Construction | Interior Equipment | 498363.12 | 0
CZ07 | cDXGF | New Construction | Exterior Equipment | 0 | 0
CZ07 | cDXGF | New Construction | Fans | 617153.86 | 0
CZ07 | cDXGF | New Construction | Pumps | 0 | 0
CZ07 | cDXGF | New Construction | Heat Rejection | 0 | 0
CZ07 | cDXGF | New Construction | Humidification | 0 | 0
CZ07 | cDXGF | New Construction | Heat Recovery | 0 | 0
CZ07 | cDXGF | New Construction | Water Systems | 0 | 73513.44
CZ07 | cDXGF | New Construction | Refrigeration | 0 | 0
CZ07 | cDXGF | New Construction | Generators | 0 | 0
CZ07 | cDXGF | New Construction | Total End Uses | 1647809.3 | 220829.5
CZ08 | cDXGF | New Construction | Heating | 0 | 203856.38
CZ08 | cDXGF | New Construction | Cooling | 342674.76 | 0
CZ08 | cDXGF | New Construction | Interior Lighting | 262654.5 | 0
CZ08 | cDXGF | New Construction | Exterior Lighting | 0 | 0
CZ08 | cDXGF | New Construction | Interior Equipment | 498363.12 | 0
CZ08 | cDXGF | New Construction | Exterior Equipment | 0 | 0
CZ08 | cDXGF | New Construction | Fans | 625828.42 | 0
CZ08 | cDXGF | New Construction | Pumps | 0 | 0
CZ08 | cDXGF | New Construction | Heat Rejection | 0 | 0
CZ08 | cDXGF | New Construction | Humidification | 0 | 0
CZ08 | cDXGF | New Construction | Heat Recovery | 0 | 0
CZ08 | cDXGF | New Construction | Water Systems | 0 | 73365.51
CZ08 | cDXGF | New Construction | Refrigeration | 0 | 0
CZ08 | cDXGF | New Construction | Generators | 0 | 0
CZ08 | cDXGF | New Construction | Total End Uses | 1729520.8 | 277221.89
CZ09 | cDXGF | New Construction | Heating | 0 | 175975.31
CZ09 | cDXGF | New Construction | Cooling | 383642.94 | 0
CZ09 | cDXGF | New Construction | Interior Lighting | 262654.5 | 0
CZ09 | cDXGF | New Construction | Exterior Lighting | 0 | 0
CZ09 | cDXGF | New Construction | Interior Equipment | 498363.12 | 0
CZ09 | cDXGF | New Construction | Exterior Equipment | 0 | 0
CZ09 | cDXGF | New Construction | Fans | 636361.56 | 0
CZ09 | cDXGF | New Construction | Pumps | 0 | 0
CZ09 | cDXGF | New Construction | Heat Rejection | 0 | 0
CZ09 | cDXGF | New Construction | Humidification | 0 | 0
CZ09 | cDXGF | New Construction | Heat Recovery | 0 | 0
CZ09 | cDXGF | New Construction | Water Systems | 0 | 72375.51
CZ09 | cDXGF | New Construction | Refrigeration | 0 | 0
CZ09 | cDXGF | New Construction | Generators | 0 | 0
CZ09 | cDXGF | New Construction | Total End Uses | 1781022.12 | 248350.82
CZ10 | cDXGF | New Construction | Heating | 0 | 329059.29
CZ10 | cDXGF | New Construction | Cooling | 560388.76 | 0
CZ10 | cDXGF | New Construction | Interior Lighting | 262654.5 | 0
CZ10 | cDXGF | New Construction | Exterior Lighting | 0 | 0
CZ10 | cDXGF | New Construction | Interior Equipment | 498363.12 | 0
CZ10 | cDXGF | New Construction | Exterior Equipment | 0 | 0
CZ10 | cDXGF | New Construction | Fans | 653438.58 | 0
CZ10 | cDXGF | New Construction | Pumps | 0 | 0
CZ10 | cDXGF | New Construction | Heat Rejection | 0 | 0
CZ10 | cDXGF | New Construction | Humidification | 0 | 0
CZ10 | cDXGF | New Construction | Heat Recovery | 0 | 0
CZ10 | cDXGF | New Construction | Water Systems | 0 | 71695.18
CZ10 | cDXGF | New Construction | Refrigeration | 0 | 0
CZ10 | cDXGF | New Construction | Generators | 0 | 0
CZ10 | cDXGF | New Construction | Total End Uses | 1974844.95 | 400754.47
CZ11 | cDXGF | New Construction | Heating | 0 | 746537.55
CZ11 | cDXGF | New Construction | Cooling | 599253.58 | 0
CZ11 | cDXGF | New Construction | Interior Lighting | 262654.5 | 0
CZ11 | cDXGF | New Construction | Exterior Lighting | 0 | 0
CZ11 | cDXGF | New Construction | Interior Equipment | 498363.12 | 0
CZ11 | cDXGF | New Construction | Exterior Equipment | 0 | 0
CZ11 | cDXGF | New Construction | Fans | 655608.95 | 0
CZ11 | cDXGF | New Construction | Pumps | 0 | 0
CZ11 | cDXGF | New Construction | Heat Rejection | 0 | 0
CZ11 | cDXGF | New Construction | Humidification | 0 | 0
CZ11 | cDXGF | New Construction | Heat Recovery | 0 | 0
CZ11 | cDXGF | New Construction | Water Systems | 0 | 73216.79
CZ11 | cDXGF | New Construction | Refrigeration | 0 | 0
CZ11 | cDXGF | New Construction | Generators | 0 | 0
CZ11 | cDXGF | New Construction | Total End Uses | 2015880.15 | 819754.33
CZ12 | cDXGF | New Construction | Heating | 0 | 701330.42
CZ12 | cDXGF | New Construction | Cooling | 485939.29 | 0
CZ12 | cDXGF | New Construction | Interior Lighting | 262654.5 | 0
CZ12 | cDXGF | New Construction | Exterior Lighting | 0 | 0
CZ12 | cDXGF | New Construction | Interior Equipment | 498363.12 | 0
CZ12 | cDXGF | New Construction | Exterior Equipment | 0 | 0
CZ12 | cDXGF | New Construction | Fans | 634195.18 | 0
CZ12 | cDXGF | New Construction | Pumps | 0 | 0
CZ12 | cDXGF | New Construction | Heat Rejection | 0 | 0
CZ12 | cDXGF | New Construction | Humidification | 0 | 0
CZ12 | cDXGF | New Construction | Heat Recovery | 0 | 0
CZ12 | cDXGF | New Construction | Water Systems | 0 | 75331.87
CZ12 | cDXGF | New Construction | Refrigeration | 0 | 0
CZ12 | cDXGF | New Construction | Generators | 0 | 0
CZ12 | cDXGF | New Construction | Total End Uses | 1881152.08 | 776662.29
CZ13 | cDXGF | New Construction | Heating | 0 | 618015.2
CZ13 | cDXGF | New Construction | Cooling | 660109.05 | 0
CZ13 | cDXGF | New Construction | Interior Lighting | 262654.5 | 0
CZ13 | cDXGF | New Construction | Exterior Lighting | 0 | 0
CZ13 | cDXGF | New Construction | Interior Equipment | 498363.12 | 0
CZ13 | cDXGF | New Construction | Exterior Equipment | 0 | 0
CZ13 | cDXGF | New Construction | Fans | 653370.62 | 0
CZ13 | cDXGF | New Construction | Pumps | 0 | 0
CZ13 | cDXGF | New Construction | Heat Rejection | 0 | 0
CZ13 | cDXGF | New Construction | Humidification | 0 | 0
CZ13 | cDXGF | New Construction | Heat Recovery | 0 | 0
CZ13 | cDXGF | New Construction | Water Systems | 0 | 71065.39
CZ13 | cDXGF | New Construction | Refrigeration | 0 | 0
CZ13 | cDXGF | New Construction | Generators | 0 | 0
CZ13 | cDXGF | New Construction | Total End Uses | 2074497.29 | 689080.59
CZ14 | cDXGF | New Construction | Heating | 0 | 410922.44
CZ14 | cDXGF | New Construction | Cooling | 850769.75 | 0
CZ14 | cDXGF | New Construction | Interior Lighting | 262654.5 | 0
CZ14 | cDXGF | New Construction | Exterior Lighting | 0 | 0
CZ14 | cDXGF | New Construction | Interior Equipment | 498363.12 | 0
CZ14 | cDXGF | New Construction | Exterior Equipment | 0 | 0
CZ14 | cDXGF | New Construction | Fans | 703132.54 | 0
CZ14 | cDXGF | New Construction | Pumps | 0 | 0
CZ14 | cDXGF | New Construction | Heat Rejection | 0 | 0
CZ14 | cDXGF | New Construction | Humidification | 0 | 0
CZ14 | cDXGF | New Construction | Heat Recovery | 0 | 0
CZ14 | cDXGF | New Construction | Water Systems | 0 | 67590.57
CZ14 | cDXGF | New Construction | Refrigeration | 0 | 0
CZ14 | cDXGF | New Construction | Generators | 0 | 0
CZ14 | cDXGF | New Construction | Total End Uses | 2314919.91 | 478513.02
CZ15 | cDXGF | New Construction | Heating | 0 | 151102.17
CZ15 | cDXGF | New Construction | Cooling | 1152125.86 | 0
CZ15 | cDXGF | New Construction | Interior Lighting | 262654.5 | 0
CZ15 | cDXGF | New Construction | Exterior Lighting | 0 | 0
CZ15 | cDXGF | New Construction | Interior Equipment | 498363.12 | 0
CZ15 | cDXGF | New Construction | Exterior Equipment | 0 | 0
CZ15 | cDXGF | New Construction | Fans | 669659.22 | 0
CZ15 | cDXGF | New Construction | Pumps | 0 | 0
CZ15 | cDXGF | New Construction | Heat Rejection | 0 | 0
CZ15 | cDXGF | New Construction | Humidification | 0 | 0
CZ15 | cDXGF | New Construction | Heat Recovery | 0 | 0
CZ15 | cDXGF | New Construction | Water Systems | 0 | 60169.93
CZ15 | cDXGF | New Construction | Refrigeration | 0 | 0
CZ15 | cDXGF | New Construction | Generators | 0 | 0
CZ15 | cDXGF | New Construction | Total End Uses | 2582802.7 | 211272.09
CZ16 | cDXGF | New Construction | Heating | 0 | 938114.08
CZ16 | cDXGF | New Construction | Cooling | 551431.28 | 0
CZ16 | cDXGF | New Construction | Interior Lighting | 262654.5 | 0
CZ16 | cDXGF | New Construction | Exterior Lighting | 0 | 0
CZ16 | cDXGF | New Construction | Interior Equipment | 498363.12 | 0
CZ16 | cDXGF | New Construction | Exterior Equipment | 0 | 0
CZ16 | cDXGF | New Construction | Fans | 741523.74 | 0
CZ16 | cDXGF | New Construction | Pumps | 0 | 0
CZ16 | cDXGF | New Construction | Heat Rejection | 0 | 0
CZ16 | cDXGF | New Construction | Humidification | 0 | 0
CZ16 | cDXGF | New Construction | Heat Recovery | 0 | 0
CZ16 | cDXGF | New Construction | Water Systems | 0 | 79629.09
CZ16 | cDXGF | New Construction | Refrigeration | 0 | 0
CZ16 | cDXGF | New Construction | Generators | 0 | 0
CZ16 | cDXGF | New Construction | Total End Uses | 2053972.63 | 1017743.17
CZ01 | cDXHP | Existing | Heating | 282206.29 | 0
CZ01 | cDXHP | Existing | Cooling | 6770.95 | 0
CZ01 | cDXHP | Existing | Interior Lighting | 525438.58 | 0
CZ01 | cDXHP | Existing | Exterior Lighting | 0 | 0
CZ01 | cDXHP | Existing | Interior Equipment | 498363.12 | 0
CZ01 | cDXHP | Existing | Exterior Equipment | 0 | 0
CZ01 | cDXHP | Existing | Fans | 699260.86 | 0
CZ01 | cDXHP | Existing | Pumps | 0 | 0
CZ01 | cDXHP | Existing | Heat Rejection | 0 | 0
CZ01 | cDXHP | Existing | Humidification | 0 | 0
CZ01 | cDXHP | Existing | Heat Recovery | 0 | 0
CZ01 | cDXHP | Existing | Water Systems | 0 | 87940.64
CZ01 | cDXHP | Existing | Refrigeration | 0 | 0
CZ01 | cDXHP | Existing | Generators | 0 | 0
CZ01 | cDXHP | Existing | Total End Uses | 2012039.79 | 87940.64
CZ02 | cDXHP | Existing | Heating | 173513.69 | 0
CZ02 | cDXHP | Existing | Cooling | 250963.73 | 0
CZ02 | cDXHP | Existing | Interior Lighting | 525438.58 | 0
CZ02 | cDXHP | Existing | Exterior Lighting | 0 | 0
CZ02 | cDXHP | Existing | Interior Equipment | 498363.12 | 0
CZ02 | cDXHP | Existing | Exterior Equipment | 0 | 0
CZ02 | cDXHP | Existing | Fans | 758716.43 | 0
CZ02 | cDXHP | Existing | Pumps | 0 | 0
CZ02 | cDXHP | Existing | Heat Rejection | 0 | 0
CZ02 | cDXHP | Existing | Humidification | 0 | 0
CZ02 | cDXHP | Existing | Heat Recovery | 0 | 0
CZ02 | cDXHP | Existing | Water Systems | 0 | 80944.81
CZ02 | cDXHP | Existing | Refrigeration | 0 | 0
CZ02 | cDXHP | Existing | Generators | 0 | 0
CZ02 | cDXHP | Existing | Total End Uses | 2206995.55 | 80944.81
CZ03 | cDXHP | Existing | Heating | 110349.92 | 0
CZ03 | cDXHP | Existing | Cooling | 133831.47 | 0
CZ03 | cDXHP | Existing | Interior Lighting | 525438.58 | 0
CZ03 | cDXHP | Existing | Exterior Lighting | 0 | 0
CZ03 | cDXHP | Existing | Interior Equipment | 498363.12 | 0
CZ03 | cDXHP | Existing | Exterior Equipment | 0 | 0
CZ03 | cDXHP | Existing | Fans | 744306.16 | 0
CZ03 | cDXHP | Existing | Pumps | 0 | 0
CZ03 | cDXHP | Existing | Heat Rejection | 0 | 0
CZ03 | cDXHP | Existing | Humidification | 0 | 0
CZ03 | cDXHP | Existing | Heat Recovery | 0 | 0
CZ03 | cDXHP | Existing | Water Systems | 0 | 80638.26
CZ03 | cDXHP | Existing | Refrigeration | 0 | 0
CZ03 | cDXHP | Existing | Generators | 0 | 0
CZ03 | cDXHP | Existing | Total End Uses | 2012289.23 | 80638.26
CZ04 | cDXHP | Existing | Heating | 99384.61 | 0
CZ04 | cDXHP | Existing | Cooling | 300714.92 | 0
CZ04 | cDXHP | Existing | Interior Lighting | 525438.58 | 0
CZ04 | cDXHP | Existing | Exterior Lighting | 0 | 0
CZ04 | cDXHP | Existing | Interior Equipment | 498363.12 | 0
CZ04 | cDXHP | Existing | Exterior Equipment | 0 | 0
CZ04 | cDXHP | Existing | Fans | 764605.69 | 0
CZ04 | cDXHP | Existing | Pumps | 0 | 0
CZ04 | cDXHP | Existing | Heat Rejection | 0 | 0
CZ04 | cDXHP | Existing | Humidification | 0 | 0
CZ04 | cDXHP | Existing | Heat Recovery | 0 | 0
CZ04 | cDXHP | Existing | Water Systems | 0 | 77943.35
CZ04 | cDXHP | Existing | Refrigeration | 0 | 0
CZ04 | cDXHP | Existing | Generators | 0 | 0
CZ04 | cDXHP | Existing | Total End Uses | 2188506.92 | 77943.35
CZ05 | cDXHP | Existing | Heating | 106604.43 | 0
CZ05 | cDXHP | Existing | Cooling | 177102.89 | 0
CZ05 | cDXHP | Existing | Interior Lighting | 525438.58 | 0
CZ05 | cDXHP | Existing | Exterior Lighting | 0 | 0
CZ05 | cDXHP | Existing | Interior Equipment | 498363.12 | 0
CZ05 | cDXHP | Existing | Exterior Equipment | 0 | 0
CZ05 | cDXHP | Existing | Fans | 745052.27 | 0
CZ05 | cDXHP | Existing | Pumps | 0 | 0
CZ05 | cDXHP | Existing | Heat Rejection | 0 | 0
CZ05 | cDXHP | Existing | Humidification | 0 | 0
CZ05 | cDXHP | Existing | Heat Recovery | 0 | 0
CZ05 | cDXHP | Existing | Water Systems | 0 | 80650.79
CZ05 | cDXHP | Existing | Refrigeration | 0 | 0
CZ05 | cDXHP | Existing | Generators | 0 | 0
CZ05 | cDXHP | Existing | Total End Uses | 2052561.28 | 80650.79
CZ06 | cDXHP | Existing | Heating | 24016.36 | 0
CZ06 | cDXHP | Existing | Cooling | 278260.54 | 0
CZ06 | cDXHP | Existing | Interior Lighting | 525438.58 | 0
CZ06 | cDXHP | Existing | Exterior Lighting | 0 | 0
CZ06 | cDXHP | Existing | Interior Equipment | 498363.12 | 0
CZ06 | cDXHP | Existing | Exterior Equipment | 0 | 0
CZ06 | cDXHP | Existing | Fans | 758699.74 | 0
CZ06 | cDXHP | Existing | Pumps | 0 | 0
CZ06 | cDXHP | Existing | Heat Rejection | 0 | 0
CZ06 | cDXHP | Existing | Humidification | 0 | 0
CZ06 | cDXHP | Existing | Heat Recovery | 0 | 0
CZ06 | cDXHP | Existing | Water Systems | 0 | 74430.95
CZ06 | cDXHP | Existing | Refrigeration | 0 | 0
CZ06 | cDXHP | Existing | Generators | 0 | 0
CZ06 | cDXHP | Existing | Total End Uses | 2084778.34 | 74430.95
CZ07 | cDXHP | Existing | Heating | 22841.22 | 0
CZ07 | cDXHP | Existing | Cooling | 322479.28 | 0
CZ07 | cDXHP | Existing | Interior Lighting | 525438.58 | 0
CZ07 | cDXHP | Existing | Exterior Lighting | 0 | 0
CZ07 | cDXHP | Existing | Interior Equipment | 498363.12 | 0
CZ07 | cDXHP | Existing | Exterior Equipment | 0 | 0
CZ07 | cDXHP | Existing | Fans | 749880.65 | 0
CZ07 | cDXHP | Existing | Pumps | 0 | 0
CZ07 | cDXHP | Existing | Heat Rejection | 0 | 0
CZ07 | cDXHP | Existing | Humidification | 0 | 0
CZ07 | cDXHP | Existing | Heat Recovery | 0 | 0
CZ07 | cDXHP | Existing | Water Systems | 0 | 73497.9
CZ07 | cDXHP | Existing | Refrigeration | 0 | 0
CZ07 | cDXHP | Existing | Generators | 0 | 0
CZ07 | cDXHP | Existing | Total End Uses | 2119002.84 | 73497.9
CZ08 | cDXHP | Existing | Heating | 35043.77 | 0
CZ08 | cDXHP | Existing | Cooling | 410105.45 | 0
CZ08 | cDXHP | Existing | Interior Lighting | 525438.58 | 0
CZ08 | cDXHP | Existing | Exterior Lighting | 0 | 0
CZ08 | cDXHP | Existing | Interior Equipment | 498363.12 | 0
CZ08 | cDXHP | Existing | Exterior Equipment | 0 | 0
CZ08 | cDXHP | Existing | Fans | 769225.02 | 0
CZ08 | cDXHP | Existing | Pumps | 0 | 0
CZ08 | cDXHP | Existing | Heat Rejection | 0 | 0
CZ08 | cDXHP | Existing | Humidification | 0 | 0
CZ08 | cDXHP | Existing | Heat Recovery | 0 | 0
CZ08 | cDXHP | Existing | Water Systems | 0 | 73391.27
CZ08 | cDXHP | Existing | Refrigeration | 0 | 0
CZ08 | cDXHP | Existing | Generators | 0 | 0
CZ08 | cDXHP | Existing | Total End Uses | 2238175.92 | 73391.27
CZ09 | cDXHP | Existing | Heating | 29368.66 | 0
CZ09 | cDXHP | Existing | Cooling | 465318.94 | 0
CZ09 | cDXHP | Existing | Interior Lighting | 525438.58 | 0
CZ09 | cDXHP | Existing | Exterior Lighting | 0 | 0
CZ09 | cDXHP | Existing | Interior Equipment | 498363.12 | 0
CZ09 | cDXHP | Existing | Exterior Equipment | 0 | 0
CZ09 | cDXHP | Existing | Fans | 793434.29 | 0
CZ09 | cDXHP | Existing | Pumps | 0 | 0
CZ09 | cDXHP | Existing | Heat Rejection | 0 | 0
CZ09 | cDXHP | Existing | Humidification | 0 | 0
CZ09 | cDXHP | Existing | Heat Recovery | 0 | 0
CZ09 | cDXHP | Existing | Water Systems | 0 | 72402.05
CZ09 | cDXHP | Existing | Refrigeration | 0 | 0
CZ09 | cDXHP | Existing | Generators | 0 | 0
CZ09 | cDXHP | Existing | Total End Uses | 2311923.59 | 72402.05
CZ10 | cDXHP | Existing | Heating | 66430.69 | 0
CZ10 | cDXHP | Existing | Cooling | 643410.75 | 0
CZ10 | cDXHP | Existing | Interior Lighting | 525438.58 | 0
CZ10 | cDXHP | Existing | Exterior Lighting | 0 | 0
CZ10 | cDXHP | Existing | Interior Equipment | 498363.12 | 0
CZ10 | cDXHP | Existing | Exterior Equipment | 0 | 0
CZ10 | cDXHP | Existing | Fans | 791055.33 | 0
CZ10 | cDXHP | Existing | Pumps | 0 | 0
CZ10 | cDXHP | Existing | Heat Rejection | 0 | 0
CZ10 | cDXHP | Existing | Humidification | 0 | 0
CZ10 | cDXHP | Existing | Heat Recovery | 0 | 0
CZ10 | cDXHP | Existing | Water Systems | 0 | 71847.39
CZ10 | cDXHP | Existing | Refrigeration | 0 | 0
CZ10 | cDXHP | Existing | Generators | 0 | 0
CZ10 | cDXHP | Existing | Total End Uses | 2524698.47 | 71847.39
CZ11 | cDXHP | Existing | Heating | 167989.13 | 0
CZ11 | cDXHP | Existing | Cooling | 694844.4 | 0
CZ11 | cDXHP | Existing | Interior Lighting | 525438.58 | 0
CZ11 | cDXHP | Existing | Exterior Lighting | 0 | 0
CZ11 | cDXHP | Existing | Interior Equipment | 498363.12 | 0
CZ11 | cDXHP | Existing | Exterior Equipment | 0 | 0
CZ11 | cDXHP | Existing | Fans | 818616.62 | 0
CZ11 | cDXHP | Existing | Pumps | 0 | 0
CZ11 | cDXHP | Existing | Heat Rejection | 0 | 0
CZ11 | cDXHP | Existing | Humidification | 0 | 0
CZ11 | cDXHP | Existing | Heat Recovery | 0 | 0
CZ11 | cDXHP | Existing | Water Systems | 0 | 73433.04
CZ11 | cDXHP | Existing | Refrigeration | 0 | 0
CZ11 | cDXHP | Existing | Generators | 0 | 0
CZ11 | cDXHP | Existing | Total End Uses | 2705251.84 | 73433.04
CZ12 | cDXHP | Existing | Heating | 157104.52 | 0
CZ12 | cDXHP | Existing | Cooling | 563634.06 | 0
CZ12 | cDXHP | Existing | Interior Lighting | 525438.58 | 0
CZ12 | cDXHP | Existing | Exterior Lighting | 0 | 0
CZ12 | cDXHP | Existing | Interior Equipment | 498363.12 | 0
CZ12 | cDXHP | Existing | Exterior Equipment | 0 | 0
CZ12 | cDXHP | Existing | Fans | 781451.02 | 0
CZ12 | cDXHP | Existing | Pumps | 0 | 0
CZ12 | cDXHP | Existing | Heat Rejection | 0 | 0
CZ12 | cDXHP | Existing | Humidification | 0 | 0
CZ12 | cDXHP | Existing | Heat Recovery | 0 | 0
CZ12 | cDXHP | Existing | Water Systems | 0 | 75449.09
CZ12 | cDXHP | Existing | Refrigeration | 0 | 0
CZ12 | cDXHP | Existing | Generators | 0 | 0
CZ12 | cDXHP | Existing | Total End Uses | 2525991.29 | 75449.09
CZ13 | cDXHP | Existing | Heating | 137581.79 | 0
CZ13 | cDXHP | Existing | Cooling | 764410.58 | 0
CZ13 | cDXHP | Existing | Interior Lighting | 525438.58 | 0
CZ13 | cDXHP | Existing | Exterior Lighting | 0 | 0
CZ13 | cDXHP | Existing | Interior Equipment | 498363.12 | 0
CZ13 | cDXHP | Existing | Exterior Equipment | 0 | 0
CZ13 | cDXHP | Existing | Fans | 812340.25 | 0
CZ13 | cDXHP | Existing | Pumps | 0 | 0
CZ13 | cDXHP | Existing | Heat Rejection | 0 | 0
CZ13 | cDXHP | Existing | Humidification | 0 | 0
CZ13 | cDXHP | Existing | Heat Recovery | 0 | 0
CZ13 | cDXHP | Existing | Water Systems | 0 | 71344.32
CZ13 | cDXHP | Existing | Refrigeration | 0 | 0
CZ13 | cDXHP | Existing | Generators | 0 | 0
CZ13 | cDXHP | Existing | Total End Uses | 2738134.31 | 71344.32
CZ14 | cDXHP | Existing | Heating | 86477.23 | 0
CZ14 | cDXHP | Existing | Cooling | 979619.37 | 0
CZ14 | cDXHP | Existing | Interior Lighting | 525438.58 | 0
CZ14 | cDXHP | Existing | Exterior Lighting | 0 | 0
CZ14 | cDXHP | Existing | Interior Equipment | 498363.12 | 0
CZ14 | cDXHP | Existing | Exterior Equipment | 0 | 0
CZ14 | cDXHP | Existing | Fans | 878270.25 | 0
CZ14 | cDXHP | Existing | Pumps | 0 | 0
CZ14 | cDXHP | Existing | Heat Rejection | 0 | 0
CZ14 | cDXHP | Existing | Humidification | 0 | 0
CZ14 | cDXHP | Existing | Heat Recovery | 0 | 0
CZ14 | cDXHP | Existing | Water Systems | 0 | 67804.46
CZ14 | cDXHP | Existing | Refrigeration | 0 | 0
CZ14 | cDXHP | Existing | Generators | 0 | 0
CZ14 | cDXHP | Existing | Total End Uses | 2968168.54 | 67804.46
CZ15 | cDXHP | Existing | Heating | 27980.31 | 0
CZ15 | cDXHP | Existing | Cooling | 1342626.9 | 0
CZ15 | cDXHP | Existing | Interior Lighting | 525438.58 | 0
CZ15 | cDXHP | Existing | Exterior Lighting | 0 | 0
CZ15 | cDXHP | Existing | Interior Equipment | 498363.12 | 0
CZ15 | cDXHP | Existing | Exterior Equipment | 0 | 0
CZ15 | cDXHP | Existing | Fans | 848564.17 | 0
CZ15 | cDXHP | Existing | Pumps | 0 | 0
CZ15 | cDXHP | Existing | Heat Rejection | 0 | 0
CZ15 | cDXHP | Existing | Humidification | 0 | 0
CZ15 | cDXHP | Existing | Heat Recovery | 0 | 0
CZ15 | cDXHP | Existing | Water Systems | 0 | 60389.62
CZ15 | cDXHP | Existing | Refrigeration | 0 | 0
CZ15 | cDXHP | Existing | Generators | 0 | 0
CZ15 | cDXHP | Existing | Total End Uses | 3242973.08 | 60389.62
CZ16 | cDXHP | Existing | Heating | 257423.32 | 0
CZ16 | cDXHP | Existing | Cooling | 636326.6 | 0
CZ16 | cDXHP | Existing | Interior Lighting | 525438.58 | 0
CZ16 | cDXHP | Existing | Exterior Lighting | 0 | 0
CZ16 | cDXHP | Existing | Interior Equipment | 498363.12 | 0
CZ16 | cDXHP | Existing | Exterior Equipment | 0 | 0
CZ16 | cDXHP | Existing | Fans | 906100.57 | 0
CZ16 | cDXHP | Existing | Pumps | 0 | 0
CZ16 | cDXHP | Existing | Heat Rejection | 0 | 0
CZ16 | cDXHP | Existing | Humidification | 0 | 0
CZ16 | cDXHP | Existing | Heat Recovery | 0 | 0
CZ16 | cDXHP | Existing | Water Systems | 0 | 79688.87
CZ16 | cDXHP | Existing | Refrigeration | 0 | 0
CZ16 | cDXHP | Existing | Generators | 0 | 0
CZ16 | cDXHP | Existing | Total End Uses | 2823652.17 | 79688.87
CZ01 | cDXHP | New Construction | Heating | 321660.39 | 0
CZ01 | cDXHP | New Construction | Cooling | 6186.7 | 0
CZ01 | cDXHP | New Construction | Interior Lighting | 262654.5 | 0
CZ01 | cDXHP | New Construction | Exterior Lighting | 0 | 0
CZ01 | cDXHP | New Construction | Interior Equipment | 498363.12 | 0
CZ01 | cDXHP | New Construction | Exterior Equipment | 0 | 0
CZ01 | cDXHP | New Construction | Fans | 586627.03 | 0
CZ01 | cDXHP | New Construction | Pumps | 0 | 0
CZ01 | cDXHP | New Construction | Heat Rejection | 0 | 0
CZ01 | cDXHP | New Construction | Humidification | 0 | 0
CZ01 | cDXHP | New Construction | Heat Recovery | 0 | 0
CZ01 | cDXHP | New Construction | Water Systems | 0 | 87955.26
CZ01 | cDXHP | New Construction | Refrigeration | 0 | 0
CZ01 | cDXHP | New Construction | Generators | 0 | 0
CZ01 | cDXHP | New Construction | Total End Uses | 1675491.74 | 87955.26
CZ02 | cDXHP | New Construction | Heating | 193228.91 | 0
CZ02 | cDXHP | New Construction | Cooling | 214958.89 | 0
CZ02 | cDXHP | New Construction | Interior Lighting | 262654.5 | 0
CZ02 | cDXHP | New Construction | Exterior Lighting | 0 | 0
CZ02 | cDXHP | New Construction | Interior Equipment | 498363.12 | 0
CZ02 | cDXHP | New Construction | Exterior Equipment | 0 | 0
CZ02 | cDXHP | New Construction | Fans | 618777.7 | 0
CZ02 | cDXHP | New Construction | Pumps | 0 | 0
CZ02 | cDXHP | New Construction | Heat Rejection | 0 | 0
CZ02 | cDXHP | New Construction | Humidification | 0 | 0
CZ02 | cDXHP | New Construction | Heat Recovery | 0 | 0
CZ02 | cDXHP | New Construction | Water Systems | 0 | 80897.27
CZ02 | cDXHP | New Construction | Refrigeration | 0 | 0
CZ02 | cDXHP | New Construction | Generators | 0 | 0
CZ02 | cDXHP | New Construction | Total End Uses | 1787983.11 | 80897.27
CZ03 | cDXHP | New Construction | Heating | 136357.99 | 0
CZ03 | cDXHP | New Construction | Cooling | 113779.01 | 0
CZ03 | cDXHP | New Construction | Interior Lighting | 262654.5 | 0
CZ03 | cDXHP | New Construction | Exterior Lighting | 0 | 0
CZ03 | cDXHP | New Construction | Interior Equipment | 498363.12 | 0
CZ03 | cDXHP | New Construction | Exterior Equipment | 0 | 0
CZ03 | cDXHP | New Construction | Fans | 612770.85 | 0
CZ03 | cDXHP | New Construction | Pumps | 0 | 0
CZ03 | cDXHP | New Construction | Heat Rejection | 0 | 0
CZ03 | cDXHP | New Construction | Humidification | 0 | 0
CZ03 | cDXHP | New Construction | Heat Recovery | 0 | 0
CZ03 | cDXHP | New Construction | Water Systems | 0 | 80636.5
CZ03 | cDXHP | New Construction | Refrigeration | 0 | 0
CZ03 | cDXHP | New Construction | Generators | 0 | 0
CZ03 | cDXHP | New Construction | Total End Uses | 1623925.47 | 80636.5
CZ04 | cDXHP | New Construction | Heating | 119791.42 | 0
CZ04 | cDXHP | New Construction | Cooling | 254201.37 | 0
CZ04 | cDXHP | New Construction | Interior Lighting | 262654.5 | 0
CZ04 | cDXHP | New Construction | Exterior Lighting | 0 | 0
CZ04 | cDXHP | New Construction | Interior Equipment | 498363.12 | 0
CZ04 | cDXHP | New Construction | Exterior Equipment | 0 | 0
CZ04 | cDXHP | New Construction | Fans | 622963.06 | 0
CZ04 | cDXHP | New Construction | Pumps | 0 | 0
CZ04 | cDXHP | New Construction | Heat Rejection | 0 | 0
CZ04 | cDXHP | New Construction | Humidification | 0 | 0
CZ04 | cDXHP | New Construction | Heat Recovery | 0 | 0
CZ04 | cDXHP | New Construction | Water Systems | 0 | 77862.38
CZ04 | cDXHP | New Construction | Refrigeration | 0 | 0
CZ04 | cDXHP | New Construction | Generators | 0 | 0
CZ04 | cDXHP | New Construction | Total End Uses | 1757973.47 | 77862.38
CZ05 | cDXHP | New Construction | Heating | 132306.29 | 0
CZ05 | cDXHP | New Construction | Cooling | 150489 | 0
CZ05 | cDXHP | New Construction | Interior Lighting | 262654.5 | 0
CZ05 | cDXHP | New Construction | Exterior Lighting | 0 | 0
CZ05 | cDXHP | New Construction | Interior Equipment | 498363.12 | 0
CZ05 | cDXHP | New Construction | Exterior Equipment | 0 | 0
CZ05 | cDXHP | New Construction | Fans | 612517.91 | 0
CZ05 | cDXHP | New Construction | Pumps | 0 | 0
CZ05 | cDXHP | New Construction | Heat Rejection | 0 | 0
CZ05 | cDXHP | New Construction | Humidification | 0 | 0
CZ05 | cDXHP | New Construction | Heat Recovery | 0 | 0
CZ05 | cDXHP | New Construction | Water Systems | 0 | 80630.52
CZ05 | cDXHP | New Construction | Refrigeration | 0 | 0
CZ05 | cDXHP | New Construction | Generators | 0 | 0
CZ05 | cDXHP | New Construction | Total End Uses | 1656330.82 | 80630.52
CZ06 | cDXHP | New Construction | Heating | 35699.46 | 0
CZ06 | cDXHP | New Construction | Cooling | 226083.48 | 0
CZ06 | cDXHP | New Construction | Interior Lighting | 262654.5 | 0
CZ06 | cDXHP | New Construction | Exterior Lighting | 0 | 0
CZ06 | cDXHP | New Construction | Interior Equipment | 498363.12 | 0
CZ06 | cDXHP | New Construction | Exterior Equipment | 0 | 0
CZ06 | cDXHP | New Construction | Fans | 623131.14 | 0
CZ06 | cDXHP | New Construction | Pumps | 0 | 0
CZ06 | cDXHP | New Construction | Heat Rejection | 0 | 0
CZ06 | cDXHP | New Construction | Humidification | 0 | 0
CZ06 | cDXHP | New Construction | Heat Recovery | 0 | 0
CZ06 | cDXHP | New Construction | Water Systems | 0 | 74441.73
CZ06 | cDXHP | New Construction | Refrigeration | 0 | 0
CZ06 | cDXHP | New Construction | Generators | 0 | 0
CZ06 | cDXHP | New Construction | Total End Uses | 1645931.69 | 74441.73
CZ07 | cDXHP | New Construction | Heating | 33684.33 | 0
CZ07 | cDXHP | New Construction | Cooling | 262297.47 | 0
CZ07 | cDXHP | New Construction | Interior Lighting | 262654.5 | 0
CZ07 | cDXHP | New Construction | Exterior Lighting | 0 | 0
CZ07 | cDXHP | New Construction | Interior Equipment | 498363.12 | 0
CZ07 | cDXHP | New Construction | Exterior Equipment | 0 | 0
CZ07 | cDXHP | New Construction | Fans | 617153.86 | 0
CZ07 | cDXHP | New Construction | Pumps | 0 | 0
CZ07 | cDXHP | New Construction | Heat Rejection | 0 | 0
CZ07 | cDXHP | New Construction | Humidification | 0 | 0
CZ07 | cDXHP | New Construction | Heat Recovery | 0 | 0
CZ07 | cDXHP | New Construction | Water Systems | 0 | 73513.44
CZ07 | cDXHP | New Construction | Refrigeration | 0 | 0
CZ07 | cDXHP | New Construction | Generators | 0 | 0
CZ07 | cDXHP | New Construction | Total End Uses | 1674153.28 | 73513.44
CZ08 | cDXHP | New Construction | Heating | 47021.29 | 0
CZ08 | cDXHP | New Construction | Cooling | 340746.85 | 0
CZ08 | cDXHP | New Construction | Interior Lighting | 262654.5 | 0
CZ08 | cDXHP | New Construction | Exterior Lighting | 0 | 0
CZ08 | cDXHP | New Construction | Interior Equipment | 498363.12 | 0
CZ08 | cDXHP | New Construction | Exterior Equipment | 0 | 0
CZ08 | cDXHP | New Construction | Fans | 625828.42 | 0
CZ08 | cDXHP | New Construction | Pumps | 0 | 0
CZ08 | cDXHP | New Construction | Heat Rejection | 0 | 0
CZ08 | cDXHP | New Construction | Humidification | 0 | 0
CZ08 | cDXHP | New Construction | Heat Recovery | 0 | 0
CZ08 | cDXHP | New Construction | Water Systems | 0 | 73365.51
CZ08 | cDXHP | New Construction | Refrigeration | 0 | 0
CZ08 | cDXHP | New Construction | Generators | 0 | 0
CZ08 | cDXHP | New Construction | Total End Uses | 1774614.18 | 73365.51
CZ09 | cDXHP | New Construction | Heating | 40562.89 | 0
CZ09 | cDXHP | New Construction | Cooling | 381148.37 | 0
CZ09 | cDXHP | New Construction | Interior Lighting | 262654.5 | 0
CZ09 | cDXHP | New Construction | Exterior Lighting | 0 | 0
CZ09 | cDXHP | New Construction | Interior Equipment | 498363.12 | 0
CZ09 | cDXHP | New Construction | Exterior Equipment | 0 | 0
CZ09 | cDXHP | New Construction | Fans | 636361.56 | 0
CZ09 | cDXHP | New Construction | Pumps | 0 | 0
CZ09 | cDXHP | New Construction | Heat Rejection | 0 | 0
CZ09 | cDXHP | New Construction | Humidification | 0 | 0
CZ09 | cDXHP | New Construction | Heat Recovery | 0 | 0
CZ09 | cDXHP | New Construction | Water Systems | 0 | 72375.51
CZ09 | cDXHP | New Construction | Refrigeration | 0 | 0
CZ09 | cDXHP | New Construction | Generators | 0 | 0
CZ09 | cDXHP | New Construction | Total End Uses | 1819090.43 | 72375.51
CZ10 | cDXHP | New Construction | Heating | 78755 | 0
CZ10 | cDXHP | New Construction | Cooling | 560217.15 | 0
CZ10 | cDXHP | New Construction | Interior Lighting | 262654.5 | 0
CZ10 | cDXHP | New Construction | Exterior Lighting | 0 | 0
CZ10 | cDXHP | New Construction | Interior Equipment | 498363.12 | 0
CZ10 | cDXHP | New Construction | Exterior Equipment | 0 | 0
CZ10 | cDXHP | New Construction | Fans | 653438.58 | 0
CZ10 | cDXHP | New Construction | Pumps | 0 | 0
CZ10 | cDXHP | New Construction | Heat Rejection | 0 | 0
CZ10 | cDXHP | New Construction | Humidification | 0 | 0
CZ10 | cDXHP | New Construction | Heat Recovery | 0 | 0
CZ10 | cDXHP | New Construction | Water Systems | 0 | 71695.18
CZ10 | cDXHP | New Construction | Refrigeration | 0 | 0
CZ10 | cDXHP | New Construction | Generators | 0 | 0
CZ10 | cDXHP | New Construction | Total End Uses | 2053428.34 | 71695.18
CZ11 | cDXHP | New Construction | Heating | 182506.47 | 0
CZ11 | cDXHP | New Construction | Cooling | 599303.31 | 0
CZ11 | cDXHP | New Construction | Interior Lighting | 262654.5 | 0
CZ11 | cDXHP | New Construction | Exterior Lighting | 0 | 0
CZ11 | cDXHP | New Construction | Interior Equipment | 498363.12 | 0
CZ11 | cDXHP | New Construction | Exterior Equipment | 0 | 0
CZ11 | cDXHP | New Construction | Fans | 655608.41 | 0
CZ11 | cDXHP | New Construction | Pumps | 0 | 0
CZ11 | cDXHP | New Construction | Heat Rejection | 0 | 0
CZ11 | cDXHP | New Construction | Humidification | 0 | 0
CZ11 | cDXHP | New Construction | Heat Recovery | 0 | 0
CZ11 | cDXHP | New Construction | Water Systems | 0 | 73217.07
CZ11 | cDXHP | New Construction | Refrigeration | 0 | 0
CZ11 | cDXHP | New Construction | Generators | 0 | 0
CZ11 | cDXHP | New Construction | Total End Uses | 2198435.81 | 73217.07
CZ12 | cDXHP | New Construction | Heating | 169945.63 | 0
CZ12 | cDXHP | New Construction | Cooling | 485857.52 | 0
CZ12 | cDXHP | New Construction | Interior Lighting | 262654.5 | 0
CZ12 | cDXHP | New Construction | Exterior Lighting | 0 | 0
CZ12 | cDXHP | New Construction | Interior Equipment | 498363.12 | 0
CZ12 | cDXHP | New Construction | Exterior Equipment | 0 | 0
CZ12 | cDXHP | New Construction | Fans | 634195.18 | 0
CZ12 | cDXHP | New Construction | Pumps | 0 | 0
CZ12 | cDXHP | New Construction | Heat Rejection | 0 | 0
CZ12 | cDXHP | New Construction | Humidification | 0 | 0
CZ12 | cDXHP | New Construction | Heat Recovery | 0 | 0
CZ12 | cDXHP | New Construction | Water Systems | 0 | 75328.1
CZ12 | cDXHP | New Construction | Refrigeration | 0 | 0
CZ12 | cDXHP | New Construction | Generators | 0 | 0
CZ12 | cDXHP | New Construction | Total End Uses | 2051015.94 | 75328.1
CZ13 | cDXHP | New Construction | Heating | 150281.37 | 0
CZ13 | cDXHP | New Construction | Cooling | 660105.2 | 0
CZ13 | cDXHP | New Construction | Interior Lighting | 262654.5 | 0
CZ13 | cDXHP | New Construction | Exterior Lighting | 0 | 0
CZ13 | cDXHP | New Construction | Interior Equipment | 498363.12 | 0
CZ13 | cDXHP | New Construction | Exterior Equipment | 0 | 0
CZ13 | cDXHP | New Construction | Fans | 653370.62 | 0
CZ13 | cDXHP | New Construction | Pumps | 0 | 0
CZ13 | cDXHP | New Construction | Heat Rejection | 0 | 0
CZ13 | cDXHP | New Construction | Humidification | 0 | 0
CZ13 | cDXHP | New Construction | Heat Recovery | 0 | 0
CZ13 | cDXHP | New Construction | Water Systems | 0 | 71065.85
CZ13 | cDXHP | New Construction | Refrigeration | 0 | 0
CZ13 | cDXHP | New Construction | Generators | 0 | 0
CZ13 | cDXHP | New Construction | Total End Uses | 2224774.81 | 71065.85
CZ14 | cDXHP | New Construction | Heating | 100382.25 | 0
CZ14 | cDXHP | New Construction | Cooling | 850619.79 | 0
CZ14 | cDXHP | New Construction | Interior Lighting | 262654.5 | 0
CZ14 | cDXHP | New Construction | Exterior Lighting | 0 | 0
CZ14 | cDXHP | New Construction | Interior Equipment | 498363.12 | 0
CZ14 | cDXHP | New Construction | Exterior Equipment | 0 | 0
CZ14 | cDXHP | New Construction | Fans | 703132.03 | 0
CZ14 | cDXHP | New Construction | Pumps | 0 | 0
CZ14 | cDXHP | New Construction | Heat Rejection | 0 | 0
CZ14 | cDXHP | New Construction | Humidification | 0 | 0
CZ14 | cDXHP | New Construction | Heat Recovery | 0 | 0
CZ14 | cDXHP | New Construction | Water Systems | 0 | 67588.4
CZ14 | cDXHP | New Construction | Refrigeration | 0 | 0
CZ14 | cDXHP | New Construction | Generators | 0 | 0
CZ14 | cDXHP | New Construction | Total End Uses | 2415151.69 | 67588.4
CZ15 | cDXHP | New Construction | Heating | 35488.54 | 0
CZ15 | cDXHP | New Construction | Cooling | 1152059.28 | 0
CZ15 | cDXHP | New Construction | Interior Lighting | 262654.5 | 0
CZ15 | cDXHP | New Construction | Exterior Lighting | 0 | 0
CZ15 | cDXHP | New Construction | Interior Equipment | 498363.12 | 0
CZ15 | cDXHP | New Construction | Exterior Equipment | 0 | 0
CZ15 | cDXHP | New Construction | Fans | 669659.22 | 0
CZ15 | cDXHP | New Construction | Pumps | 0 | 0
CZ15 | cDXHP | New Construction | Heat Rejection | 0 | 0
CZ15 | cDXHP | New Construction | Humidification | 0 | 0
CZ15 | cDXHP | New Construction | Heat Recovery | 0 | 0
CZ15 | cDXHP | New Construction | Water Systems | 0 | 60169.93
CZ15 | cDXHP | New Construction | Refrigeration | 0 | 0
CZ15 | cDXHP | New Construction | Generators | 0 | 0
CZ15 | cDXHP | New Construction | Total End Uses | 2618224.66 | 60169.93
CZ16 | cDXHP | New Construction | Heating | 265869.61 | 0
CZ16 | cDXHP | New Construction | Cooling | 555837.57 | 0
CZ16 | cDXHP | New Construction | Interior Lighting | 262654.5 | 0
CZ16 | cDXHP | New Construction | Exterior Lighting | 0 | 0
CZ16 | cDXHP | New Construction | Interior Equipment | 498363.12 | 0
CZ16 | cDXHP | New Construction | Exterior Equipment | 0 | 0
CZ16 | cDXHP | New Construction | Fans | 741523.74 | 0
CZ16 | cDXHP | New Construction | Pumps | 0 | 0
CZ16 | cDXHP | New Construction | Heat Rejection | 0 | 0
CZ16 | cDXHP | New Construction | Humidification | 0 | 0
CZ16 | cDXHP | New Construction | Heat Recovery | 0 | 0
CZ16 | cDXHP | New Construction | Water Systems | 0 | 79634.71
CZ16 | cDXHP | New Construction | Refrigeration | 0 | 0
CZ16 | cDXHP | New Construction | Generators | 0 | 0
CZ16 | cDXHP | New Construction | Total End Uses | 2324248.54 | 79634.71
CZ01 | cDXOH | Existing | Heating | 0 | 0
CZ01 | cDXOH | Existing | Cooling | 6323.22 | 0
CZ01 | cDXOH | Existing | Interior Lighting | 525438.58 | 0
CZ01 | cDXOH | Existing | Exterior Lighting | 0 | 0
CZ01 | cDXOH | Existing | Interior Equipment | 498363.12 | 0
CZ01 | cDXOH | Existing | Exterior Equipment | 0 | 0
CZ01 | cDXOH | Existing | Fans | 704514.51 | 0
CZ01 | cDXOH | Existing | Pumps | 0 | 0
CZ01 | cDXOH | Existing | Heat Rejection | 0 | 0
CZ01 | cDXOH | Existing | Humidification | 0 | 0
CZ01 | cDXOH | Existing | Heat Recovery | 0 | 0
CZ01 | cDXOH | Existing | Water Systems | 0 | 87932.65
CZ01 | cDXOH | Existing | Refrigeration | 0 | 0
CZ01 | cDXOH | Existing | Generators | 0 | 0
CZ01 | cDXOH | Existing | Total End Uses | 1734639.42 | 87932.65
CZ02 | cDXOH | Existing | Heating | 0 | 0
CZ02 | cDXOH | Existing | Cooling | 246943.33 | 0
CZ02 | cDXOH | Existing | Interior Lighting | 525438.58 | 0
CZ02 | cDXOH | Existing | Exterior Lighting | 0 | 0
CZ02 | cDXOH | Existing | Interior Equipment | 498363.12 | 0
CZ02 | cDXOH | Existing | Exterior Equipment | 0 | 0
CZ02 | cDXOH | Existing | Fans | 761939.8 | 0
CZ02 | cDXOH | Existing | Pumps | 0 | 0
CZ02 | cDXOH | Existing | Heat Rejection | 0 | 0
CZ02 | cDXOH | Existing | Humidification | 0 | 0
CZ02 | cDXOH | Existing | Heat Recovery | 0 | 0
CZ02 | cDXOH | Existing | Water Systems | 0 | 80951.28
CZ02 | cDXOH | Existing | Refrigeration | 0 | 0
CZ02 | cDXOH | Existing | Generators | 0 | 0
CZ02 | cDXOH | Existing | Total End Uses | 2032684.82 | 80951.28
CZ03 | cDXOH | Existing | Heating | 0 | 0
CZ03 | cDXOH | Existing | Cooling | 132522.66 | 0
CZ03 | cDXOH | Existing | Interior Lighting | 525438.58 | 0
CZ03 | cDXOH | Existing | Exterior Lighting | 0 | 0
CZ03 | cDXOH | Existing | Interior Equipment | 498363.12 | 0
CZ03 | cDXOH | Existing | Exterior Equipment | 0 | 0
CZ03 | cDXOH | Existing | Fans | 745414.61 | 0
CZ03 | cDXOH | Existing | Pumps | 0 | 0
CZ03 | cDXOH | Existing | Heat Rejection | 0 | 0
CZ03 | cDXOH | Existing | Humidification | 0 | 0
CZ03 | cDXOH | Existing | Heat Recovery | 0 | 0
CZ03 | cDXOH | Existing | Water Systems | 0 | 80644.35
CZ03 | cDXOH | Existing | Refrigeration | 0 | 0
CZ03 | cDXOH | Existing | Generators | 0 | 0
CZ03 | cDXOH | Existing | Total End Uses | 1901738.97 | 80644.35
CZ04 | cDXOH | Existing | Heating | 0 | 0
CZ04 | cDXOH | Existing | Cooling | 298015.03 | 0
CZ04 | cDXOH | Existing | Interior Lighting | 525438.58 | 0
CZ04 | cDXOH | Existing | Exterior Lighting | 0 | 0
CZ04 | cDXOH | Existing | Interior Equipment | 498363.12 | 0
CZ04 | cDXOH | Existing | Exterior Equipment | 0 | 0
CZ04 | cDXOH | Existing | Fans | 765198.34 | 0
CZ04 | cDXOH | Existing | Pumps | 0 | 0
CZ04 | cDXOH | Existing | Heat Rejection | 0 | 0
CZ04 | cDXOH | Existing | Humidification | 0 | 0
CZ04 | cDXOH | Existing | Heat Recovery | 0 | 0
CZ04 | cDXOH | Existing | Water Systems | 0 | 77936.04
CZ04 | cDXOH | Existing | Refrigeration | 0 | 0
CZ04 | cDXOH | Existing | Generators | 0 | 0
CZ04 | cDXOH | Existing | Total End Uses | 2087015.06 | 77936.04
CZ05 | cDXOH | Existing | Heating | 0 | 0
CZ05 | cDXOH | Existing | Cooling | 172317.66 | 0
CZ05 | cDXOH | Existing | Interior Lighting | 525438.58 | 0
CZ05 | cDXOH | Existing | Exterior Lighting | 0 | 0
CZ05 | cDXOH | Existing | Interior Equipment | 498363.12 | 0
CZ05 | cDXOH | Existing | Exterior Equipment | 0 | 0
CZ05 | cDXOH | Existing | Fans | 746588.42 | 0
CZ05 | cDXOH | Existing | Pumps | 0 | 0
CZ05 | cDXOH | Existing | Heat Rejection | 0 | 0
CZ05 | cDXOH | Existing | Humidification | 0 | 0
CZ05 | cDXOH | Existing | Heat Recovery | 0 | 0
CZ05 | cDXOH | Existing | Water Systems | 0 | 80615.05
CZ05 | cDXOH | Existing | Refrigeration | 0 | 0
CZ05 | cDXOH | Existing | Generators | 0 | 0
CZ05 | cDXOH | Existing | Total End Uses | 1942707.78 | 80615.05
CZ06 | cDXOH | Existing | Heating | 0 | 0
CZ06 | cDXOH | Existing | Cooling | 292368.87 | 0
CZ06 | cDXOH | Existing | Interior Lighting | 525438.58 | 0
CZ06 | cDXOH | Existing | Exterior Lighting | 0 | 0
CZ06 | cDXOH | Existing | Interior Equipment | 498363.12 | 0
CZ06 | cDXOH | Existing | Exterior Equipment | 0 | 0
CZ06 | cDXOH | Existing | Fans | 758699.74 | 0
CZ06 | cDXOH | Existing | Pumps | 0 | 0
CZ06 | cDXOH | Existing | Heat Rejection | 0 | 0
CZ06 | cDXOH | Existing | Humidification | 0 | 0
CZ06 | cDXOH | Existing | Heat Recovery | 0 | 0
CZ06 | cDXOH | Existing | Water Systems | 0 | 74428.16
CZ06 | cDXOH | Existing | Refrigeration | 0 | 0
CZ06 | cDXOH | Existing | Generators | 0 | 0
CZ06 | cDXOH | Existing | Total End Uses | 2074870.31 | 74428.16
CZ07 | cDXOH | Existing | Heating | 0 | 0
CZ07 | cDXOH | Existing | Cooling | 330144.29 | 0
CZ07 | cDXOH | Existing | Interior Lighting | 525438.58 | 0
CZ07 | cDXOH | Existing | Exterior Lighting | 0 | 0
CZ07 | cDXOH | Existing | Interior Equipment | 498363.12 | 0
CZ07 | cDXOH | Existing | Exterior Equipment | 0 | 0
CZ07 | cDXOH | Existing | Fans | 749880.65 | 0
CZ07 | cDXOH | Existing | Pumps | 0 | 0
CZ07 | cDXOH | Existing | Heat Rejection | 0 | 0
CZ07 | cDXOH | Existing | Humidification | 0 | 0
CZ07 | cDXOH | Existing | Heat Recovery | 0 | 0
CZ07 | cDXOH | Existing | Water Systems | 0 | 73495.79
CZ07 | cDXOH | Existing | Refrigeration | 0 | 0
CZ07 | cDXOH | Existing | Generators | 0 | 0
CZ07 | cDXOH | Existing | Total End Uses | 2103826.64 | 73495.79
CZ08 | cDXOH | Existing | Heating | 0 | 0
CZ08 | cDXOH | Existing | Cooling | 409468.7 | 0
CZ08 | cDXOH | Existing | Interior Lighting | 525438.58 | 0
CZ08 | cDXOH | Existing | Exterior Lighting | 0 | 0
CZ08 | cDXOH | Existing | Interior Equipment | 498363.12 | 0
CZ08 | cDXOH | Existing | Exterior Equipment | 0 | 0
CZ08 | cDXOH | Existing | Fans | 769333.48 | 0
CZ08 | cDXOH | Existing | Pumps | 0 | 0
CZ08 | cDXOH | Existing | Heat Rejection | 0 | 0
CZ08 | cDXOH | Existing | Humidification | 0 | 0
CZ08 | cDXOH | Existing | Heat Recovery | 0 | 0
CZ08 | cDXOH | Existing | Water Systems | 0 | 73383.36
CZ08 | cDXOH | Existing | Refrigeration | 0 | 0
CZ08 | cDXOH | Existing | Generators | 0 | 0
CZ08 | cDXOH | Existing | Total End Uses | 2202603.88 | 73383.36
CZ09 | cDXOH | Existing | Heating | 0 | 0
CZ09 | cDXOH | Existing | Cooling | 467293.53 | 0
CZ09 | cDXOH | Existing | Interior Lighting | 525438.58 | 0
CZ09 | cDXOH | Existing | Exterior Lighting | 0 | 0
CZ09 | cDXOH | Existing | Interior Equipment | 498363.12 | 0
CZ09 | cDXOH | Existing | Exterior Equipment | 0 | 0
CZ09 | cDXOH | Existing | Fans | 793489.95 | 0
CZ09 | cDXOH | Existing | Pumps | 0 | 0
CZ09 | cDXOH | Existing | Heat Rejection | 0 | 0
CZ09 | cDXOH | Existing | Humidification | 0 | 0
CZ09 | cDXOH | Existing | Heat Recovery | 0 | 0
CZ09 | cDXOH | Existing | Water Systems | 0 | 72398.86
CZ09 | cDXOH | Existing | Refrigeration | 0 | 0
CZ09 | cDXOH | Existing | Generators | 0 | 0
CZ09 | cDXOH | Existing | Total End Uses | 2284585.17 | 72398.86
CZ10 | cDXOH | Existing | Heating | 0 | 0
CZ10 | cDXOH | Existing | Cooling | 640148.55 | 0
CZ10 | cDXOH | Existing | Interior Lighting | 525438.58 | 0
CZ10 | cDXOH | Existing | Exterior Lighting | 0 | 0
CZ10 | cDXOH | Existing | Interior Equipment | 498363.12 | 0
CZ10 | cDXOH | Existing | Exterior Equipment | 0 | 0
CZ10 | cDXOH | Existing | Fans | 792115.93 | 0
CZ10 | cDXOH | Existing | Pumps | 0 | 0
CZ10 | cDXOH | Existing | Heat Rejection | 0 | 0
CZ10 | cDXOH | Existing | Humidification | 0 | 0
CZ10 | cDXOH | Existing | Heat Recovery | 0 | 0
CZ10 | cDXOH | Existing | Water Systems | 0 | 71846.51
CZ10 | cDXOH | Existing | Refrigeration | 0 | 0
CZ10 | cDXOH | Existing | Generators | 0 | 0
CZ10 | cDXOH | Existing | Total End Uses | 2456066.17 | 71846.51
CZ11 | cDXOH | Existing | Heating | 0 | 0
CZ11 | cDXOH | Existing | Cooling | 691732.77 | 0
CZ11 | cDXOH | Existing | Interior Lighting | 525438.58 | 0
CZ11 | cDXOH | Existing | Exterior Lighting | 0 | 0
CZ11 | cDXOH | Existing | Interior Equipment | 498363.12 | 0
CZ11 | cDXOH | Existing | Exterior Equipment | 0 | 0
CZ11 | cDXOH | Existing | Fans | 822095.55 | 0
CZ11 | cDXOH | Existing | Pumps | 0 | 0
CZ11 | cDXOH | Existing | Heat Rejection | 0 | 0
CZ11 | cDXOH | Existing | Humidification | 0 | 0
CZ11 | cDXOH | Existing | Heat Recovery | 0 | 0
CZ11 | cDXOH | Existing | Water Systems | 0 | 73411.24
CZ11 | cDXOH | Existing | Refrigeration | 0 | 0
CZ11 | cDXOH | Existing | Generators | 0 | 0
CZ11 | cDXOH | Existing | Total End Uses | 2537630.01 | 73411.24
CZ12 | cDXOH | Existing | Heating | 0 | 0
CZ12 | cDXOH | Existing | Cooling | 560483.3 | 0
CZ12 | cDXOH | Existing | Interior Lighting | 525438.58 | 0
CZ12 | cDXOH | Existing | Exterior Lighting | 0 | 0
CZ12 | cDXOH | Existing | Interior Equipment | 498363.12 | 0
CZ12 | cDXOH | Existing | Exterior Equipment | 0 | 0
CZ12 | cDXOH | Existing | Fans | 784568.22 | 0
CZ12 | cDXOH | Existing | Pumps | 0 | 0
CZ12 | cDXOH | Existing | Heat Rejection | 0 | 0
CZ12 | cDXOH | Existing | Humidification | 0 | 0
CZ12 | cDXOH | Existing | Heat Recovery | 0 | 0
CZ12 | cDXOH | Existing | Water Systems | 0 | 75440.29
CZ12 | cDXOH | Existing | Refrigeration | 0 | 0
CZ12 | cDXOH | Existing | Generators | 0 | 0
CZ12 | cDXOH | Existing | Total End Uses | 2368853.22 | 75440.29
CZ13 | cDXOH | Existing | Heating | 0 | 0
CZ13 | cDXOH | Existing | Cooling | 761946.18 | 0
CZ13 | cDXOH | Existing | Interior Lighting | 525438.58 | 0
CZ13 | cDXOH | Existing | Exterior Lighting | 0 | 0
CZ13 | cDXOH | Existing | Interior Equipment | 498363.12 | 0
CZ13 | cDXOH | Existing | Exterior Equipment | 0 | 0
CZ13 | cDXOH | Existing | Fans | 815103.87 | 0
CZ13 | cDXOH | Existing | Pumps | 0 | 0
CZ13 | cDXOH | Existing | Heat Rejection | 0 | 0
CZ13 | cDXOH | Existing | Humidification | 0 | 0
CZ13 | cDXOH | Existing | Heat Recovery | 0 | 0
CZ13 | cDXOH | Existing | Water Systems | 0 | 71313.26
CZ13 | cDXOH | Existing | Refrigeration | 0 | 0
CZ13 | cDXOH | Existing | Generators | 0 | 0
CZ13 | cDXOH | Existing | Total End Uses | 2600851.74 | 71313.26
CZ14 | cDXOH | Existing | Heating | 0 | 0
CZ14 | cDXOH | Existing | Cooling | 977058.59 | 0
CZ14 | cDXOH | Existing | Interior Lighting | 525438.58 | 0
CZ14 | cDXOH | Existing | Exterior Lighting | 0 | 0
CZ14 | cDXOH | Existing | Interior Equipment | 498363.12 | 0
CZ14 | cDXOH | Existing | Exterior Equipment | 0 | 0
CZ14 | cDXOH | Existing | Fans | 880187.69 | 0
CZ14 | cDXOH | Existing | Pumps | 0 | 0
CZ14 | cDXOH | Existing | Heat Rejection | 0 | 0
CZ14 | cDXOH | Existing | Humidification | 0 | 0
CZ14 | cDXOH | Existing | Heat Recovery | 0 | 0
CZ14 | cDXOH | Existing | Water Systems | 0 | 67803.62
CZ14 | cDXOH | Existing | Refrigeration | 0 | 0
CZ14 | cDXOH | Existing | Generators | 0 | 0
CZ14 | cDXOH | Existing | Total End Uses | 2881047.97 | 67803.62
CZ15 | cDXOH | Existing | Heating | 0 | 0
CZ15 | cDXOH | Existing | Cooling | 1339954.25 | 0
CZ15 | cDXOH | Existing | Interior Lighting | 525438.58 | 0
CZ15 | cDXOH | Existing | Exterior Lighting | 0 | 0
CZ15 | cDXOH | Existing | Interior Equipment | 498363.12 | 0
CZ15 | cDXOH | Existing | Exterior Equipment | 0 | 0
CZ15 | cDXOH | Existing | Fans | 848683.62 | 0
CZ15 | cDXOH | Existing | Pumps | 0 | 0
CZ15 | cDXOH | Existing | Heat Rejection | 0 | 0
CZ15 | cDXOH | Existing | Humidification | 0 | 0
CZ15 | cDXOH | Existing | Heat Recovery | 0 | 0
CZ15 | cDXOH | Existing | Water Systems | 0 | 60385.12
CZ15 | cDXOH | Existing | Refrigeration | 0 | 0
CZ15 | cDXOH | Existing | Generators | 0 | 0
CZ15 | cDXOH | Existing | Total End Uses | 3212439.56 | 60385.12
CZ16 | cDXOH | Existing | Heating | 0 | 0
CZ16 | cDXOH | Existing | Cooling | 624754.7 | 0
CZ16 | cDXOH | Existing | Interior Lighting | 525438.58 | 0
CZ16 | cDXOH | Existing | Exterior Lighting | 0 | 0
CZ16 | cDXOH | Existing | Interior Equipment | 498363.12 | 0
CZ16 | cDXOH | Existing | Exterior Equipment | 0 | 0
CZ16 | cDXOH | Existing | Fans | 919833.58 | 0
CZ16 | cDXOH | Existing | Pumps | 0 | 0
CZ16 | cDXOH | Existing | Heat Rejection | 0 | 0
CZ16 | cDXOH | Existing | Humidification | 0 | 0
CZ16 | cDXOH | Existing | Heat Recovery | 0 | 0
CZ16 | cDXOH | Existing | Water Systems | 0 | 79678.97
CZ16 | cDXOH | Existing | Refrigeration | 0 | 0
CZ16 | cDXOH | Existing | Generators | 0 | 0
CZ16 | cDXOH | Existing | Total End Uses | 2568389.98 | 79678.97
CZ01 | cDXOH | New Construction | Heating | 0 | 0
CZ01 | cDXOH | New Construction | Cooling | 5550.28 | 0
CZ01 | cDXOH | New Construction | Interior Lighting | 262654.5 | 0
CZ01 | cDXOH | New Construction | Exterior Lighting | 0 | 0
CZ01 | cDXOH | New Construction | Interior Equipment | 498363.12 | 0
CZ01 | cDXOH | New Construction | Exterior Equipment | 0 | 0
CZ01 | cDXOH | New Construction | Fans | 597235.6 | 0
CZ01 | cDXOH | New Construction | Pumps | 0 | 0
CZ01 | cDXOH | New Construction | Heat Rejection | 0 | 0
CZ01 | cDXOH | New Construction | Humidification | 0 | 0
CZ01 | cDXOH | New Construction | Heat Recovery | 0 | 0
CZ01 | cDXOH | New Construction | Water Systems | 0 | 87930.6
CZ01 | cDXOH | New Construction | Refrigeration | 0 | 0
CZ01 | cDXOH | New Construction | Generators | 0 | 0
CZ01 | cDXOH | New Construction | Total End Uses | 1363803.5 | 87930.6
CZ02 | cDXOH | New Construction | Heating | 0 | 0
CZ02 | cDXOH | New Construction | Cooling | 208143.23 | 0
CZ02 | cDXOH | New Construction | Interior Lighting | 262654.5 | 0
CZ02 | cDXOH | New Construction | Exterior Lighting | 0 | 0
CZ02 | cDXOH | New Construction | Interior Equipment | 498363.12 | 0
CZ02 | cDXOH | New Construction | Exterior Equipment | 0 | 0
CZ02 | cDXOH | New Construction | Fans | 625391.8 | 0
CZ02 | cDXOH | New Construction | Pumps | 0 | 0
CZ02 | cDXOH | New Construction | Heat Rejection | 0 | 0
CZ02 | cDXOH | New Construction | Humidification | 0 | 0
CZ02 | cDXOH | New Construction | Heat Recovery | 0 | 0
CZ02 | cDXOH | New Construction | Water Systems | 0 | 80869.18
CZ02 | cDXOH | New Construction | Refrigeration | 0 | 0
CZ02 | cDXOH | New Construction | Generators | 0 | 0
CZ02 | cDXOH | New Construction | Total End Uses | 1594552.65 | 80869.18
CZ03 | cDXOH | New Construction | Heating | 0 | 0
CZ03 | cDXOH | New Construction | Cooling | 110697.55 | 0
CZ03 | cDXOH | New Construction | Interior Lighting | 262654.5 | 0
CZ03 | cDXOH | New Construction | Exterior Lighting | 0 | 0
CZ03 | cDXOH | New Construction | Interior Equipment | 498363.12 | 0
CZ03 | cDXOH | New Construction | Exterior Equipment | 0 | 0
CZ03 | cDXOH | New Construction | Fans | 615778.85 | 0
CZ03 | cDXOH | New Construction | Pumps | 0 | 0
CZ03 | cDXOH | New Construction | Heat Rejection | 0 | 0
CZ03 | cDXOH | New Construction | Humidification | 0 | 0
CZ03 | cDXOH | New Construction | Heat Recovery | 0 | 0
CZ03 | cDXOH | New Construction | Water Systems | 0 | 80571.08
CZ03 | cDXOH | New Construction | Refrigeration | 0 | 0
CZ03 | cDXOH | New Construction | Generators | 0 | 0
CZ03 | cDXOH | New Construction | Total End Uses | 1487494.01 | 80571.08
CZ04 | cDXOH | New Construction | Heating | 0 | 0
CZ04 | cDXOH | New Construction | Cooling | 249546.98 | 0
CZ04 | cDXOH | New Construction | Interior Lighting | 262654.5 | 0
CZ04 | cDXOH | New Construction | Exterior Lighting | 0 | 0
CZ04 | cDXOH | New Construction | Interior Equipment | 498363.12 | 0
CZ04 | cDXOH | New Construction | Exterior Equipment | 0 | 0
CZ04 | cDXOH | New Construction | Fans | 625086.19 | 0
CZ04 | cDXOH | New Construction | Pumps | 0 | 0
CZ04 | cDXOH | New Construction | Heat Rejection | 0 | 0
CZ04 | cDXOH | New Construction | Humidification | 0 | 0
CZ04 | cDXOH | New Construction | Heat Recovery | 0 | 0
CZ04 | cDXOH | New Construction | Water Systems | 0 | 77847.4
CZ04 | cDXOH | New Construction | Refrigeration | 0 | 0
CZ04 | cDXOH | New Construction | Generators | 0 | 0
CZ04 | cDXOH | New Construction | Total End Uses | 1635650.78 | 77847.4
CZ05 | cDXOH | New Construction | Heating | 0 | 0
CZ05 | cDXOH | New Construction | Cooling | 142752.33 | 0
CZ05 | cDXOH | New Construction | Interior Lighting | 262654.5 | 0
CZ05 | cDXOH | New Construction | Exterior Lighting | 0 | 0
CZ05 | cDXOH | New Construction | Interior Equipment | 498363.12 | 0
CZ05 | cDXOH | New Construction | Exterior Equipment | 0 | 0
CZ05 | cDXOH | New Construction | Fans | 616448.43 | 0
CZ05 | cDXOH | New Construction | Pumps | 0 | 0
CZ05 | cDXOH | New Construction | Heat Rejection | 0 | 0
CZ05 | cDXOH | New Construction | Humidification | 0 | 0
CZ05 | cDXOH | New Construction | Heat Recovery | 0 | 0
CZ05 | cDXOH | New Construction | Water Systems | 0 | 80601.22
CZ05 | cDXOH | New Construction | Refrigeration | 0 | 0
CZ05 | cDXOH | New Construction | Generators | 0 | 0
CZ05 | cDXOH | New Construction | Total End Uses | 1520218.37 | 80601.22
CZ06 | cDXOH | New Construction | Heating | 0 | 0
CZ06 | cDXOH | New Construction | Cooling | 240818.1 | 0
CZ06 | cDXOH | New Construction | Interior Lighting | 262654.5 | 0
CZ06 | cDXOH | New Construction | Exterior Lighting | 0 | 0
CZ06 | cDXOH | New Construction | Interior Equipment | 498363.12 | 0
CZ06 | cDXOH | New Construction | Exterior Equipment | 0 | 0
CZ06 | cDXOH | New Construction | Fans | 623131.14 | 0
CZ06 | cDXOH | New Construction | Pumps | 0 | 0
CZ06 | cDXOH | New Construction | Heat Rejection | 0 | 0
CZ06 | cDXOH | New Construction | Humidification | 0 | 0
CZ06 | cDXOH | New Construction | Heat Recovery | 0 | 0
CZ06 | cDXOH | New Construction | Water Systems | 0 | 74433.76
CZ06 | cDXOH | New Construction | Refrigeration | 0 | 0
CZ06 | cDXOH | New Construction | Generators | 0 | 0
CZ06 | cDXOH | New Construction | Total End Uses | 1624966.86 | 74433.76
CZ07 | cDXOH | New Construction | Heating | 0 | 0
CZ07 | cDXOH | New Construction | Cooling | 269048.94 | 0
CZ07 | cDXOH | New Construction | Interior Lighting | 262654.5 | 0
CZ07 | cDXOH | New Construction | Exterior Lighting | 0 | 0
CZ07 | cDXOH | New Construction | Interior Equipment | 498363.12 | 0
CZ07 | cDXOH | New Construction | Exterior Equipment | 0 | 0
CZ07 | cDXOH | New Construction | Fans | 617245.53 | 0
CZ07 | cDXOH | New Construction | Pumps | 0 | 0
CZ07 | cDXOH | New Construction | Heat Rejection | 0 | 0
CZ07 | cDXOH | New Construction | Humidification | 0 | 0
CZ07 | cDXOH | New Construction | Heat Recovery | 0 | 0
CZ07 | cDXOH | New Construction | Water Systems | 0 | 73513.27
CZ07 | cDXOH | New Construction | Refrigeration | 0 | 0
CZ07 | cDXOH | New Construction | Generators | 0 | 0
CZ07 | cDXOH | New Construction | Total End Uses | 1647312.09 | 73513.27
CZ08 | cDXOH | New Construction | Heating | 0 | 0
CZ08 | cDXOH | New Construction | Cooling | 340928.8 | 0
CZ08 | cDXOH | New Construction | Interior Lighting | 262654.5 | 0
CZ08 | cDXOH | New Construction | Exterior Lighting | 0 | 0
CZ08 | cDXOH | New Construction | Interior Equipment | 498363.12 | 0
CZ08 | cDXOH | New Construction | Exterior Equipment | 0 | 0
CZ08 | cDXOH | New Construction | Fans | 626106.5 | 0
CZ08 | cDXOH | New Construction | Pumps | 0 | 0
CZ08 | cDXOH | New Construction | Heat Rejection | 0 | 0
CZ08 | cDXOH | New Construction | Humidification | 0 | 0
CZ08 | cDXOH | New Construction | Heat Recovery | 0 | 0
CZ08 | cDXOH | New Construction | Water Systems | 0 | 73359.86
CZ08 | cDXOH | New Construction | Refrigeration | 0 | 0
CZ08 | cDXOH | New Construction | Generators | 0 | 0
CZ08 | cDXOH | New Construction | Total End Uses | 1728052.92 | 73359.86
CZ09 | cDXOH | New Construction | Heating | 0 | 0
CZ09 | cDXOH | New Construction | Cooling | 382276.08 | 0
CZ09 | cDXOH | New Construction | Interior Lighting | 262654.5 | 0
CZ09 | cDXOH | New Construction | Exterior Lighting | 0 | 0
CZ09 | cDXOH | New Construction | Interior Equipment | 498363.12 | 0
CZ09 | cDXOH | New Construction | Exterior Equipment | 0 | 0
CZ09 | cDXOH | New Construction | Fans | 636455.74 | 0
CZ09 | cDXOH | New Construction | Pumps | 0 | 0
CZ09 | cDXOH | New Construction | Heat Rejection | 0 | 0
CZ09 | cDXOH | New Construction | Humidification | 0 | 0
CZ09 | cDXOH | New Construction | Heat Recovery | 0 | 0
CZ09 | cDXOH | New Construction | Water Systems | 0 | 72370.37
CZ09 | cDXOH | New Construction | Refrigeration | 0 | 0
CZ09 | cDXOH | New Construction | Generators | 0 | 0
CZ09 | cDXOH | New Construction | Total End Uses | 1779749.44 | 72370.37
CZ10 | cDXOH | New Construction | Heating | 0 | 0
CZ10 | cDXOH | New Construction | Cooling | 556319.27 | 0
CZ10 | cDXOH | New Construction | Interior Lighting | 262654.5 | 0
CZ10 | cDXOH | New Construction | Exterior Lighting | 0 | 0
CZ10 | cDXOH | New Construction | Interior Equipment | 498363.12 | 0
CZ10 | cDXOH | New Construction | Exterior Equipment | 0 | 0
CZ10 | cDXOH | New Construction | Fans | 655653.2 | 0
CZ10 | cDXOH | New Construction | Pumps | 0 | 0
CZ10 | cDXOH | New Construction | Heat Rejection | 0 | 0
CZ10 | cDXOH | New Construction | Humidification | 0 | 0
CZ10 | cDXOH | New Construction | Heat Recovery | 0 | 0
CZ10 | cDXOH | New Construction | Water Systems | 0 | 71706.64
CZ10 | cDXOH | New Construction | Refrigeration | 0 | 0
CZ10 | cDXOH | New Construction | Generators | 0 | 0
CZ10 | cDXOH | New Construction | Total End Uses | 1972990.09 | 71706.64
CZ11 | cDXOH | New Construction | Heating | 0 | 0
CZ11 | cDXOH | New Construction | Cooling | 595198.77 | 0
CZ11 | cDXOH | New Construction | Interior Lighting | 262654.5 | 0
CZ11 | cDXOH | New Construction | Exterior Lighting | 0 | 0
CZ11 | cDXOH | New Construction | Interior Equipment | 498363.12 | 0
CZ11 | cDXOH | New Construction | Exterior Equipment | 0 | 0
CZ11 | cDXOH | New Construction | Fans | 662348.01 | 0
CZ11 | cDXOH | New Construction | Pumps | 0 | 0
CZ11 | cDXOH | New Construction | Heat Rejection | 0 | 0
CZ11 | cDXOH | New Construction | Humidification | 0 | 0
CZ11 | cDXOH | New Construction | Heat Recovery | 0 | 0
CZ11 | cDXOH | New Construction | Water Systems | 0 | 73160.41
CZ11 | cDXOH | New Construction | Refrigeration | 0 | 0
CZ11 | cDXOH | New Construction | Generators | 0 | 0
CZ11 | cDXOH | New Construction | Total End Uses | 2018564.4 | 73160.41
CZ12 | cDXOH | New Construction | Heating | 0 | 0
CZ12 | cDXOH | New Construction | Cooling | 481798.57 | 0
CZ12 | cDXOH | New Construction | Interior Lighting | 262654.5 | 0
CZ12 | cDXOH | New Construction | Exterior Lighting | 0 | 0
CZ12 | cDXOH | New Construction | Interior Equipment | 498363.12 | 0
CZ12 | cDXOH | New Construction | Exterior Equipment | 0 | 0
CZ12 | cDXOH | New Construction | Fans | 640379.23 | 0
CZ12 | cDXOH | New Construction | Pumps | 0 | 0
CZ12 | cDXOH | New Construction | Heat Rejection | 0 | 0
CZ12 | cDXOH | New Construction | Humidification | 0 | 0
CZ12 | cDXOH | New Construction | Heat Recovery | 0 | 0
CZ12 | cDXOH | New Construction | Water Systems | 0 | 75314.45
CZ12 | cDXOH | New Construction | Refrigeration | 0 | 0
CZ12 | cDXOH | New Construction | Generators | 0 | 0
CZ12 | cDXOH | New Construction | Total End Uses | 1883195.41 | 75314.45
CZ13 | cDXOH | New Construction | Heating | 0 | 0
CZ13 | cDXOH | New Construction | Cooling | 656872.32 | 0
CZ13 | cDXOH | New Construction | Interior Lighting | 262654.5 | 0
CZ13 | cDXOH | New Construction | Exterior Lighting | 0 | 0
CZ13 | cDXOH | New Construction | Interior Equipment | 498363.12 | 0
CZ13 | cDXOH | New Construction | Exterior Equipment | 0 | 0
CZ13 | cDXOH | New Construction | Fans | 658663.71 | 0
CZ13 | cDXOH | New Construction | Pumps | 0 | 0
CZ13 | cDXOH | New Construction | Heat Rejection | 0 | 0
CZ13 | cDXOH | New Construction | Humidification | 0 | 0
CZ13 | cDXOH | New Construction | Heat Recovery | 0 | 0
CZ13 | cDXOH | New Construction | Water Systems | 0 | 71078.09
CZ13 | cDXOH | New Construction | Refrigeration | 0 | 0
CZ13 | cDXOH | New Construction | Generators | 0 | 0
CZ13 | cDXOH | New Construction | Total End Uses | 2076553.65 | 71078.09
CZ14 | cDXOH | New Construction | Heating | 0 | 0
CZ14 | cDXOH | New Construction | Cooling | 846937.23 | 0
CZ14 | cDXOH | New Construction | Interior Lighting | 262654.5 | 0
CZ14 | cDXOH | New Construction | Exterior Lighting | 0 | 0
CZ14 | cDXOH | New Construction | Interior Equipment | 498363.12 | 0
CZ14 | cDXOH | New Construction | Exterior Equipment | 0 | 0
CZ14 | cDXOH | New Construction | Fans | 707451.22 | 0
CZ14 | cDXOH | New Construction | Pumps | 0 | 0
CZ14 | cDXOH | New Construction | Heat Rejection | 0 | 0
CZ14 | cDXOH | New Construction | Humidification | 0 | 0
CZ14 | cDXOH | New Construction | Heat Recovery | 0 | 0
CZ14 | cDXOH | New Construction | Water Systems | 0 | 67593.36
CZ14 | cDXOH | New Construction | Refrigeration | 0 | 0
CZ14 | cDXOH | New Construction | Generators | 0 | 0
CZ14 | cDXOH | New Construction | Total End Uses | 2315406.06 | 67593.36
CZ15 | cDXOH | New Construction | Heating | 0 | 0
CZ15 | cDXOH | New Construction | Cooling | 1148680.15 | 0
CZ15 | cDXOH | New Construction | Interior Lighting | 262654.5 | 0
CZ15 | cDXOH | New Construction | Exterior Lighting | 0 | 0
CZ15 | cDXOH | New Construction | Interior Equipment | 498363.12 | 0
CZ15 | cDXOH | New Construction | Exterior Equipment | 0 | 0
CZ15 | cDXOH | New Construction | Fans | 670145.04 | 0
CZ15 | cDXOH | New Construction | Pumps | 0 | 0
CZ15 | cDXOH | New Construction | Heat Rejection | 0 | 0
CZ15 | cDXOH | New Construction | Humidification | 0 | 0
CZ15 | cDXOH | New Construction | Heat Recovery | 0 | 0
CZ15 | cDXOH | New Construction | Water Systems | 0 | 60177.58
CZ15 | cDXOH | New Construction | Refrigeration | 0 | 0
CZ15 | cDXOH | New Construction | Generators | 0 | 0
CZ15 | cDXOH | New Construction | Total End Uses | 2579842.81 | 60177.58
CZ16 | cDXOH | New Construction | Heating | 0 | 0
CZ16 | cDXOH | New Construction | Cooling | 545126.19 | 0
CZ16 | cDXOH | New Construction | Interior Lighting | 262654.5 | 0
CZ16 | cDXOH | New Construction | Exterior Lighting | 0 | 0
CZ16 | cDXOH | New Construction | Interior Equipment | 498363.12 | 0
CZ16 | cDXOH | New Construction | Exterior Equipment | 0 | 0
CZ16 | cDXOH | New Construction | Fans | 758632.78 | 0
CZ16 | cDXOH | New Construction | Pumps | 0 | 0
CZ16 | cDXOH | New Construction | Heat Rejection | 0 | 0
CZ16 | cDXOH | New Construction | Humidification | 0 | 0
CZ16 | cDXOH | New Construction | Heat Recovery | 0 | 0
CZ16 | cDXOH | New Construction | Water Systems | 0 | 79610.02
CZ16 | cDXOH | New Construction | Refrigeration | 0 | 0
CZ16 | cDXOH | New Construction | Generators | 0 | 0
CZ16 | cDXOH | New Construction | Total End Uses | 2064776.59 | 79610.02
CZ01 | cPVVG | Existing | Heating | 0 | 1405644.14
CZ01 | cPVVG | Existing | Cooling | 9460.86 | 0
CZ01 | cPVVG | Existing | Interior Lighting | 525438.58 | 0
CZ01 | cPVVG | Existing | Exterior Lighting | 0 | 0
CZ01 | cPVVG | Existing | Interior Equipment | 498363.12 | 0
CZ01 | cPVVG | Existing | Exterior Equipment | 0 | 0
CZ01 | cPVVG | Existing | Fans | 331970.53 | 0
CZ01 | cPVVG | Existing | Pumps | 0 | 0
CZ01 | cPVVG | Existing | Heat Rejection | 0 | 0
CZ01 | cPVVG | Existing | Humidification | 0 | 0
CZ01 | cPVVG | Existing | Heat Recovery | 0 | 0
CZ01 | cPVVG | Existing | Water Systems | 0 | 87939.18
CZ01 | cPVVG | Existing | Refrigeration | 0 | 0
CZ01 | cPVVG | Existing | Generators | 0 | 0
CZ01 | cPVVG | Existing | Total End Uses | 1365233.09 | 1493583.32
CZ02 | cPVVG | Existing | Heating | 0 | 857992.19
CZ02 | cPVVG | Existing | Cooling | 245693.97 | 0
CZ02 | cPVVG | Existing | Interior Lighting | 525438.58 | 0
CZ02 | cPVVG | Existing | Exterior Lighting | 0 | 0
CZ02 | cPVVG | Existing | Interior Equipment | 498363.12 | 0
CZ02 | cPVVG | Existing | Exterior Equipment | 0 | 0
CZ02 | cPVVG | Existing | Fans | 357866.12 | 0
CZ02 | cPVVG | Existing | Pumps | 0 | 0
CZ02 | cPVVG | Existing | Heat Rejection | 0 | 0
CZ02 | cPVVG | Existing | Humidification | 0 | 0
CZ02 | cPVVG | Existing | Heat Recovery | 0 | 0
CZ02 | cPVVG | Existing | Water Systems | 0 | 80946.71
CZ02 | cPVVG | Existing | Refrigeration | 0 | 0
CZ02 | cPVVG | Existing | Generators | 0 | 0
CZ02 | cPVVG | Existing | Total End Uses | 1627361.78 | 938938.9
CZ03 | cPVVG | Existing | Heating | 0 | 603415.25
CZ03 | cPVVG | Existing | Cooling | 140637.22 | 0
CZ03 | cPVVG | Existing | Interior Lighting | 525438.58 | 0
CZ03 | cPVVG | Existing | Exterior Lighting | 0 | 0
CZ03 | cPVVG | Existing | Interior Equipment | 498363.12 | 0
CZ03 | cPVVG | Existing | Exterior Equipment | 0 | 0
CZ03 | cPVVG | Existing | Fans | 343320.47 | 0
CZ03 | cPVVG | Existing | Pumps | 0 | 0
CZ03 | cPVVG | Existing | Heat Rejection | 0 | 0
CZ03 | cPVVG | Existing | Humidification | 0 | 0
CZ03 | cPVVG | Existing | Heat Recovery | 0 | 0
CZ03 | cPVVG | Existing | Water Systems | 0 | 80630.27
CZ03 | cPVVG | Existing | Refrigeration | 0 | 0
CZ03 | cPVVG | Existing | Generators | 0 | 0
CZ03 | cPVVG | Existing | Total End Uses | 1507759.38 | 684045.52
CZ04 | cPVVG | Existing | Heating | 0 | 540705.48
CZ04 | cPVVG | Existing | Cooling | 293917.11 | 0
CZ04 | cPVVG | Existing | Interior Lighting | 525438.58 | 0
CZ04 | cPVVG | Existing | Exterior Lighting | 0 | 0
CZ04 | cPVVG | Existing | Interior Equipment | 498363.12 | 0
CZ04 | cPVVG | Existing | Exterior Equipment | 0 | 0
CZ04 | cPVVG | Existing | Fans | 365075.43 | 0
CZ04 | cPVVG | Existing | Pumps | 0 | 0
CZ04 | cPVVG | Existing | Heat Rejection | 0 | 0
CZ04 | cPVVG | Existing | Humidification | 0 | 0
CZ04 | cPVVG | Existing | Heat Recovery | 0 | 0
CZ04 | cPVVG | Existing | Water Systems | 0 | 77937.36
CZ04 | cPVVG | Existing | Refrigeration | 0 | 0
CZ04 | cPVVG | Existing | Generators | 0 | 0
CZ04 | cPVVG | Existing | Total End Uses | 1682794.23 | 618642.84
CZ05 | cPVVG | Existing | Heating | 0 | 567020.21
CZ05 | cPVVG | Existing | Cooling | 179104.01 | 0
CZ05 | cPVVG | Existing | Interior Lighting | 525438.58 | 0
CZ05 | cPVVG | Existing | Exterior Lighting | 0 | 0
CZ05 | cPVVG | Existing | Interior Equipment | 498363.12 | 0
CZ05 | cPVVG | Existing | Exterior Equipment | 0 | 0
CZ05 | cPVVG | Existing | Fans | 348806.35 | 0
CZ05 | cPVVG | Existing | Pumps | 0 | 0
CZ05 | cPVVG | Existing | Heat Rejection | 0 | 0
CZ05 | cPVVG | Existing | Humidification | 0 | 0
CZ05 | cPVVG | Existing | Heat Recovery | 0 | 0
CZ05 | cPVVG | Existing | Water Systems | 0 | 80646.71
CZ05 | cPVVG | Existing | Refrigeration | 0 | 0
CZ05 | cPVVG | Existing | Generators | 0 | 0
CZ05 | cPVVG | Existing | Total End Uses | 1551712.06 | 647666.92
CZ06 | cPVVG | Existing | Heating | 0 | 155540.92
CZ06 | cPVVG | Existing | Cooling | 291695.2 | 0
CZ06 | cPVVG | Existing | Interior Lighting | 525438.58 | 0
CZ06 | cPVVG | Existing | Exterior Lighting | 0 | 0
CZ06 | cPVVG | Existing | Interior Equipment | 498363.12 | 0
CZ06 | cPVVG | Existing | Exterior Equipment | 0 | 0
CZ06 | cPVVG | Existing | Fans | 367467.84 | 0
CZ06 | cPVVG | Existing | Pumps | 0 | 0
CZ06 | cPVVG | Existing | Heat Rejection | 0 | 0
CZ06 | cPVVG | Existing | Humidification | 0 | 0
CZ06 | cPVVG | Existing | Heat Recovery | 0 | 0
CZ06 | cPVVG | Existing | Water Systems | 0 | 74424.31
CZ06 | cPVVG | Existing | Refrigeration | 0 | 0
CZ06 | cPVVG | Existing | Generators | 0 | 0
CZ06 | cPVVG | Existing | Total End Uses | 1682964.73 | 229965.22
CZ07 | cPVVG | Existing | Heating | 0 | 148175.79
CZ07 | cPVVG | Existing | Cooling | 316407.92 | 0
CZ07 | cPVVG | Existing | Interior Lighting | 525438.58 | 0
CZ07 | cPVVG | Existing | Exterior Lighting | 0 | 0
CZ07 | cPVVG | Existing | Interior Equipment | 498363.12 | 0
CZ07 | cPVVG | Existing | Exterior Equipment | 0 | 0
CZ07 | cPVVG | Existing | Fans | 375403.24 | 0
CZ07 | cPVVG | Existing | Pumps | 0 | 0
CZ07 | cPVVG | Existing | Heat Rejection | 0 | 0
CZ07 | cPVVG | Existing | Humidification | 0 | 0
CZ07 | cPVVG | Existing | Heat Recovery | 0 | 0
CZ07 | cPVVG | Existing | Water Systems | 0 | 73490.75
CZ07 | cPVVG | Existing | Refrigeration | 0 | 0
CZ07 | cPVVG | Existing | Generators | 0 | 0
CZ07 | cPVVG | Existing | Total End Uses | 1715612.85 | 221666.53
CZ08 | cPVVG | Existing | Heating | 0 | 211640.5
CZ08 | cPVVG | Existing | Cooling | 400304.31 | 0
CZ08 | cPVVG | Existing | Interior Lighting | 525438.58 | 0
CZ08 | cPVVG | Existing | Exterior Lighting | 0 | 0
CZ08 | cPVVG | Existing | Interior Equipment | 498363.12 | 0
CZ08 | cPVVG | Existing | Exterior Equipment | 0 | 0
CZ08 | cPVVG | Existing | Fans | 379919.05 | 0
CZ08 | cPVVG | Existing | Pumps | 0 | 0
CZ08 | cPVVG | Existing | Heat Rejection | 0 | 0
CZ08 | cPVVG | Existing | Humidification | 0 | 0
CZ08 | cPVVG | Existing | Heat Recovery | 0 | 0
CZ08 | cPVVG | Existing | Water Systems | 0 | 73382.1
CZ08 | cPVVG | Existing | Refrigeration | 0 | 0
CZ08 | cPVVG | Existing | Generators | 0 | 0
CZ08 | cPVVG | Existing | Total End Uses | 1804025.05 | 285022.59
CZ09 | cPVVG | Existing | Heating | 0 | 184327.4
CZ09 | cPVVG | Existing | Cooling | 450606.45 | 0
CZ09 | cPVVG | Existing | Interior Lighting | 525438.58 | 0
CZ09 | cPVVG | Existing | Exterior Lighting | 0 | 0
CZ09 | cPVVG | Existing | Interior Equipment | 498363.12 | 0
CZ09 | cPVVG | Existing | Exterior Equipment | 0 | 0
CZ09 | cPVVG | Existing | Fans | 385451.52 | 0
CZ09 | cPVVG | Existing | Pumps | 0 | 0
CZ09 | cPVVG | Existing | Heat Rejection | 0 | 0
CZ09 | cPVVG | Existing | Humidification | 0 | 0
CZ09 | cPVVG | Existing | Heat Recovery | 0 | 0
CZ09 | cPVVG | Existing | Water Systems | 0 | 72397.89
CZ09 | cPVVG | Existing | Refrigeration | 0 | 0
CZ09 | cPVVG | Existing | Generators | 0 | 0
CZ09 | cPVVG | Existing | Total End Uses | 1859859.66 | 256725.3
CZ10 | cPVVG | Existing | Heating | 0 | 340432.38
CZ10 | cPVVG | Existing | Cooling | 618071.34 | 0
CZ10 | cPVVG | Existing | Interior Lighting | 525438.58 | 0
CZ10 | cPVVG | Existing | Exterior Lighting | 0 | 0
CZ10 | cPVVG | Existing | Interior Equipment | 498363.12 | 0
CZ10 | cPVVG | Existing | Exterior Equipment | 0 | 0
CZ10 | cPVVG | Existing | Fans | 391472.16 | 0
CZ10 | cPVVG | Existing | Pumps | 0 | 0
CZ10 | cPVVG | Existing | Heat Rejection | 0 | 0
CZ10 | cPVVG | Existing | Humidification | 0 | 0
CZ10 | cPVVG | Existing | Heat Recovery | 0 | 0
CZ10 | cPVVG | Existing | Water Systems | 0 | 71847.9
CZ10 | cPVVG | Existing | Refrigeration | 0 | 0
CZ10 | cPVVG | Existing | Generators | 0 | 0
CZ10 | cPVVG | Existing | Total End Uses | 2033345.19 | 412280.28
CZ11 | cPVVG | Existing | Heating | 0 | 816559.89
CZ11 | cPVVG | Existing | Cooling | 671676.15 | 0
CZ11 | cPVVG | Existing | Interior Lighting | 525438.58 | 0
CZ11 | cPVVG | Existing | Exterior Lighting | 0 | 0
CZ11 | cPVVG | Existing | Interior Equipment | 498363.12 | 0
CZ11 | cPVVG | Existing | Exterior Equipment | 0 | 0
CZ11 | cPVVG | Existing | Fans | 408057.05 | 0
CZ11 | cPVVG | Existing | Pumps | 0 | 0
CZ11 | cPVVG | Existing | Heat Rejection | 0 | 0
CZ11 | cPVVG | Existing | Humidification | 0 | 0
CZ11 | cPVVG | Existing | Heat Recovery | 0 | 0
CZ11 | cPVVG | Existing | Water Systems | 0 | 73433.25
CZ11 | cPVVG | Existing | Refrigeration | 0 | 0
CZ11 | cPVVG | Existing | Generators | 0 | 0
CZ11 | cPVVG | Existing | Total End Uses | 2103534.9 | 889993.14
CZ12 | cPVVG | Existing | Heating | 0 | 765434.68
CZ12 | cPVVG | Existing | Cooling | 545145.28 | 0
CZ12 | cPVVG | Existing | Interior Lighting | 525438.58 | 0
CZ12 | cPVVG | Existing | Exterior Lighting | 0 | 0
CZ12 | cPVVG | Existing | Interior Equipment | 498363.12 | 0
CZ12 | cPVVG | Existing | Exterior Equipment | 0 | 0
CZ12 | cPVVG | Existing | Fans | 395384 | 0
CZ12 | cPVVG | Existing | Pumps | 0 | 0
CZ12 | cPVVG | Existing | Heat Rejection | 0 | 0
CZ12 | cPVVG | Existing | Humidification | 0 | 0
CZ12 | cPVVG | Existing | Heat Recovery | 0 | 0
CZ12 | cPVVG | Existing | Water Systems | 0 | 75445.93
CZ12 | cPVVG | Existing | Refrigeration | 0 | 0
CZ12 | cPVVG | Existing | Generators | 0 | 0
CZ12 | cPVVG | Existing | Total End Uses | 1964330.97 | 840880.61
CZ13 | cPVVG | Existing | Heating | 0 | 671611.67
CZ13 | cPVVG | Existing | Cooling | 738993.39 | 0
CZ13 | cPVVG | Existing | Interior Lighting | 525438.58 | 0
CZ13 | cPVVG | Existing | Exterior Lighting | 0 | 0
CZ13 | cPVVG | Existing | Interior Equipment | 498363.12 | 0
CZ13 | cPVVG | Existing | Exterior Equipment | 0 | 0
CZ13 | cPVVG | Existing | Fans | 420594.03 | 0
CZ13 | cPVVG | Existing | Pumps | 0 | 0
CZ13 | cPVVG | Existing | Heat Rejection | 0 | 0
CZ13 | cPVVG | Existing | Humidification | 0 | 0
CZ13 | cPVVG | Existing | Heat Recovery | 0 | 0
CZ13 | cPVVG | Existing | Water Systems | 0 | 71343.89
CZ13 | cPVVG | Existing | Refrigeration | 0 | 0
CZ13 | cPVVG | Existing | Generators | 0 | 0
CZ13 | cPVVG | Existing | Total End Uses | 2183389.11 | 742955.56
CZ14 | cPVVG | Existing | Heating | 0 | 469207.84
CZ14 | cPVVG | Existing | Cooling | 945610.98 | 0
CZ14 | cPVVG | Existing | Interior Lighting | 525438.58 | 0
CZ14 | cPVVG | Existing | Exterior Lighting | 0 | 0
CZ14 | cPVVG | Existing | Interior Equipment | 498363.12 | 0
CZ14 | cPVVG | Existing | Exterior Equipment | 0 | 0
CZ14 | cPVVG | Existing | Fans | 472411.09 | 0
CZ14 | cPVVG | Existing | Pumps | 0 | 0
CZ14 | cPVVG | Existing | Heat Rejection | 0 | 0
CZ14 | cPVVG | Existing | Humidification | 0 | 0
CZ14 | cPVVG | Existing | Heat Recovery | 0 | 0
CZ14 | cPVVG | Existing | Water Systems | 0 | 67804.69
CZ14 | cPVVG | Existing | Refrigeration | 0 | 0
CZ14 | cPVVG | Existing | Generators | 0 | 0
CZ14 | cPVVG | Existing | Total End Uses | 2441823.76 | 537012.52
CZ15 | cPVVG | Existing | Heating | 0 | 161712.65
CZ15 | cPVVG | Existing | Cooling | 1302757.99 | 0
CZ15 | cPVVG | Existing | Interior Lighting | 525438.58 | 0
CZ15 | cPVVG | Existing | Exterior Lighting | 0 | 0
CZ15 | cPVVG | Existing | Interior Equipment | 498363.12 | 0
CZ15 | cPVVG | Existing | Exterior Equipment | 0 | 0
CZ15 | cPVVG | Existing | Fans | 523092.59 | 0
CZ15 | cPVVG | Existing | Pumps | 0 | 0
CZ15 | cPVVG | Existing | Heat Rejection | 0 | 0
CZ15 | cPVVG | Existing | Humidification | 0 | 0
CZ15 | cPVVG | Existing | Heat Recovery | 0 | 0
CZ15 | cPVVG | Existing | Water Systems | 0 | 60389.21
CZ15 | cPVVG | Existing | Refrigeration | 0 | 0
CZ15 | cPVVG | Existing | Generators | 0 | 0
CZ15 | cPVVG | Existing | Total End Uses | 2849652.28 | 222101.86
CZ16 | cPVVG | Existing | Heating | 0 | 1086499.59
CZ16 | cPVVG | Existing | Cooling | 603189.89 | 0
CZ16 | cPVVG | Existing | Interior Lighting | 525438.58 | 0
CZ16 | cPVVG | Existing | Exterior Lighting | 0 | 0
CZ16 | cPVVG | Existing | Interior Equipment | 498363.12 | 0
CZ16 | cPVVG | Existing | Exterior Equipment | 0 | 0
CZ16 | cPVVG | Existing | Fans | 442195.62 | 0
CZ16 | cPVVG | Existing | Pumps | 0 | 0
CZ16 | cPVVG | Existing | Heat Rejection | 0 | 0
CZ16 | cPVVG | Existing | Humidification | 0 | 0
CZ16 | cPVVG | Existing | Heat Recovery | 0 | 0
CZ16 | cPVVG | Existing | Water Systems | 0 | 79688.94
CZ16 | cPVVG | Existing | Refrigeration | 0 | 0
CZ16 | cPVVG | Existing | Generators | 0 | 0
CZ16 | cPVVG | Existing | Total End Uses | 2069187.2 | 1166188.54
CZ01 | cPVVG | New Construction | Heating | 0 | 1452286.23
CZ01 | cPVVG | New Construction | Cooling | 7400.31 | 0
CZ01 | cPVVG | New Construction | Interior Lighting | 262654.5 | 0
CZ01 | cPVVG | New Construction | Exterior Lighting | 0 | 0
CZ01 | cPVVG | New Construction | Interior Equipment | 498363.12 | 0
CZ01 | cPVVG | New Construction | Exterior Equipment | 0 | 0
CZ01 | cPVVG | New Construction | Fans | 386344.98 | 0
CZ01 | cPVVG | New Construction | Pumps | 0 | 0
CZ01 | cPVVG | New Construction | Heat Rejection | 0 | 0
CZ01 | cPVVG | New Construction | Humidification | 0 | 0
CZ01 | cPVVG | New Construction | Heat Recovery | 0 | 0
CZ01 | cPVVG | New Construction | Water Systems | 0 | 87942.57
CZ01 | cPVVG | New Construction | Refrigeration | 0 | 0
CZ01 | cPVVG | New Construction | Generators | 0 | 0
CZ01 | cPVVG | New Construction | Total End Uses | 1154762.91 | 1540228.81
CZ02 | cPVVG | New Construction | Heating | 0 | 874248.24
CZ02 | cPVVG | New Construction | Cooling | 209880.28 | 0
CZ02 | cPVVG | New Construction | Interior Lighting | 262654.5 | 0
CZ02 | cPVVG | New Construction | Exterior Lighting | 0 | 0
CZ02 | cPVVG | New Construction | Interior Equipment | 498363.12 | 0
CZ02 | cPVVG | New Construction | Exterior Equipment | 0 | 0
CZ02 | cPVVG | New Construction | Fans | 393730.85 | 0
CZ02 | cPVVG | New Construction | Pumps | 0 | 0
CZ02 | cPVVG | New Construction | Heat Rejection | 0 | 0
CZ02 | cPVVG | New Construction | Humidification | 0 | 0
CZ02 | cPVVG | New Construction | Heat Recovery | 0 | 0
CZ02 | cPVVG | New Construction | Water Systems | 0 | 80938.37
CZ02 | cPVVG | New Construction | Refrigeration | 0 | 0
CZ02 | cPVVG | New Construction | Generators | 0 | 0
CZ02 | cPVVG | New Construction | Total End Uses | 1364628.75 | 955186.61
CZ03 | cPVVG | New Construction | Heating | 0 | 649385.31
CZ03 | cPVVG | New Construction | Cooling | 116069.31 | 0
CZ03 | cPVVG | New Construction | Interior Lighting | 262654.5 | 0
CZ03 | cPVVG | New Construction | Exterior Lighting | 0 | 0
CZ03 | cPVVG | New Construction | Interior Equipment | 498363.12 | 0
CZ03 | cPVVG | New Construction | Exterior Equipment | 0 | 0
CZ03 | cPVVG | New Construction | Fans | 385484.7 | 0
CZ03 | cPVVG | New Construction | Pumps | 0 | 0
CZ03 | cPVVG | New Construction | Heat Rejection | 0 | 0
CZ03 | cPVVG | New Construction | Humidification | 0 | 0
CZ03 | cPVVG | New Construction | Heat Recovery | 0 | 0
CZ03 | cPVVG | New Construction | Water Systems | 0 | 80599.38
CZ03 | cPVVG | New Construction | Refrigeration | 0 | 0
CZ03 | cPVVG | New Construction | Generators | 0 | 0
CZ03 | cPVVG | New Construction | Total End Uses | 1262571.63 | 729984.69
CZ04 | cPVVG | New Construction | Heating | 0 | 567551.85
CZ04 | cPVVG | New Construction | Cooling | 247846.96 | 0
CZ04 | cPVVG | New Construction | Interior Lighting | 262654.5 | 0
CZ04 | cPVVG | New Construction | Exterior Lighting | 0 | 0
CZ04 | cPVVG | New Construction | Interior Equipment | 498363.12 | 0
CZ04 | cPVVG | New Construction | Exterior Equipment | 0 | 0
CZ04 | cPVVG | New Construction | Fans | 396637.67 | 0
CZ04 | cPVVG | New Construction | Pumps | 0 | 0
CZ04 | cPVVG | New Construction | Heat Rejection | 0 | 0
CZ04 | cPVVG | New Construction | Humidification | 0 | 0
CZ04 | cPVVG | New Construction | Heat Recovery | 0 | 0
CZ04 | cPVVG | New Construction | Water Systems | 0 | 77865.36
CZ04 | cPVVG | New Construction | Refrigeration | 0 | 0
CZ04 | cPVVG | New Construction | Generators | 0 | 0
CZ04 | cPVVG | New Construction | Total End Uses | 1405502.24 | 645417.21
CZ05 | cPVVG | New Construction | Heating | 0 | 614508.3
CZ05 | cPVVG | New Construction | Cooling | 148644.18 | 0
CZ05 | cPVVG | New Construction | Interior Lighting | 262654.5 | 0
CZ05 | cPVVG | New Construction | Exterior Lighting | 0 | 0
CZ05 | cPVVG | New Construction | Interior Equipment | 498363.12 | 0
CZ05 | cPVVG | New Construction | Exterior Equipment | 0 | 0
CZ05 | cPVVG | New Construction | Fans | 385198.09 | 0
CZ05 | cPVVG | New Construction | Pumps | 0 | 0
CZ05 | cPVVG | New Construction | Heat Rejection | 0 | 0
CZ05 | cPVVG | New Construction | Humidification | 0 | 0
CZ05 | cPVVG | New Construction | Heat Recovery | 0 | 0
CZ05 | cPVVG | New Construction | Water Systems | 0 | 80613.05
CZ05 | cPVVG | New Construction | Refrigeration | 0 | 0
CZ05 | cPVVG | New Construction | Generators | 0 | 0
CZ05 | cPVVG | New Construction | Total End Uses | 1294859.89 | 695121.36
CZ06 | cPVVG | New Construction | Heating | 0 | 179661.25
CZ06 | cPVVG | New Construction | Cooling | 237758.22 | 0
CZ06 | cPVVG | New Construction | Interior Lighting | 262654.5 | 0
CZ06 | cPVVG | New Construction | Exterior Lighting | 0 | 0
CZ06 | cPVVG | New Construction | Interior Equipment | 498363.12 | 0
CZ06 | cPVVG | New Construction | Exterior Equipment | 0 | 0
CZ06 | cPVVG | New Construction | Fans | 392011.17 | 0
CZ06 | cPVVG | New Construction | Pumps | 0 | 0
CZ06 | cPVVG | New Construction | Heat Rejection | 0 | 0
CZ06 | cPVVG | New Construction | Humidification | 0 | 0
CZ06 | cPVVG | New Construction | Heat Recovery | 0 | 0
CZ06 | cPVVG | New Construction | Water Systems | 0 | 74399.82
CZ06 | cPVVG | New Construction | Refrigeration | 0 | 0
CZ06 | cPVVG | New Construction | Generators | 0 | 0
CZ06 | cPVVG | New Construction | Total End Uses | 1390787.01 | 254061.08
CZ07 | cPVVG | New Construction | Heating | 0 | 171154.83
CZ07 | cPVVG | New Construction | Cooling | 258438.12 | 0
CZ07 | cPVVG | New Construction | Interior Lighting | 262654.5 | 0
CZ07 | cPVVG | New Construction | Exterior Lighting | 0 | 0
CZ07 | cPVVG | New Construction | Interior Equipment | 498363.12 | 0
CZ07 | cPVVG | New Construction | Exterior Equipment | 0 | 0
CZ07 | cPVVG | New Construction | Fans | 402926.45 | 0
CZ07 | cPVVG | New Construction | Pumps | 0 | 0
CZ07 | cPVVG | New Construction | Heat Rejection | 0 | 0
CZ07 | cPVVG | New Construction | Humidification | 0 | 0
CZ07 | cPVVG | New Construction | Heat Recovery | 0 | 0
CZ07 | cPVVG | New Construction | Water Systems | 0 | 73504.78
CZ07 | cPVVG | New Construction | Refrigeration | 0 | 0
CZ07 | cPVVG | New Construction | Generators | 0 | 0
CZ07 | cPVVG | New Construction | Total End Uses | 1422382.19 | 244659.61
CZ08 | cPVVG | New Construction | Heating | 0 | 231732.92
CZ08 | cPVVG | New Construction | Cooling | 331637.73 | 0
CZ08 | cPVVG | New Construction | Interior Lighting | 262654.5 | 0
CZ08 | cPVVG | New Construction | Exterior Lighting | 0 | 0
CZ08 | cPVVG | New Construction | Interior Equipment | 498363.12 | 0
CZ08 | cPVVG | New Construction | Exterior Equipment | 0 | 0
CZ08 | cPVVG | New Construction | Fans | 404654.42 | 0
CZ08 | cPVVG | New Construction | Pumps | 0 | 0
CZ08 | cPVVG | New Construction | Heat Rejection | 0 | 0
CZ08 | cPVVG | New Construction | Humidification | 0 | 0
CZ08 | cPVVG | New Construction | Heat Recovery | 0 | 0
CZ08 | cPVVG | New Construction | Water Systems | 0 | 73364.81
CZ08 | cPVVG | New Construction | Refrigeration | 0 | 0
CZ08 | cPVVG | New Construction | Generators | 0 | 0
CZ08 | cPVVG | New Construction | Total End Uses | 1497309.77 | 305097.73
CZ09 | cPVVG | New Construction | Heating | 0 | 202280.48
CZ09 | cPVVG | New Construction | Cooling | 369328.24 | 0
CZ09 | cPVVG | New Construction | Interior Lighting | 262654.5 | 0
CZ09 | cPVVG | New Construction | Exterior Lighting | 0 | 0
CZ09 | cPVVG | New Construction | Interior Equipment | 498363.12 | 0
CZ09 | cPVVG | New Construction | Exterior Equipment | 0 | 0
CZ09 | cPVVG | New Construction | Fans | 400579.56 | 0
CZ09 | cPVVG | New Construction | Pumps | 0 | 0
CZ09 | cPVVG | New Construction | Heat Rejection | 0 | 0
CZ09 | cPVVG | New Construction | Humidification | 0 | 0
CZ09 | cPVVG | New Construction | Heat Recovery | 0 | 0
CZ09 | cPVVG | New Construction | Water Systems | 0 | 72371.86
CZ09 | cPVVG | New Construction | Refrigeration | 0 | 0
CZ09 | cPVVG | New Construction | Generators | 0 | 0
CZ09 | cPVVG | New Construction | Total End Uses | 1530925.42 | 274652.34
CZ10 | cPVVG | New Construction | Heating | 0 | 357492.83
CZ10 | cPVVG | New Construction | Cooling | 541884.91 | 0
CZ10 | cPVVG | New Construction | Interior Lighting | 262654.5 | 0
CZ10 | cPVVG | New Construction | Exterior Lighting | 0 | 0
CZ10 | cPVVG | New Construction | Interior Equipment | 498363.12 | 0
CZ10 | cPVVG | New Construction | Exterior Equipment | 0 | 0
CZ10 | cPVVG | New Construction | Fans | 397097.2 | 0
CZ10 | cPVVG | New Construction | Pumps | 0 | 0
CZ10 | cPVVG | New Construction | Heat Rejection | 0 | 0
CZ10 | cPVVG | New Construction | Humidification | 0 | 0
CZ10 | cPVVG | New Construction | Heat Recovery | 0 | 0
CZ10 | cPVVG | New Construction | Water Systems | 0 | 71672.73
CZ10 | cPVVG | New Construction | Refrigeration | 0 | 0
CZ10 | cPVVG | New Construction | Generators | 0 | 0
CZ10 | cPVVG | New Construction | Total End Uses | 1699999.73 | 429165.56
CZ11 | cPVVG | New Construction | Heating | 0 | 815073.35
CZ11 | cPVVG | New Construction | Cooling | 584779 | 0
CZ11 | cPVVG | New Construction | Interior Lighting | 262654.5 | 0
CZ11 | cPVVG | New Construction | Exterior Lighting | 0 | 0
CZ11 | cPVVG | New Construction | Interior Equipment | 498363.12 | 0
CZ11 | cPVVG | New Construction | Exterior Equipment | 0 | 0
CZ11 | cPVVG | New Construction | Fans | 412399.25 | 0
CZ11 | cPVVG | New Construction | Pumps | 0 | 0
CZ11 | cPVVG | New Construction | Heat Rejection | 0 | 0
CZ11 | cPVVG | New Construction | Humidification | 0 | 0
CZ11 | cPVVG | New Construction | Heat Recovery | 0 | 0
CZ11 | cPVVG | New Construction | Water Systems | 0 | 73206.72
CZ11 | cPVVG | New Construction | Refrigeration | 0 | 0
CZ11 | cPVVG | New Construction | Generators | 0 | 0
CZ11 | cPVVG | New Construction | Total End Uses | 1758195.87 | 888280.08
CZ12 | cPVVG | New Construction | Heating | 0 | 767254.26
CZ12 | cPVVG | New Construction | Cooling | 473736.48 | 0
CZ12 | cPVVG | New Construction | Interior Lighting | 262654.5 | 0
CZ12 | cPVVG | New Construction | Exterior Lighting | 0 | 0
CZ12 | cPVVG | New Construction | Interior Equipment | 498363.12 | 0
CZ12 | cPVVG | New Construction | Exterior Equipment | 0 | 0
CZ12 | cPVVG | New Construction | Fans | 413417.68 | 0
CZ12 | cPVVG | New Construction | Pumps | 0 | 0
CZ12 | cPVVG | New Construction | Heat Rejection | 0 | 0
CZ12 | cPVVG | New Construction | Humidification | 0 | 0
CZ12 | cPVVG | New Construction | Heat Recovery | 0 | 0
CZ12 | cPVVG | New Construction | Water Systems | 0 | 75388.34
CZ12 | cPVVG | New Construction | Refrigeration | 0 | 0
CZ12 | cPVVG | New Construction | Generators | 0 | 0
CZ12 | cPVVG | New Construction | Total End Uses | 1648171.78 | 842642.6
CZ13 | cPVVG | New Construction | Heating | 0 | 678086.58
CZ13 | cPVVG | New Construction | Cooling | 644209.15 | 0
CZ13 | cPVVG | New Construction | Interior Lighting | 262654.5 | 0
CZ13 | cPVVG | New Construction | Exterior Lighting | 0 | 0
CZ13 | cPVVG | New Construction | Interior Equipment | 498363.12 | 0
CZ13 | cPVVG | New Construction | Exterior Equipment | 0 | 0
CZ13 | cPVVG | New Construction | Fans | 420438.59 | 0
CZ13 | cPVVG | New Construction | Pumps | 0 | 0
CZ13 | cPVVG | New Construction | Heat Rejection | 0 | 0
CZ13 | cPVVG | New Construction | Humidification | 0 | 0
CZ13 | cPVVG | New Construction | Heat Recovery | 0 | 0
CZ13 | cPVVG | New Construction | Water Systems | 0 | 71101.19
CZ13 | cPVVG | New Construction | Refrigeration | 0 | 0
CZ13 | cPVVG | New Construction | Generators | 0 | 0
CZ13 | cPVVG | New Construction | Total End Uses | 1825665.35 | 749187.77
CZ14 | cPVVG | New Construction | Heating | 0 | 435652.66
CZ14 | cPVVG | New Construction | Cooling | 827504.06 | 0
CZ14 | cPVVG | New Construction | Interior Lighting | 262654.5 | 0
CZ14 | cPVVG | New Construction | Exterior Lighting | 0 | 0
CZ14 | cPVVG | New Construction | Interior Equipment | 498363.12 | 0
CZ14 | cPVVG | New Construction | Exterior Equipment | 0 | 0
CZ14 | cPVVG | New Construction | Fans | 407514.01 | 0
CZ14 | cPVVG | New Construction | Pumps | 0 | 0
CZ14 | cPVVG | New Construction | Heat Rejection | 0 | 0
CZ14 | cPVVG | New Construction | Humidification | 0 | 0
CZ14 | cPVVG | New Construction | Heat Recovery | 0 | 0
CZ14 | cPVVG | New Construction | Water Systems | 0 | 67598.46
CZ14 | cPVVG | New Construction | Refrigeration | 0 | 0
CZ14 | cPVVG | New Construction | Generators | 0 | 0
CZ14 | cPVVG | New Construction | Total End Uses | 1996035.69 | 503251.12
CZ15 | cPVVG | New Construction | Heating | 0 | 172650.03
CZ15 | cPVVG | New Construction | Cooling | 1130284.93 | 0
CZ15 | cPVVG | New Construction | Interior Lighting | 262654.5 | 0
CZ15 | cPVVG | New Construction | Exterior Lighting | 0 | 0
CZ15 | cPVVG | New Construction | Interior Equipment | 498363.12 | 0
CZ15 | cPVVG | New Construction | Exterior Equipment | 0 | 0
CZ15 | cPVVG | New Construction | Fans | 485020.9 | 0
CZ15 | cPVVG | New Construction | Pumps | 0 | 0
CZ15 | cPVVG | New Construction | Heat Rejection | 0 | 0
CZ15 | cPVVG | New Construction | Humidification | 0 | 0
CZ15 | cPVVG | New Construction | Heat Recovery | 0 | 0
CZ15 | cPVVG | New Construction | Water Systems | 0 | 60163.56
CZ15 | cPVVG | New Construction | Refrigeration | 0 | 0
CZ15 | cPVVG | New Construction | Generators | 0 | 0
CZ15 | cPVVG | New Construction | Total End Uses | 2376323.46 | 232813.59
CZ16 | cPVVG | New Construction | Heating | 0 | 1012979.41
CZ16 | cPVVG | New Construction | Cooling | 530100.53 | 0
CZ16 | cPVVG | New Construction | Interior Lighting | 262654.5 | 0
CZ16 | cPVVG | New Construction | Exterior Lighting | 0 | 0
CZ16 | cPVVG | New Construction | Interior Equipment | 498363.12 | 0
CZ16 | cPVVG | New Construction | Exterior Equipment | 0 | 0
CZ16 | cPVVG | New Construction | Fans | 367282.86 | 0
CZ16 | cPVVG | New Construction | Pumps | 0 | 0
CZ16 | cPVVG | New Construction | Heat Rejection | 0 | 0
CZ16 | cPVVG | New Construction | Humidification | 0 | 0
CZ16 | cPVVG | New Construction | Heat Recovery | 0 | 0
CZ16 | cPVVG | New Construction | Water Systems | 0 | 79615.57
CZ16 | cPVVG | New Construction | Refrigeration | 0 | 0
CZ16 | cPVVG | New Construction | Generators | 0 | 0
CZ16 | cPVVG | New Construction | Total End Uses | 1658401.01 | 1092594.98

## Raw_endusebreakdownannual (hidden)
Vintage | Climate Zone | HVAC System | End Use | Electricity [kBtu] | Natural Gas [kBtu]
Existing | CZ01 | cAVVG | Heating | 0 | 1487939.67
Existing | CZ01 | cAVVG | Cooling | 30883.32 | 0
Existing | CZ01 | cAVVG | Interior Lighting | 525438.58 | 0
Existing | CZ01 | cAVVG | Exterior Lighting | 0 | 0
Existing | CZ01 | cAVVG | Interior Equipment | 498363.12 | 0
Existing | CZ01 | cAVVG | Exterior Equipment | 0 | 0
Existing | CZ01 | cAVVG | Fans | 602917.71 | 0
Existing | CZ01 | cAVVG | Pumps | 2510.92 | 0
Existing | CZ01 | cAVVG | Heat Rejection | 0 | 0
Existing | CZ01 | cAVVG | Humidification | 0 | 0
Existing | CZ01 | cAVVG | Heat Recovery | 0 | 0
Existing | CZ01 | cAVVG | Water Systems | 0 | 87934.61
Existing | CZ01 | cAVVG | Refrigeration | 0 | 0
Existing | CZ01 | cAVVG | Generators | 0 | 0
Existing | CZ01 | cAVVG | Total End Uses | 1660113.65 | 1575874.28
Existing | CZ02 | cAVVG | Heating | 0 | 990252.06
Existing | CZ02 | cAVVG | Cooling | 401372.83 | 0
Existing | CZ02 | cAVVG | Interior Lighting | 525438.58 | 0
Existing | CZ02 | cAVVG | Exterior Lighting | 0 | 0
Existing | CZ02 | cAVVG | Interior Equipment | 498363.12 | 0
Existing | CZ02 | cAVVG | Exterior Equipment | 0 | 0
Existing | CZ02 | cAVVG | Fans | 553505.88 | 0
Existing | CZ02 | cAVVG | Pumps | 12464.31 | 0
Existing | CZ02 | cAVVG | Heat Rejection | 0 | 0
Existing | CZ02 | cAVVG | Humidification | 0 | 0
Existing | CZ02 | cAVVG | Heat Recovery | 0 | 0
Existing | CZ02 | cAVVG | Water Systems | 0 | 80946.47
Existing | CZ02 | cAVVG | Refrigeration | 0 | 0
Existing | CZ02 | cAVVG | Generators | 0 | 0
Existing | CZ02 | cAVVG | Total End Uses | 1991144.72 | 1071198.53
Existing | CZ03 | cAVVG | Heating | 0 | 695079.46
Existing | CZ03 | cAVVG | Cooling | 247320.17 | 0
Existing | CZ03 | cAVVG | Interior Lighting | 525438.58 | 0
Existing | CZ03 | cAVVG | Exterior Lighting | 0 | 0
Existing | CZ03 | cAVVG | Interior Equipment | 498363.12 | 0
Existing | CZ03 | cAVVG | Exterior Equipment | 0 | 0
Existing | CZ03 | cAVVG | Fans | 495946.01 | 0
Existing | CZ03 | cAVVG | Pumps | 10460.68 | 0
Existing | CZ03 | cAVVG | Heat Rejection | 0 | 0
Existing | CZ03 | cAVVG | Humidification | 0 | 0
Existing | CZ03 | cAVVG | Heat Recovery | 0 | 0
Existing | CZ03 | cAVVG | Water Systems | 0 | 80632.25
Existing | CZ03 | cAVVG | Refrigeration | 0 | 0
Existing | CZ03 | cAVVG | Generators | 0 | 0
Existing | CZ03 | cAVVG | Total End Uses | 1777528.56 | 775711.71
Existing | CZ04 | cAVVG | Heating | 0 | 657167.44
Existing | CZ04 | cAVVG | Cooling | 471345.42 | 0
Existing | CZ04 | cAVVG | Interior Lighting | 525438.58 | 0
Existing | CZ04 | cAVVG | Exterior Lighting | 0 | 0
Existing | CZ04 | cAVVG | Interior Equipment | 498363.12 | 0
Existing | CZ04 | cAVVG | Exterior Equipment | 0 | 0
Existing | CZ04 | cAVVG | Fans | 546275.34 | 0
Existing | CZ04 | cAVVG | Pumps | 14120.01 | 0
Existing | CZ04 | cAVVG | Heat Rejection | 0 | 0
Existing | CZ04 | cAVVG | Humidification | 0 | 0
Existing | CZ04 | cAVVG | Heat Recovery | 0 | 0
Existing | CZ04 | cAVVG | Water Systems | 0 | 77946.59
Existing | CZ04 | cAVVG | Refrigeration | 0 | 0
Existing | CZ04 | cAVVG | Generators | 0 | 0
Existing | CZ04 | cAVVG | Total End Uses | 2055542.46 | 735114.03
Existing | CZ05 | cAVVG | Heating | 0 | 688513.17
Existing | CZ05 | cAVVG | Cooling | 292344.21 | 0
Existing | CZ05 | cAVVG | Interior Lighting | 525438.58 | 0
Existing | CZ05 | cAVVG | Exterior Lighting | 0 | 0
Existing | CZ05 | cAVVG | Interior Equipment | 498363.12 | 0
Existing | CZ05 | cAVVG | Exterior Equipment | 0 | 0
Existing | CZ05 | cAVVG | Fans | 502580.74 | 0
Existing | CZ05 | cAVVG | Pumps | 12755.81 | 0
Existing | CZ05 | cAVVG | Heat Rejection | 0 | 0
Existing | CZ05 | cAVVG | Humidification | 0 | 0
Existing | CZ05 | cAVVG | Heat Recovery | 0 | 0
Existing | CZ05 | cAVVG | Water Systems | 0 | 80647.46
Existing | CZ05 | cAVVG | Refrigeration | 0 | 0
Existing | CZ05 | cAVVG | Generators | 0 | 0
Existing | CZ05 | cAVVG | Total End Uses | 1831482.45 | 769160.63
Existing | CZ06 | cAVVG | Heating | 0 | 328542.77
Existing | CZ06 | cAVVG | Cooling | 525609.05 | 0
Existing | CZ06 | cAVVG | Interior Lighting | 525438.58 | 0
Existing | CZ06 | cAVVG | Exterior Lighting | 0 | 0
Existing | CZ06 | cAVVG | Interior Equipment | 498363.12 | 0
Existing | CZ06 | cAVVG | Exterior Equipment | 0 | 0
Existing | CZ06 | cAVVG | Fans | 507648.94 | 0
Existing | CZ06 | cAVVG | Pumps | 17577.71 | 0
Existing | CZ06 | cAVVG | Heat Rejection | 0 | 0
Existing | CZ06 | cAVVG | Humidification | 0 | 0
Existing | CZ06 | cAVVG | Heat Recovery | 0 | 0
Existing | CZ06 | cAVVG | Water Systems | 0 | 74420.77
Existing | CZ06 | cAVVG | Refrigeration | 0 | 0
Existing | CZ06 | cAVVG | Generators | 0 | 0
Existing | CZ06 | cAVVG | Total End Uses | 2074637.39 | 402963.53
Existing | CZ07 | cAVVG | Heating | 0 | 388416.33
Existing | CZ07 | cAVVG | Cooling | 616587.84 | 0
Existing | CZ07 | cAVVG | Interior Lighting | 525438.58 | 0
Existing | CZ07 | cAVVG | Exterior Lighting | 0 | 0
Existing | CZ07 | cAVVG | Interior Equipment | 498363.12 | 0
Existing | CZ07 | cAVVG | Exterior Equipment | 0 | 0
Existing | CZ07 | cAVVG | Fans | 561860.9 | 0
Existing | CZ07 | cAVVG | Pumps | 19891.74 | 0
Existing | CZ07 | cAVVG | Heat Rejection | 0 | 0
Existing | CZ07 | cAVVG | Humidification | 0 | 0
Existing | CZ07 | cAVVG | Heat Recovery | 0 | 0
Existing | CZ07 | cAVVG | Water Systems | 0 | 73494.27
Existing | CZ07 | cAVVG | Refrigeration | 0 | 0
Existing | CZ07 | cAVVG | Generators | 0 | 0
Existing | CZ07 | cAVVG | Total End Uses | 2222142.17 | 461910.59
Existing | CZ08 | cAVVG | Heating | 0 | 412227.14
Existing | CZ08 | cAVVG | Cooling | 697392.41 | 0
Existing | CZ08 | cAVVG | Interior Lighting | 525438.58 | 0
Existing | CZ08 | cAVVG | Exterior Lighting | 0 | 0
Existing | CZ08 | cAVVG | Interior Equipment | 498363.12 | 0
Existing | CZ08 | cAVVG | Exterior Equipment | 0 | 0
Existing | CZ08 | cAVVG | Fans | 568226.79 | 0
Existing | CZ08 | cAVVG | Pumps | 19917.27 | 0
Existing | CZ08 | cAVVG | Heat Rejection | 0 | 0
Existing | CZ08 | cAVVG | Humidification | 0 | 0
Existing | CZ08 | cAVVG | Heat Recovery | 0 | 0
Existing | CZ08 | cAVVG | Water Systems | 0 | 73387.36
Existing | CZ08 | cAVVG | Refrigeration | 0 | 0
Existing | CZ08 | cAVVG | Generators | 0 | 0
Existing | CZ08 | cAVVG | Total End Uses | 2309338.16 | 485614.5
Existing | CZ09 | cAVVG | Heating | 0 | 402608.87
Existing | CZ09 | cAVVG | Cooling | 768081.06 | 0
Existing | CZ09 | cAVVG | Interior Lighting | 525438.58 | 0
Existing | CZ09 | cAVVG | Exterior Lighting | 0 | 0
Existing | CZ09 | cAVVG | Interior Equipment | 498363.12 | 0
Existing | CZ09 | cAVVG | Exterior Equipment | 0 | 0
Existing | CZ09 | cAVVG | Fans | 586502.79 | 0
Existing | CZ09 | cAVVG | Pumps | 20510.19 | 0
Existing | CZ09 | cAVVG | Heat Rejection | 0 | 0
Existing | CZ09 | cAVVG | Humidification | 0 | 0
Existing | CZ09 | cAVVG | Heat Recovery | 0 | 0
Existing | CZ09 | cAVVG | Water Systems | 0 | 72396.88
Existing | CZ09 | cAVVG | Refrigeration | 0 | 0
Existing | CZ09 | cAVVG | Generators | 0 | 0
Existing | CZ09 | cAVVG | Total End Uses | 2398895.73 | 475005.74
Existing | CZ10 | cAVVG | Heating | 0 | 549463.59
Existing | CZ10 | cAVVG | Cooling | 954391.55 | 0
Existing | CZ10 | cAVVG | Interior Lighting | 525438.58 | 0
Existing | CZ10 | cAVVG | Exterior Lighting | 0 | 0
Existing | CZ10 | cAVVG | Interior Equipment | 498363.12 | 0
Existing | CZ10 | cAVVG | Exterior Equipment | 0 | 0
Existing | CZ10 | cAVVG | Fans | 638199.37 | 0
Existing | CZ10 | cAVVG | Pumps | 20367.82 | 0
Existing | CZ10 | cAVVG | Heat Rejection | 0 | 0
Existing | CZ10 | cAVVG | Humidification | 0 | 0
Existing | CZ10 | cAVVG | Heat Recovery | 0 | 0
Existing | CZ10 | cAVVG | Water Systems | 0 | 71845.18
Existing | CZ10 | cAVVG | Refrigeration | 0 | 0
Existing | CZ10 | cAVVG | Generators | 0 | 0
Existing | CZ10 | cAVVG | Total End Uses | 2636760.44 | 621308.77
Existing | CZ11 | cAVVG | Heating | 0 | 1006372.61
Existing | CZ11 | cAVVG | Cooling | 984768.73 | 0
Existing | CZ11 | cAVVG | Interior Lighting | 525438.58 | 0
Existing | CZ11 | cAVVG | Exterior Lighting | 0 | 0
Existing | CZ11 | cAVVG | Interior Equipment | 498363.12 | 0
Existing | CZ11 | cAVVG | Exterior Equipment | 0 | 0
Existing | CZ11 | cAVVG | Fans | 668412.24 | 0
Existing | CZ11 | cAVVG | Pumps | 18232.28 | 0
Existing | CZ11 | cAVVG | Heat Rejection | 0 | 0
Existing | CZ11 | cAVVG | Humidification | 0 | 0
Existing | CZ11 | cAVVG | Heat Recovery | 0 | 0
Existing | CZ11 | cAVVG | Water Systems | 0 | 73435.23
Existing | CZ11 | cAVVG | Refrigeration | 0 | 0
Existing | CZ11 | cAVVG | Generators | 0 | 0
Existing | CZ11 | cAVVG | Total End Uses | 2695214.94 | 1079807.84
Existing | CZ12 | cAVVG | Heating | 0 | 920046.27
Existing | CZ12 | cAVVG | Cooling | 820950.3 | 0
Existing | CZ12 | cAVVG | Interior Lighting | 525438.58 | 0
Existing | CZ12 | cAVVG | Exterior Lighting | 0 | 0
Existing | CZ12 | cAVVG | Interior Equipment | 498363.12 | 0
Existing | CZ12 | cAVVG | Exterior Equipment | 0 | 0
Existing | CZ12 | cAVVG | Fans | 625520.52 | 0
Existing | CZ12 | cAVVG | Pumps | 18365.42 | 0
Existing | CZ12 | cAVVG | Heat Rejection | 0 | 0
Existing | CZ12 | cAVVG | Humidification | 0 | 0
Existing | CZ12 | cAVVG | Heat Recovery | 0 | 0
Existing | CZ12 | cAVVG | Water Systems | 0 | 75451.71
Existing | CZ12 | cAVVG | Refrigeration | 0 | 0
Existing | CZ12 | cAVVG | Generators | 0 | 0
Existing | CZ12 | cAVVG | Total End Uses | 2488637.93 | 995497.98
Existing | CZ13 | cAVVG | Heating | 0 | 829660.59
Existing | CZ13 | cAVVG | Cooling | 1078136.1 | 0
Existing | CZ13 | cAVVG | Interior Lighting | 525438.58 | 0
Existing | CZ13 | cAVVG | Exterior Lighting | 0 | 0
Existing | CZ13 | cAVVG | Interior Equipment | 498363.12 | 0
Existing | CZ13 | cAVVG | Exterior Equipment | 0 | 0
Existing | CZ13 | cAVVG | Fans | 684094.48 | 0
Existing | CZ13 | cAVVG | Pumps | 20683.63 | 0
Existing | CZ13 | cAVVG | Heat Rejection | 0 | 0
Existing | CZ13 | cAVVG | Humidification | 0 | 0
Existing | CZ13 | cAVVG | Heat Recovery | 0 | 0
Existing | CZ13 | cAVVG | Water Systems | 0 | 71341.94
Existing | CZ13 | cAVVG | Refrigeration | 0 | 0
Existing | CZ13 | cAVVG | Generators | 0 | 0
Existing | CZ13 | cAVVG | Total End Uses | 2806715.91 | 901002.53
Existing | CZ14 | cAVVG | Heating | 0 | 639181.88
Existing | CZ14 | cAVVG | Cooling | 1335619.72 | 0
Existing | CZ14 | cAVVG | Interior Lighting | 525438.58 | 0
Existing | CZ14 | cAVVG | Exterior Lighting | 0 | 0
Existing | CZ14 | cAVVG | Interior Equipment | 498363.12 | 0
Existing | CZ14 | cAVVG | Exterior Equipment | 0 | 0
Existing | CZ14 | cAVVG | Fans | 723484.8 | 0
Existing | CZ14 | cAVVG | Pumps | 18742.21 | 0
Existing | CZ14 | cAVVG | Heat Rejection | 0 | 0
Existing | CZ14 | cAVVG | Humidification | 0 | 0
Existing | CZ14 | cAVVG | Heat Recovery | 0 | 0
Existing | CZ14 | cAVVG | Water Systems | 0 | 67796.98
Existing | CZ14 | cAVVG | Refrigeration | 0 | 0
Existing | CZ14 | cAVVG | Generators | 0 | 0
Existing | CZ14 | cAVVG | Total End Uses | 3101648.42 | 706978.86
Existing | CZ15 | cAVVG | Heating | 0 | 446077.65
Existing | CZ15 | cAVVG | Cooling | 1991749.92 | 0
Existing | CZ15 | cAVVG | Interior Lighting | 525438.58 | 0
Existing | CZ15 | cAVVG | Exterior Lighting | 0 | 0
Existing | CZ15 | cAVVG | Interior Equipment | 498363.12 | 0
Existing | CZ15 | cAVVG | Exterior Equipment | 0 | 0
Existing | CZ15 | cAVVG | Fans | 746784.99 | 0
Existing | CZ15 | cAVVG | Pumps | 29691.1 | 0
Existing | CZ15 | cAVVG | Heat Rejection | 0 | 0
Existing | CZ15 | cAVVG | Humidification | 0 | 0
Existing | CZ15 | cAVVG | Heat Recovery | 0 | 0
Existing | CZ15 | cAVVG | Water Systems | 0 | 60374.85
Existing | CZ15 | cAVVG | Refrigeration | 0 | 0
Existing | CZ15 | cAVVG | Generators | 0 | 0
Existing | CZ15 | cAVVG | Total End Uses | 3792027.71 | 506452.5
Existing | CZ16 | cAVVG | Heating | 0 | 1195134.69
Existing | CZ16 | cAVVG | Cooling | 834990.43 | 0
Existing | CZ16 | cAVVG | Interior Lighting | 525438.58 | 0
Existing | CZ16 | cAVVG | Exterior Lighting | 0 | 0
Existing | CZ16 | cAVVG | Interior Equipment | 498363.12 | 0
Existing | CZ16 | cAVVG | Exterior Equipment | 0 | 0
Existing | CZ16 | cAVVG | Fans | 722940.46 | 0
Existing | CZ16 | cAVVG | Pumps | 19219.04 | 0
Existing | CZ16 | cAVVG | Heat Rejection | 0 | 0
Existing | CZ16 | cAVVG | Humidification | 0 | 0
Existing | CZ16 | cAVVG | Heat Recovery | 0 | 0
Existing | CZ16 | cAVVG | Water Systems | 0 | 79685.61
Existing | CZ16 | cAVVG | Refrigeration | 0 | 0
Existing | CZ16 | cAVVG | Generators | 0 | 0
Existing | CZ16 | cAVVG | Total End Uses | 2600951.62 | 1274820.3
New Construction | CZ01 | cAVVG | Heating | 0 | 1632195.96
New Construction | CZ01 | cAVVG | Cooling | 32085.49 | 0
New Construction | CZ01 | cAVVG | Interior Lighting | 262654.5 | 0
New Construction | CZ01 | cAVVG | Exterior Lighting | 0 | 0
New Construction | CZ01 | cAVVG | Interior Equipment | 498363.12 | 0
New Construction | CZ01 | cAVVG | Exterior Equipment | 0 | 0
New Construction | CZ01 | cAVVG | Fans | 565394.56 | 0
New Construction | CZ01 | cAVVG | Pumps | 2711.29 | 0
New Construction | CZ01 | cAVVG | Heat Rejection | 0 | 0
New Construction | CZ01 | cAVVG | Humidification | 0 | 0
New Construction | CZ01 | cAVVG | Heat Recovery | 0 | 0
New Construction | CZ01 | cAVVG | Water Systems | 0 | 87835.11
New Construction | CZ01 | cAVVG | Refrigeration | 0 | 0
New Construction | CZ01 | cAVVG | Generators | 0 | 0
New Construction | CZ01 | cAVVG | Total End Uses | 1361208.95 | 1720031.08
New Construction | CZ02 | cAVVG | Heating | 0 | 1129766.76
New Construction | CZ02 | cAVVG | Cooling | 373870.14 | 0
New Construction | CZ02 | cAVVG | Interior Lighting | 262654.5 | 0
New Construction | CZ02 | cAVVG | Exterior Lighting | 0 | 0
New Construction | CZ02 | cAVVG | Interior Equipment | 498363.12 | 0
New Construction | CZ02 | cAVVG | Exterior Equipment | 0 | 0
New Construction | CZ02 | cAVVG | Fans | 553594.76 | 0
New Construction | CZ02 | cAVVG | Pumps | 11353.71 | 0
New Construction | CZ02 | cAVVG | Heat Rejection | 0 | 0
New Construction | CZ02 | cAVVG | Humidification | 0 | 0
New Construction | CZ02 | cAVVG | Heat Recovery | 0 | 0
New Construction | CZ02 | cAVVG | Water Systems | 0 | 80901.17
New Construction | CZ02 | cAVVG | Refrigeration | 0 | 0
New Construction | CZ02 | cAVVG | Generators | 0 | 0
New Construction | CZ02 | cAVVG | Total End Uses | 1699836.23 | 1210667.93
New Construction | CZ03 | cAVVG | Heating | 0 | 848488.92
New Construction | CZ03 | cAVVG | Cooling | 241779.91 | 0
New Construction | CZ03 | cAVVG | Interior Lighting | 262654.5 | 0
New Construction | CZ03 | cAVVG | Exterior Lighting | 0 | 0
New Construction | CZ03 | cAVVG | Interior Equipment | 498363.12 | 0
New Construction | CZ03 | cAVVG | Exterior Equipment | 0 | 0
New Construction | CZ03 | cAVVG | Fans | 509241.16 | 0
New Construction | CZ03 | cAVVG | Pumps | 9875.08 | 0
New Construction | CZ03 | cAVVG | Heat Rejection | 0 | 0
New Construction | CZ03 | cAVVG | Humidification | 0 | 0
New Construction | CZ03 | cAVVG | Heat Recovery | 0 | 0
New Construction | CZ03 | cAVVG | Water Systems | 0 | 80541.84
New Construction | CZ03 | cAVVG | Refrigeration | 0 | 0
New Construction | CZ03 | cAVVG | Generators | 0 | 0
New Construction | CZ03 | cAVVG | Total End Uses | 1521913.77 | 929030.75
New Construction | CZ04 | cAVVG | Heating | 0 | 800833.32
New Construction | CZ04 | cAVVG | Cooling | 434753.25 | 0
New Construction | CZ04 | cAVVG | Interior Lighting | 262654.5 | 0
New Construction | CZ04 | cAVVG | Exterior Lighting | 0 | 0
New Construction | CZ04 | cAVVG | Interior Equipment | 498363.12 | 0
New Construction | CZ04 | cAVVG | Exterior Equipment | 0 | 0
New Construction | CZ04 | cAVVG | Fans | 538907.1 | 0
New Construction | CZ04 | cAVVG | Pumps | 12760.23 | 0
New Construction | CZ04 | cAVVG | Heat Rejection | 0 | 0
New Construction | CZ04 | cAVVG | Humidification | 0 | 0
New Construction | CZ04 | cAVVG | Heat Recovery | 0 | 0
New Construction | CZ04 | cAVVG | Water Systems | 0 | 77856.33
New Construction | CZ04 | cAVVG | Refrigeration | 0 | 0
New Construction | CZ04 | cAVVG | Generators | 0 | 0
New Construction | CZ04 | cAVVG | Total End Uses | 1747438.19 | 878689.64
New Construction | CZ05 | cAVVG | Heating | 0 | 847494.79
New Construction | CZ05 | cAVVG | Cooling | 284184.89 | 0
New Construction | CZ05 | cAVVG | Interior Lighting | 262654.5 | 0
New Construction | CZ05 | cAVVG | Exterior Lighting | 0 | 0
New Construction | CZ05 | cAVVG | Interior Equipment | 498363.12 | 0
New Construction | CZ05 | cAVVG | Exterior Equipment | 0 | 0
New Construction | CZ05 | cAVVG | Fans | 522964.47 | 0
New Construction | CZ05 | cAVVG | Pumps | 12800.82 | 0
New Construction | CZ05 | cAVVG | Heat Rejection | 0 | 0
New Construction | CZ05 | cAVVG | Humidification | 0 | 0
New Construction | CZ05 | cAVVG | Heat Recovery | 0 | 0
New Construction | CZ05 | cAVVG | Water Systems | 0 | 80623.48
New Construction | CZ05 | cAVVG | Refrigeration | 0 | 0
New Construction | CZ05 | cAVVG | Generators | 0 | 0
New Construction | CZ05 | cAVVG | Total End Uses | 1580967.8 | 928118.28
New Construction | CZ06 | cAVVG | Heating | 0 | 491065.96
New Construction | CZ06 | cAVVG | Cooling | 491496.92 | 0
New Construction | CZ06 | cAVVG | Interior Lighting | 262654.5 | 0
New Construction | CZ06 | cAVVG | Exterior Lighting | 0 | 0
New Construction | CZ06 | cAVVG | Interior Equipment | 498363.12 | 0
New Construction | CZ06 | cAVVG | Exterior Equipment | 0 | 0
New Construction | CZ06 | cAVVG | Fans | 525083.34 | 0
New Construction | CZ06 | cAVVG | Pumps | 16127.18 | 0
New Construction | CZ06 | cAVVG | Heat Rejection | 0 | 0
New Construction | CZ06 | cAVVG | Humidification | 0 | 0
New Construction | CZ06 | cAVVG | Heat Recovery | 0 | 0
New Construction | CZ06 | cAVVG | Water Systems | 0 | 74442.7
New Construction | CZ06 | cAVVG | Refrigeration | 0 | 0
New Construction | CZ06 | cAVVG | Generators | 0 | 0
New Construction | CZ06 | cAVVG | Total End Uses | 1793725.06 | 565508.66
New Construction | CZ07 | cAVVG | Heating | 0 | 528654.77
New Construction | CZ07 | cAVVG | Cooling | 554824.84 | 0
New Construction | CZ07 | cAVVG | Interior Lighting | 262654.5 | 0
New Construction | CZ07 | cAVVG | Exterior Lighting | 0 | 0
New Construction | CZ07 | cAVVG | Interior Equipment | 498363.12 | 0
New Construction | CZ07 | cAVVG | Exterior Equipment | 0 | 0
New Construction | CZ07 | cAVVG | Fans | 552526.31 | 0
New Construction | CZ07 | cAVVG | Pumps | 17730.36 | 0
New Construction | CZ07 | cAVVG | Heat Rejection | 0 | 0
New Construction | CZ07 | cAVVG | Humidification | 0 | 0
New Construction | CZ07 | cAVVG | Heat Recovery | 0 | 0
New Construction | CZ07 | cAVVG | Water Systems | 0 | 73514.64
New Construction | CZ07 | cAVVG | Refrigeration | 0 | 0
New Construction | CZ07 | cAVVG | Generators | 0 | 0
New Construction | CZ07 | cAVVG | Total End Uses | 1886099.12 | 602169.41
New Construction | CZ08 | cAVVG | Heating | 0 | 567415.57
New Construction | CZ08 | cAVVG | Cooling | 632594.5 | 0
New Construction | CZ08 | cAVVG | Interior Lighting | 262654.5 | 0
New Construction | CZ08 | cAVVG | Exterior Lighting | 0 | 0
New Construction | CZ08 | cAVVG | Interior Equipment | 498363.12 | 0
New Construction | CZ08 | cAVVG | Exterior Equipment | 0 | 0
New Construction | CZ08 | cAVVG | Fans | 558288.22 | 0
New Construction | CZ08 | cAVVG | Pumps | 17758.85 | 0
New Construction | CZ08 | cAVVG | Heat Rejection | 0 | 0
New Construction | CZ08 | cAVVG | Humidification | 0 | 0
New Construction | CZ08 | cAVVG | Heat Recovery | 0 | 0
New Construction | CZ08 | cAVVG | Water Systems | 0 | 73370.92
New Construction | CZ08 | cAVVG | Refrigeration | 0 | 0
New Construction | CZ08 | cAVVG | Generators | 0 | 0
New Construction | CZ08 | cAVVG | Total End Uses | 1969659.19 | 640786.49
New Construction | CZ09 | cAVVG | Heating | 0 | 547382.48
New Construction | CZ09 | cAVVG | Cooling | 685792.57 | 0
New Construction | CZ09 | cAVVG | Interior Lighting | 262654.5 | 0
New Construction | CZ09 | cAVVG | Exterior Lighting | 0 | 0
New Construction | CZ09 | cAVVG | Interior Equipment | 498363.12 | 0
New Construction | CZ09 | cAVVG | Exterior Equipment | 0 | 0
New Construction | CZ09 | cAVVG | Fans | 566713.28 | 0
New Construction | CZ09 | cAVVG | Pumps | 17945.24 | 0
New Construction | CZ09 | cAVVG | Heat Rejection | 0 | 0
New Construction | CZ09 | cAVVG | Humidification | 0 | 0
New Construction | CZ09 | cAVVG | Heat Recovery | 0 | 0
New Construction | CZ09 | cAVVG | Water Systems | 0 | 72370.12
New Construction | CZ09 | cAVVG | Refrigeration | 0 | 0
New Construction | CZ09 | cAVVG | Generators | 0 | 0
New Construction | CZ09 | cAVVG | Total End Uses | 2031468.71 | 619752.59
New Construction | CZ10 | cAVVG | Heating | 0 | 684749.99
New Construction | CZ10 | cAVVG | Cooling | 875552.99 | 0
New Construction | CZ10 | cAVVG | Interior Lighting | 262654.5 | 0
New Construction | CZ10 | cAVVG | Exterior Lighting | 0 | 0
New Construction | CZ10 | cAVVG | Interior Equipment | 498363.12 | 0
New Construction | CZ10 | cAVVG | Exterior Equipment | 0 | 0
New Construction | CZ10 | cAVVG | Fans | 596931.51 | 0
New Construction | CZ10 | cAVVG | Pumps | 18261.4 | 0
New Construction | CZ10 | cAVVG | Heat Rejection | 0 | 0
New Construction | CZ10 | cAVVG | Humidification | 0 | 0
New Construction | CZ10 | cAVVG | Heat Recovery | 0 | 0
New Construction | CZ10 | cAVVG | Water Systems | 0 | 71690.68
New Construction | CZ10 | cAVVG | Refrigeration | 0 | 0
New Construction | CZ10 | cAVVG | Generators | 0 | 0
New Construction | CZ10 | cAVVG | Total End Uses | 2251763.51 | 756440.67
New Construction | CZ11 | cAVVG | Heating | 0 | 1115694.43
New Construction | CZ11 | cAVVG | Cooling | 899438.28 | 0
New Construction | CZ11 | cAVVG | Interior Lighting | 262654.5 | 0
New Construction | CZ11 | cAVVG | Exterior Lighting | 0 | 0
New Construction | CZ11 | cAVVG | Interior Equipment | 498363.12 | 0
New Construction | CZ11 | cAVVG | Exterior Equipment | 0 | 0
New Construction | CZ11 | cAVVG | Fans | 606741.09 | 0
New Construction | CZ11 | cAVVG | Pumps | 15975.21 | 0
New Construction | CZ11 | cAVVG | Heat Rejection | 0 | 0
New Construction | CZ11 | cAVVG | Humidification | 0 | 0
New Construction | CZ11 | cAVVG | Heat Recovery | 0 | 0
New Construction | CZ11 | cAVVG | Water Systems | 0 | 73202.42
New Construction | CZ11 | cAVVG | Refrigeration | 0 | 0
New Construction | CZ11 | cAVVG | Generators | 0 | 0
New Construction | CZ11 | cAVVG | Total End Uses | 2283172.19 | 1188896.84
New Construction | CZ12 | cAVVG | Heating | 0 | 1059005.07
New Construction | CZ12 | cAVVG | Cooling | 752193.68 | 0
New Construction | CZ12 | cAVVG | Interior Lighting | 262654.5 | 0
New Construction | CZ12 | cAVVG | Exterior Lighting | 0 | 0
New Construction | CZ12 | cAVVG | Interior Equipment | 498363.12 | 0
New Construction | CZ12 | cAVVG | Exterior Equipment | 0 | 0
New Construction | CZ12 | cAVVG | Fans | 587968.41 | 0
New Construction | CZ12 | cAVVG | Pumps | 16393.72 | 0
New Construction | CZ12 | cAVVG | Heat Rejection | 0 | 0
New Construction | CZ12 | cAVVG | Humidification | 0 | 0
New Construction | CZ12 | cAVVG | Heat Recovery | 0 | 0
New Construction | CZ12 | cAVVG | Water Systems | 0 | 75321.66
New Construction | CZ12 | cAVVG | Refrigeration | 0 | 0
New Construction | CZ12 | cAVVG | Generators | 0 | 0
New Construction | CZ12 | cAVVG | Total End Uses | 2117573.43 | 1134326.74
New Construction | CZ13 | cAVVG | Heating | 0 | 974593.38
New Construction | CZ13 | cAVVG | Cooling | 984352.92 | 0
New Construction | CZ13 | cAVVG | Interior Lighting | 262654.5 | 0
New Construction | CZ13 | cAVVG | Exterior Lighting | 0 | 0
New Construction | CZ13 | cAVVG | Interior Equipment | 498363.12 | 0
New Construction | CZ13 | cAVVG | Exterior Equipment | 0 | 0
New Construction | CZ13 | cAVVG | Fans | 618823.19 | 0
New Construction | CZ13 | cAVVG | Pumps | 18320.03 | 0
New Construction | CZ13 | cAVVG | Heat Rejection | 0 | 0
New Construction | CZ13 | cAVVG | Humidification | 0 | 0
New Construction | CZ13 | cAVVG | Heat Recovery | 0 | 0
New Construction | CZ13 | cAVVG | Water Systems | 0 | 71109.62
New Construction | CZ13 | cAVVG | Refrigeration | 0 | 0
New Construction | CZ13 | cAVVG | Generators | 0 | 0
New Construction | CZ13 | cAVVG | Total End Uses | 2382513.76 | 1045703
New Construction | CZ14 | cAVVG | Heating | 0 | 783359.98
New Construction | CZ14 | cAVVG | Cooling | 1218333.86 | 0
New Construction | CZ14 | cAVVG | Interior Lighting | 262654.5 | 0
New Construction | CZ14 | cAVVG | Exterior Lighting | 0 | 0
New Construction | CZ14 | cAVVG | Interior Equipment | 498363.12 | 0
New Construction | CZ14 | cAVVG | Exterior Equipment | 0 | 0
New Construction | CZ14 | cAVVG | Fans | 654618.89 | 0
New Construction | CZ14 | cAVVG | Pumps | 16634.1 | 0
New Construction | CZ14 | cAVVG | Heat Rejection | 0 | 0
New Construction | CZ14 | cAVVG | Humidification | 0 | 0
New Construction | CZ14 | cAVVG | Heat Recovery | 0 | 0
New Construction | CZ14 | cAVVG | Water Systems | 0 | 67517.15
New Construction | CZ14 | cAVVG | Refrigeration | 0 | 0
New Construction | CZ14 | cAVVG | Generators | 0 | 0
New Construction | CZ14 | cAVVG | Total End Uses | 2650604.47 | 850877.13
New Construction | CZ15 | cAVVG | Heating | 0 | 564765.75
New Construction | CZ15 | cAVVG | Cooling | 1818878.33 | 0
New Construction | CZ15 | cAVVG | Interior Lighting | 262654.5 | 0
New Construction | CZ15 | cAVVG | Exterior Lighting | 0 | 0
New Construction | CZ15 | cAVVG | Interior Equipment | 498363.12 | 0
New Construction | CZ15 | cAVVG | Exterior Equipment | 0 | 0
New Construction | CZ15 | cAVVG | Fans | 665483.16 | 0
New Construction | CZ15 | cAVVG | Pumps | 26278 | 0
New Construction | CZ15 | cAVVG | Heat Rejection | 0 | 0
New Construction | CZ15 | cAVVG | Humidification | 0 | 0
New Construction | CZ15 | cAVVG | Heat Recovery | 0 | 0
New Construction | CZ15 | cAVVG | Water Systems | 0 | 60128.73
New Construction | CZ15 | cAVVG | Refrigeration | 0 | 0
New Construction | CZ15 | cAVVG | Generators | 0 | 0
New Construction | CZ15 | cAVVG | Total End Uses | 3271657.11 | 624894.49
New Construction | CZ16 | cAVVG | Heating | 0 | 1310943.74
New Construction | CZ16 | cAVVG | Cooling | 761660.82 | 0
New Construction | CZ16 | cAVVG | Interior Lighting | 262654.5 | 0
New Construction | CZ16 | cAVVG | Exterior Lighting | 0 | 0
New Construction | CZ16 | cAVVG | Interior Equipment | 498363.12 | 0
New Construction | CZ16 | cAVVG | Exterior Equipment | 0 | 0
New Construction | CZ16 | cAVVG | Fans | 660613.45 | 0
New Construction | CZ16 | cAVVG | Pumps | 13404.29 | 0
New Construction | CZ16 | cAVVG | Heat Rejection | 0 | 0
New Construction | CZ16 | cAVVG | Humidification | 0 | 0
New Construction | CZ16 | cAVVG | Heat Recovery | 0 | 0
New Construction | CZ16 | cAVVG | Water Systems | 0 | 79579.65
New Construction | CZ16 | cAVVG | Refrigeration | 0 | 0
New Construction | CZ16 | cAVVG | Generators | 0 | 0
New Construction | CZ16 | cAVVG | Total End Uses | 2196696.17 | 1390523.38
Existing | CZ01 | cDXGF | Heating | 0 | 1178117.62
Existing | CZ01 | cDXGF | Cooling | 6970.57 | 0
Existing | CZ01 | cDXGF | Interior Lighting | 525438.58 | 0
Existing | CZ01 | cDXGF | Exterior Lighting | 0 | 0
Existing | CZ01 | cDXGF | Interior Equipment | 498363.12 | 0
Existing | CZ01 | cDXGF | Exterior Equipment | 0 | 0
Existing | CZ01 | cDXGF | Fans | 699260.86 | 0
Existing | CZ01 | cDXGF | Pumps | 0 | 0
Existing | CZ01 | cDXGF | Heat Rejection | 0 | 0
Existing | CZ01 | cDXGF | Humidification | 0 | 0
Existing | CZ01 | cDXGF | Heat Recovery | 0 | 0
Existing | CZ01 | cDXGF | Water Systems | 0 | 87940.64
Existing | CZ01 | cDXGF | Refrigeration | 0 | 0
Existing | CZ01 | cDXGF | Generators | 0 | 0
Existing | CZ01 | cDXGF | Total End Uses | 1730033.13 | 1266058.25
Existing | CZ02 | cDXGF | Heating | 0 | 695951.77
Existing | CZ02 | cDXGF | Cooling | 251463.1 | 0
Existing | CZ02 | cDXGF | Interior Lighting | 525438.58 | 0
Existing | CZ02 | cDXGF | Exterior Lighting | 0 | 0
Existing | CZ02 | cDXGF | Interior Equipment | 498363.12 | 0
Existing | CZ02 | cDXGF | Exterior Equipment | 0 | 0
Existing | CZ02 | cDXGF | Fans | 758716.43 | 0
Existing | CZ02 | cDXGF | Pumps | 0 | 0
Existing | CZ02 | cDXGF | Heat Rejection | 0 | 0
Existing | CZ02 | cDXGF | Humidification | 0 | 0
Existing | CZ02 | cDXGF | Heat Recovery | 0 | 0
Existing | CZ02 | cDXGF | Water Systems | 0 | 80944.57
Existing | CZ02 | cDXGF | Refrigeration | 0 | 0
Existing | CZ02 | cDXGF | Generators | 0 | 0
Existing | CZ02 | cDXGF | Total End Uses | 2033981.23 | 776896.35
Existing | CZ03 | cDXGF | Heating | 0 | 462261.54
Existing | CZ03 | cDXGF | Cooling | 134365.27 | 0
Existing | CZ03 | cDXGF | Interior Lighting | 525438.58 | 0
Existing | CZ03 | cDXGF | Exterior Lighting | 0 | 0
Existing | CZ03 | cDXGF | Interior Equipment | 498363.12 | 0
Existing | CZ03 | cDXGF | Exterior Equipment | 0 | 0
Existing | CZ03 | cDXGF | Fans | 744306.16 | 0
Existing | CZ03 | cDXGF | Pumps | 0 | 0
Existing | CZ03 | cDXGF | Heat Rejection | 0 | 0
Existing | CZ03 | cDXGF | Humidification | 0 | 0
Existing | CZ03 | cDXGF | Heat Recovery | 0 | 0
Existing | CZ03 | cDXGF | Water Systems | 0 | 80638.26
Existing | CZ03 | cDXGF | Refrigeration | 0 | 0
Existing | CZ03 | cDXGF | Generators | 0 | 0
Existing | CZ03 | cDXGF | Total End Uses | 1902473.12 | 542899.8
Existing | CZ04 | cDXGF | Heating | 0 | 415249.64
Existing | CZ04 | cDXGF | Cooling | 300726.77 | 0
Existing | CZ04 | cDXGF | Interior Lighting | 525438.58 | 0
Existing | CZ04 | cDXGF | Exterior Lighting | 0 | 0
Existing | CZ04 | cDXGF | Interior Equipment | 498363.12 | 0
Existing | CZ04 | cDXGF | Exterior Equipment | 0 | 0
Existing | CZ04 | cDXGF | Fans | 764605.69 | 0
Existing | CZ04 | cDXGF | Pumps | 0 | 0
Existing | CZ04 | cDXGF | Heat Rejection | 0 | 0
Existing | CZ04 | cDXGF | Humidification | 0 | 0
Existing | CZ04 | cDXGF | Heat Recovery | 0 | 0
Existing | CZ04 | cDXGF | Water Systems | 0 | 77943.35
Existing | CZ04 | cDXGF | Refrigeration | 0 | 0
Existing | CZ04 | cDXGF | Generators | 0 | 0
Existing | CZ04 | cDXGF | Total End Uses | 2089134.16 | 493192.99
Existing | CZ05 | cDXGF | Heating | 0 | 442667.77
Existing | CZ05 | cDXGF | Cooling | 176682.35 | 0
Existing | CZ05 | cDXGF | Interior Lighting | 525438.58 | 0
Existing | CZ05 | cDXGF | Exterior Lighting | 0 | 0
Existing | CZ05 | cDXGF | Interior Equipment | 498363.12 | 0
Existing | CZ05 | cDXGF | Exterior Equipment | 0 | 0
Existing | CZ05 | cDXGF | Fans | 745052.27 | 0
Existing | CZ05 | cDXGF | Pumps | 0 | 0
Existing | CZ05 | cDXGF | Heat Rejection | 0 | 0
Existing | CZ05 | cDXGF | Humidification | 0 | 0
Existing | CZ05 | cDXGF | Heat Recovery | 0 | 0
Existing | CZ05 | cDXGF | Water Systems | 0 | 80650.79
Existing | CZ05 | cDXGF | Refrigeration | 0 | 0
Existing | CZ05 | cDXGF | Generators | 0 | 0
Existing | CZ05 | cDXGF | Total End Uses | 1945536.31 | 523318.56
Existing | CZ06 | cDXGF | Heating | 0 | 103124.97
Existing | CZ06 | cDXGF | Cooling | 293094.35 | 0
Existing | CZ06 | cDXGF | Interior Lighting | 525438.58 | 0
Existing | CZ06 | cDXGF | Exterior Lighting | 0 | 0
Existing | CZ06 | cDXGF | Interior Equipment | 498363.12 | 0
Existing | CZ06 | cDXGF | Exterior Equipment | 0 | 0
Existing | CZ06 | cDXGF | Fans | 758699.74 | 0
Existing | CZ06 | cDXGF | Pumps | 0 | 0
Existing | CZ06 | cDXGF | Heat Rejection | 0 | 0
Existing | CZ06 | cDXGF | Humidification | 0 | 0
Existing | CZ06 | cDXGF | Heat Recovery | 0 | 0
Existing | CZ06 | cDXGF | Water Systems | 0 | 74430.95
Existing | CZ06 | cDXGF | Refrigeration | 0 | 0
Existing | CZ06 | cDXGF | Generators | 0 | 0
Existing | CZ06 | cDXGF | Total End Uses | 2075595.78 | 177555.92
Existing | CZ07 | cDXGF | Heating | 0 | 98137.65
Existing | CZ07 | cDXGF | Cooling | 330937.11 | 0
Existing | CZ07 | cDXGF | Interior Lighting | 525438.58 | 0
Existing | CZ07 | cDXGF | Exterior Lighting | 0 | 0
Existing | CZ07 | cDXGF | Interior Equipment | 498363.12 | 0
Existing | CZ07 | cDXGF | Exterior Equipment | 0 | 0
Existing | CZ07 | cDXGF | Fans | 749880.65 | 0
Existing | CZ07 | cDXGF | Pumps | 0 | 0
Existing | CZ07 | cDXGF | Heat Rejection | 0 | 0
Existing | CZ07 | cDXGF | Humidification | 0 | 0
Existing | CZ07 | cDXGF | Heat Recovery | 0 | 0
Existing | CZ07 | cDXGF | Water Systems | 0 | 73497.9
Existing | CZ07 | cDXGF | Refrigeration | 0 | 0
Existing | CZ07 | cDXGF | Generators | 0 | 0
Existing | CZ07 | cDXGF | Total End Uses | 2104619.45 | 171635.54
Existing | CZ08 | cDXGF | Heating | 0 | 149158.64
Existing | CZ08 | cDXGF | Cooling | 411093.46 | 0
Existing | CZ08 | cDXGF | Interior Lighting | 525438.58 | 0
Existing | CZ08 | cDXGF | Exterior Lighting | 0 | 0
Existing | CZ08 | cDXGF | Interior Equipment | 498363.12 | 0
Existing | CZ08 | cDXGF | Exterior Equipment | 0 | 0
Existing | CZ08 | cDXGF | Fans | 769225.02 | 0
Existing | CZ08 | cDXGF | Pumps | 0 | 0
Existing | CZ08 | cDXGF | Heat Rejection | 0 | 0
Existing | CZ08 | cDXGF | Humidification | 0 | 0
Existing | CZ08 | cDXGF | Heat Recovery | 0 | 0
Existing | CZ08 | cDXGF | Water Systems | 0 | 73391.27
Existing | CZ08 | cDXGF | Refrigeration | 0 | 0
Existing | CZ08 | cDXGF | Generators | 0 | 0
Existing | CZ08 | cDXGF | Total End Uses | 2204120.17 | 222549.92
Existing | CZ09 | cDXGF | Heating | 0 | 125121.67
Existing | CZ09 | cDXGF | Cooling | 468633.83 | 0
Existing | CZ09 | cDXGF | Interior Lighting | 525438.58 | 0
Existing | CZ09 | cDXGF | Exterior Lighting | 0 | 0
Existing | CZ09 | cDXGF | Interior Equipment | 498363.12 | 0
Existing | CZ09 | cDXGF | Exterior Equipment | 0 | 0
Existing | CZ09 | cDXGF | Fans | 793434.29 | 0
Existing | CZ09 | cDXGF | Pumps | 0 | 0
Existing | CZ09 | cDXGF | Heat Rejection | 0 | 0
Existing | CZ09 | cDXGF | Humidification | 0 | 0
Existing | CZ09 | cDXGF | Heat Recovery | 0 | 0
Existing | CZ09 | cDXGF | Water Systems | 0 | 72402.05
Existing | CZ09 | cDXGF | Refrigeration | 0 | 0
Existing | CZ09 | cDXGF | Generators | 0 | 0
Existing | CZ09 | cDXGF | Total End Uses | 2285869.82 | 197523.72
Existing | CZ10 | cDXGF | Heating | 0 | 270259.74
Existing | CZ10 | cDXGF | Cooling | 643527.03 | 0
Existing | CZ10 | cDXGF | Interior Lighting | 525438.58 | 0
Existing | CZ10 | cDXGF | Exterior Lighting | 0 | 0
Existing | CZ10 | cDXGF | Interior Equipment | 498363.12 | 0
Existing | CZ10 | cDXGF | Exterior Equipment | 0 | 0
Existing | CZ10 | cDXGF | Fans | 791055.33 | 0
Existing | CZ10 | cDXGF | Pumps | 0 | 0
Existing | CZ10 | cDXGF | Heat Rejection | 0 | 0
Existing | CZ10 | cDXGF | Humidification | 0 | 0
Existing | CZ10 | cDXGF | Heat Recovery | 0 | 0
Existing | CZ10 | cDXGF | Water Systems | 0 | 71847.39
Existing | CZ10 | cDXGF | Refrigeration | 0 | 0
Existing | CZ10 | cDXGF | Generators | 0 | 0
Existing | CZ10 | cDXGF | Total End Uses | 2458384.06 | 342107.14
Existing | CZ11 | cDXGF | Heating | 0 | 668153
Existing | CZ11 | cDXGF | Cooling | 694833.83 | 0
Existing | CZ11 | cDXGF | Interior Lighting | 525438.58 | 0
Existing | CZ11 | cDXGF | Exterior Lighting | 0 | 0
Existing | CZ11 | cDXGF | Interior Equipment | 498363.12 | 0
Existing | CZ11 | cDXGF | Exterior Equipment | 0 | 0
Existing | CZ11 | cDXGF | Fans | 818620.47 | 0
Existing | CZ11 | cDXGF | Pumps | 0 | 0
Existing | CZ11 | cDXGF | Heat Rejection | 0 | 0
Existing | CZ11 | cDXGF | Humidification | 0 | 0
Existing | CZ11 | cDXGF | Heat Recovery | 0 | 0
Existing | CZ11 | cDXGF | Water Systems | 0 | 73433.19
Existing | CZ11 | cDXGF | Refrigeration | 0 | 0
Existing | CZ11 | cDXGF | Generators | 0 | 0
Existing | CZ11 | cDXGF | Total End Uses | 2537256 | 741586.19
Existing | CZ12 | cDXGF | Heating | 0 | 626388.57
Existing | CZ12 | cDXGF | Cooling | 563782.55 | 0
Existing | CZ12 | cDXGF | Interior Lighting | 525438.58 | 0
Existing | CZ12 | cDXGF | Exterior Lighting | 0 | 0
Existing | CZ12 | cDXGF | Interior Equipment | 498363.12 | 0
Existing | CZ12 | cDXGF | Exterior Equipment | 0 | 0
Existing | CZ12 | cDXGF | Fans | 781451.02 | 0
Existing | CZ12 | cDXGF | Pumps | 0 | 0
Existing | CZ12 | cDXGF | Heat Rejection | 0 | 0
Existing | CZ12 | cDXGF | Humidification | 0 | 0
Existing | CZ12 | cDXGF | Heat Recovery | 0 | 0
Existing | CZ12 | cDXGF | Water Systems | 0 | 75449.28
Existing | CZ12 | cDXGF | Refrigeration | 0 | 0
Existing | CZ12 | cDXGF | Generators | 0 | 0
Existing | CZ12 | cDXGF | Total End Uses | 2369035.26 | 701837.85
Existing | CZ13 | cDXGF | Heating | 0 | 546501.23
Existing | CZ13 | cDXGF | Cooling | 764387.02 | 0
Existing | CZ13 | cDXGF | Interior Lighting | 525438.58 | 0
Existing | CZ13 | cDXGF | Exterior Lighting | 0 | 0
Existing | CZ13 | cDXGF | Interior Equipment | 498363.12 | 0
Existing | CZ13 | cDXGF | Exterior Equipment | 0 | 0
Existing | CZ13 | cDXGF | Fans | 812340.25 | 0
Existing | CZ13 | cDXGF | Pumps | 0 | 0
Existing | CZ13 | cDXGF | Heat Rejection | 0 | 0
Existing | CZ13 | cDXGF | Humidification | 0 | 0
Existing | CZ13 | cDXGF | Heat Recovery | 0 | 0
Existing | CZ13 | cDXGF | Water Systems | 0 | 71344.32
Existing | CZ13 | cDXGF | Refrigeration | 0 | 0
Existing | CZ13 | cDXGF | Generators | 0 | 0
Existing | CZ13 | cDXGF | Total End Uses | 2600528.96 | 617845.55
Existing | CZ14 | cDXGF | Heating | 0 | 344488.74
Existing | CZ14 | cDXGF | Cooling | 979793.62 | 0
Existing | CZ14 | cDXGF | Interior Lighting | 525438.58 | 0
Existing | CZ14 | cDXGF | Exterior Lighting | 0 | 0
Existing | CZ14 | cDXGF | Interior Equipment | 498363.12 | 0
Existing | CZ14 | cDXGF | Exterior Equipment | 0 | 0
Existing | CZ14 | cDXGF | Fans | 878273.71 | 0
Existing | CZ14 | cDXGF | Pumps | 0 | 0
Existing | CZ14 | cDXGF | Heat Rejection | 0 | 0
Existing | CZ14 | cDXGF | Humidification | 0 | 0
Existing | CZ14 | cDXGF | Heat Recovery | 0 | 0
Existing | CZ14 | cDXGF | Water Systems | 0 | 67804.46
Existing | CZ14 | cDXGF | Refrigeration | 0 | 0
Existing | CZ14 | cDXGF | Generators | 0 | 0
Existing | CZ14 | cDXGF | Total End Uses | 2881869.02 | 412293.2
Existing | CZ15 | cDXGF | Heating | 0 | 116071.59
Existing | CZ15 | cDXGF | Cooling | 1342668.19 | 0
Existing | CZ15 | cDXGF | Interior Lighting | 525438.58 | 0
Existing | CZ15 | cDXGF | Exterior Lighting | 0 | 0
Existing | CZ15 | cDXGF | Interior Equipment | 498363.12 | 0
Existing | CZ15 | cDXGF | Exterior Equipment | 0 | 0
Existing | CZ15 | cDXGF | Fans | 848569.36 | 0
Existing | CZ15 | cDXGF | Pumps | 0 | 0
Existing | CZ15 | cDXGF | Heat Rejection | 0 | 0
Existing | CZ15 | cDXGF | Humidification | 0 | 0
Existing | CZ15 | cDXGF | Heat Recovery | 0 | 0
Existing | CZ15 | cDXGF | Water Systems | 0 | 60389.62
Existing | CZ15 | cDXGF | Refrigeration | 0 | 0
Existing | CZ15 | cDXGF | Generators | 0 | 0
Existing | CZ15 | cDXGF | Total End Uses | 3215039.25 | 176461.21
Existing | CZ16 | cDXGF | Heating | 0 | 868874.53
Existing | CZ16 | cDXGF | Cooling | 629906.58 | 0
Existing | CZ16 | cDXGF | Interior Lighting | 525438.58 | 0
Existing | CZ16 | cDXGF | Exterior Lighting | 0 | 0
Existing | CZ16 | cDXGF | Interior Equipment | 498363.12 | 0
Existing | CZ16 | cDXGF | Exterior Equipment | 0 | 0
Existing | CZ16 | cDXGF | Fans | 906100.88 | 0
Existing | CZ16 | cDXGF | Pumps | 0 | 0
Existing | CZ16 | cDXGF | Heat Rejection | 0 | 0
Existing | CZ16 | cDXGF | Humidification | 0 | 0
Existing | CZ16 | cDXGF | Heat Recovery | 0 | 0
Existing | CZ16 | cDXGF | Water Systems | 0 | 79688.83
Existing | CZ16 | cDXGF | Refrigeration | 0 | 0
Existing | CZ16 | cDXGF | Generators | 0 | 0
Existing | CZ16 | cDXGF | Total End Uses | 2559809.16 | 948563.35
New Construction | CZ01 | cDXGF | Heating | 0 | 1359897.12
New Construction | CZ01 | cDXGF | Cooling | 6489.81 | 0
New Construction | CZ01 | cDXGF | Interior Lighting | 262654.5 | 0
New Construction | CZ01 | cDXGF | Exterior Lighting | 0 | 0
New Construction | CZ01 | cDXGF | Interior Equipment | 498363.12 | 0
New Construction | CZ01 | cDXGF | Exterior Equipment | 0 | 0
New Construction | CZ01 | cDXGF | Fans | 586627.03 | 0
New Construction | CZ01 | cDXGF | Pumps | 0 | 0
New Construction | CZ01 | cDXGF | Heat Rejection | 0 | 0
New Construction | CZ01 | cDXGF | Humidification | 0 | 0
New Construction | CZ01 | cDXGF | Heat Recovery | 0 | 0
New Construction | CZ01 | cDXGF | Water Systems | 0 | 87955.26
New Construction | CZ01 | cDXGF | Refrigeration | 0 | 0
New Construction | CZ01 | cDXGF | Generators | 0 | 0
New Construction | CZ01 | cDXGF | Total End Uses | 1354134.46 | 1447852.38
New Construction | CZ02 | cDXGF | Heating | 0 | 801751.66
New Construction | CZ02 | cDXGF | Cooling | 214874.45 | 0
New Construction | CZ02 | cDXGF | Interior Lighting | 262654.5 | 0
New Construction | CZ02 | cDXGF | Exterior Lighting | 0 | 0
New Construction | CZ02 | cDXGF | Interior Equipment | 498363.12 | 0
New Construction | CZ02 | cDXGF | Exterior Equipment | 0 | 0
New Construction | CZ02 | cDXGF | Fans | 618777.7 | 0
New Construction | CZ02 | cDXGF | Pumps | 0 | 0
New Construction | CZ02 | cDXGF | Heat Rejection | 0 | 0
New Construction | CZ02 | cDXGF | Humidification | 0 | 0
New Construction | CZ02 | cDXGF | Heat Recovery | 0 | 0
New Construction | CZ02 | cDXGF | Water Systems | 0 | 80895.23
New Construction | CZ02 | cDXGF | Refrigeration | 0 | 0
New Construction | CZ02 | cDXGF | Generators | 0 | 0
New Construction | CZ02 | cDXGF | Total End Uses | 1594669.76 | 882646.89
New Construction | CZ03 | cDXGF | Heating | 0 | 583475.24
New Construction | CZ03 | cDXGF | Cooling | 114279.33 | 0
New Construction | CZ03 | cDXGF | Interior Lighting | 262654.5 | 0
New Construction | CZ03 | cDXGF | Exterior Lighting | 0 | 0
New Construction | CZ03 | cDXGF | Interior Equipment | 498363.12 | 0
New Construction | CZ03 | cDXGF | Exterior Equipment | 0 | 0
New Construction | CZ03 | cDXGF | Fans | 612770.85 | 0
New Construction | CZ03 | cDXGF | Pumps | 0 | 0
New Construction | CZ03 | cDXGF | Heat Rejection | 0 | 0
New Construction | CZ03 | cDXGF | Humidification | 0 | 0
New Construction | CZ03 | cDXGF | Heat Recovery | 0 | 0
New Construction | CZ03 | cDXGF | Water Systems | 0 | 80636.5
New Construction | CZ03 | cDXGF | Refrigeration | 0 | 0
New Construction | CZ03 | cDXGF | Generators | 0 | 0
New Construction | CZ03 | cDXGF | Total End Uses | 1488067.8 | 664111.73
New Construction | CZ04 | cDXGF | Heating | 0 | 511083.52
New Construction | CZ04 | cDXGF | Cooling | 253794.1 | 0
New Construction | CZ04 | cDXGF | Interior Lighting | 262654.5 | 0
New Construction | CZ04 | cDXGF | Exterior Lighting | 0 | 0
New Construction | CZ04 | cDXGF | Interior Equipment | 498363.12 | 0
New Construction | CZ04 | cDXGF | Exterior Equipment | 0 | 0
New Construction | CZ04 | cDXGF | Fans | 622963.06 | 0
New Construction | CZ04 | cDXGF | Pumps | 0 | 0
New Construction | CZ04 | cDXGF | Heat Rejection | 0 | 0
New Construction | CZ04 | cDXGF | Humidification | 0 | 0
New Construction | CZ04 | cDXGF | Heat Recovery | 0 | 0
New Construction | CZ04 | cDXGF | Water Systems | 0 | 77862.38
New Construction | CZ04 | cDXGF | Refrigeration | 0 | 0
New Construction | CZ04 | cDXGF | Generators | 0 | 0
New Construction | CZ04 | cDXGF | Total End Uses | 1637774.78 | 588945.89
New Construction | CZ05 | cDXGF | Heating | 0 | 562595.12
New Construction | CZ05 | cDXGF | Cooling | 149880.56 | 0
New Construction | CZ05 | cDXGF | Interior Lighting | 262654.5 | 0
New Construction | CZ05 | cDXGF | Exterior Lighting | 0 | 0
New Construction | CZ05 | cDXGF | Interior Equipment | 498363.12 | 0
New Construction | CZ05 | cDXGF | Exterior Equipment | 0 | 0
New Construction | CZ05 | cDXGF | Fans | 612517.91 | 0
New Construction | CZ05 | cDXGF | Pumps | 0 | 0
New Construction | CZ05 | cDXGF | Heat Rejection | 0 | 0
New Construction | CZ05 | cDXGF | Humidification | 0 | 0
New Construction | CZ05 | cDXGF | Heat Recovery | 0 | 0
New Construction | CZ05 | cDXGF | Water Systems | 0 | 80626.77
New Construction | CZ05 | cDXGF | Refrigeration | 0 | 0
New Construction | CZ05 | cDXGF | Generators | 0 | 0
New Construction | CZ05 | cDXGF | Total End Uses | 1523416.08 | 643221.9
New Construction | CZ06 | cDXGF | Heating | 0 | 155949.94
New Construction | CZ06 | cDXGF | Cooling | 241311.17 | 0
New Construction | CZ06 | cDXGF | Interior Lighting | 262654.5 | 0
New Construction | CZ06 | cDXGF | Exterior Lighting | 0 | 0
New Construction | CZ06 | cDXGF | Interior Equipment | 498363.12 | 0
New Construction | CZ06 | cDXGF | Exterior Equipment | 0 | 0
New Construction | CZ06 | cDXGF | Fans | 623131.14 | 0
New Construction | CZ06 | cDXGF | Pumps | 0 | 0
New Construction | CZ06 | cDXGF | Heat Rejection | 0 | 0
New Construction | CZ06 | cDXGF | Humidification | 0 | 0
New Construction | CZ06 | cDXGF | Heat Recovery | 0 | 0
New Construction | CZ06 | cDXGF | Water Systems | 0 | 74441.89
New Construction | CZ06 | cDXGF | Refrigeration | 0 | 0
New Construction | CZ06 | cDXGF | Generators | 0 | 0
New Construction | CZ06 | cDXGF | Total End Uses | 1625459.92 | 230391.84
New Construction | CZ07 | cDXGF | Heating | 0 | 147316.06
New Construction | CZ07 | cDXGF | Cooling | 269637.82 | 0
New Construction | CZ07 | cDXGF | Interior Lighting | 262654.5 | 0
New Construction | CZ07 | cDXGF | Exterior Lighting | 0 | 0
New Construction | CZ07 | cDXGF | Interior Equipment | 498363.12 | 0
New Construction | CZ07 | cDXGF | Exterior Equipment | 0 | 0
New Construction | CZ07 | cDXGF | Fans | 617153.86 | 0
New Construction | CZ07 | cDXGF | Pumps | 0 | 0
New Construction | CZ07 | cDXGF | Heat Rejection | 0 | 0
New Construction | CZ07 | cDXGF | Humidification | 0 | 0
New Construction | CZ07 | cDXGF | Heat Recovery | 0 | 0
New Construction | CZ07 | cDXGF | Water Systems | 0 | 73513.44
New Construction | CZ07 | cDXGF | Refrigeration | 0 | 0
New Construction | CZ07 | cDXGF | Generators | 0 | 0
New Construction | CZ07 | cDXGF | Total End Uses | 1647809.3 | 220829.5
New Construction | CZ08 | cDXGF | Heating | 0 | 203856.38
New Construction | CZ08 | cDXGF | Cooling | 342674.76 | 0
New Construction | CZ08 | cDXGF | Interior Lighting | 262654.5 | 0
New Construction | CZ08 | cDXGF | Exterior Lighting | 0 | 0
New Construction | CZ08 | cDXGF | Interior Equipment | 498363.12 | 0
New Construction | CZ08 | cDXGF | Exterior Equipment | 0 | 0
New Construction | CZ08 | cDXGF | Fans | 625828.42 | 0
New Construction | CZ08 | cDXGF | Pumps | 0 | 0
New Construction | CZ08 | cDXGF | Heat Rejection | 0 | 0
New Construction | CZ08 | cDXGF | Humidification | 0 | 0
New Construction | CZ08 | cDXGF | Heat Recovery | 0 | 0
New Construction | CZ08 | cDXGF | Water Systems | 0 | 73365.51
New Construction | CZ08 | cDXGF | Refrigeration | 0 | 0
New Construction | CZ08 | cDXGF | Generators | 0 | 0
New Construction | CZ08 | cDXGF | Total End Uses | 1729520.8 | 277221.89
New Construction | CZ09 | cDXGF | Heating | 0 | 175975.31
New Construction | CZ09 | cDXGF | Cooling | 383642.94 | 0
New Construction | CZ09 | cDXGF | Interior Lighting | 262654.5 | 0
New Construction | CZ09 | cDXGF | Exterior Lighting | 0 | 0
New Construction | CZ09 | cDXGF | Interior Equipment | 498363.12 | 0
New Construction | CZ09 | cDXGF | Exterior Equipment | 0 | 0
New Construction | CZ09 | cDXGF | Fans | 636361.56 | 0
New Construction | CZ09 | cDXGF | Pumps | 0 | 0
New Construction | CZ09 | cDXGF | Heat Rejection | 0 | 0
New Construction | CZ09 | cDXGF | Humidification | 0 | 0
New Construction | CZ09 | cDXGF | Heat Recovery | 0 | 0
New Construction | CZ09 | cDXGF | Water Systems | 0 | 72375.51
New Construction | CZ09 | cDXGF | Refrigeration | 0 | 0
New Construction | CZ09 | cDXGF | Generators | 0 | 0
New Construction | CZ09 | cDXGF | Total End Uses | 1781022.12 | 248350.82
New Construction | CZ10 | cDXGF | Heating | 0 | 329059.29
New Construction | CZ10 | cDXGF | Cooling | 560388.76 | 0
New Construction | CZ10 | cDXGF | Interior Lighting | 262654.5 | 0
New Construction | CZ10 | cDXGF | Exterior Lighting | 0 | 0
New Construction | CZ10 | cDXGF | Interior Equipment | 498363.12 | 0
New Construction | CZ10 | cDXGF | Exterior Equipment | 0 | 0
New Construction | CZ10 | cDXGF | Fans | 653438.58 | 0
New Construction | CZ10 | cDXGF | Pumps | 0 | 0
New Construction | CZ10 | cDXGF | Heat Rejection | 0 | 0
New Construction | CZ10 | cDXGF | Humidification | 0 | 0
New Construction | CZ10 | cDXGF | Heat Recovery | 0 | 0
New Construction | CZ10 | cDXGF | Water Systems | 0 | 71695.18
New Construction | CZ10 | cDXGF | Refrigeration | 0 | 0
New Construction | CZ10 | cDXGF | Generators | 0 | 0
New Construction | CZ10 | cDXGF | Total End Uses | 1974844.95 | 400754.47
New Construction | CZ11 | cDXGF | Heating | 0 | 746537.55
New Construction | CZ11 | cDXGF | Cooling | 599253.58 | 0
New Construction | CZ11 | cDXGF | Interior Lighting | 262654.5 | 0
New Construction | CZ11 | cDXGF | Exterior Lighting | 0 | 0
New Construction | CZ11 | cDXGF | Interior Equipment | 498363.12 | 0
New Construction | CZ11 | cDXGF | Exterior Equipment | 0 | 0
New Construction | CZ11 | cDXGF | Fans | 655608.95 | 0
New Construction | CZ11 | cDXGF | Pumps | 0 | 0
New Construction | CZ11 | cDXGF | Heat Rejection | 0 | 0
New Construction | CZ11 | cDXGF | Humidification | 0 | 0
New Construction | CZ11 | cDXGF | Heat Recovery | 0 | 0
New Construction | CZ11 | cDXGF | Water Systems | 0 | 73216.79
New Construction | CZ11 | cDXGF | Refrigeration | 0 | 0
New Construction | CZ11 | cDXGF | Generators | 0 | 0
New Construction | CZ11 | cDXGF | Total End Uses | 2015880.15 | 819754.33
New Construction | CZ12 | cDXGF | Heating | 0 | 701330.42
New Construction | CZ12 | cDXGF | Cooling | 485939.29 | 0
New Construction | CZ12 | cDXGF | Interior Lighting | 262654.5 | 0
New Construction | CZ12 | cDXGF | Exterior Lighting | 0 | 0
New Construction | CZ12 | cDXGF | Interior Equipment | 498363.12 | 0
New Construction | CZ12 | cDXGF | Exterior Equipment | 0 | 0
New Construction | CZ12 | cDXGF | Fans | 634195.18 | 0
New Construction | CZ12 | cDXGF | Pumps | 0 | 0
New Construction | CZ12 | cDXGF | Heat Rejection | 0 | 0
New Construction | CZ12 | cDXGF | Humidification | 0 | 0
New Construction | CZ12 | cDXGF | Heat Recovery | 0 | 0
New Construction | CZ12 | cDXGF | Water Systems | 0 | 75331.87
New Construction | CZ12 | cDXGF | Refrigeration | 0 | 0
New Construction | CZ12 | cDXGF | Generators | 0 | 0
New Construction | CZ12 | cDXGF | Total End Uses | 1881152.08 | 776662.29
New Construction | CZ13 | cDXGF | Heating | 0 | 618015.2
New Construction | CZ13 | cDXGF | Cooling | 660109.05 | 0
New Construction | CZ13 | cDXGF | Interior Lighting | 262654.5 | 0
New Construction | CZ13 | cDXGF | Exterior Lighting | 0 | 0
New Construction | CZ13 | cDXGF | Interior Equipment | 498363.12 | 0
New Construction | CZ13 | cDXGF | Exterior Equipment | 0 | 0
New Construction | CZ13 | cDXGF | Fans | 653370.62 | 0
New Construction | CZ13 | cDXGF | Pumps | 0 | 0
New Construction | CZ13 | cDXGF | Heat Rejection | 0 | 0
New Construction | CZ13 | cDXGF | Humidification | 0 | 0
New Construction | CZ13 | cDXGF | Heat Recovery | 0 | 0
New Construction | CZ13 | cDXGF | Water Systems | 0 | 71065.39
New Construction | CZ13 | cDXGF | Refrigeration | 0 | 0
New Construction | CZ13 | cDXGF | Generators | 0 | 0
New Construction | CZ13 | cDXGF | Total End Uses | 2074497.29 | 689080.59
New Construction | CZ14 | cDXGF | Heating | 0 | 410922.44
New Construction | CZ14 | cDXGF | Cooling | 850769.75 | 0
New Construction | CZ14 | cDXGF | Interior Lighting | 262654.5 | 0
New Construction | CZ14 | cDXGF | Exterior Lighting | 0 | 0
New Construction | CZ14 | cDXGF | Interior Equipment | 498363.12 | 0
New Construction | CZ14 | cDXGF | Exterior Equipment | 0 | 0
New Construction | CZ14 | cDXGF | Fans | 703132.54 | 0
New Construction | CZ14 | cDXGF | Pumps | 0 | 0
New Construction | CZ14 | cDXGF | Heat Rejection | 0 | 0
New Construction | CZ14 | cDXGF | Humidification | 0 | 0
New Construction | CZ14 | cDXGF | Heat Recovery | 0 | 0
New Construction | CZ14 | cDXGF | Water Systems | 0 | 67590.57
New Construction | CZ14 | cDXGF | Refrigeration | 0 | 0
New Construction | CZ14 | cDXGF | Generators | 0 | 0
New Construction | CZ14 | cDXGF | Total End Uses | 2314919.91 | 478513.02
New Construction | CZ15 | cDXGF | Heating | 0 | 151102.17
New Construction | CZ15 | cDXGF | Cooling | 1152125.86 | 0
New Construction | CZ15 | cDXGF | Interior Lighting | 262654.5 | 0
New Construction | CZ15 | cDXGF | Exterior Lighting | 0 | 0
New Construction | CZ15 | cDXGF | Interior Equipment | 498363.12 | 0
New Construction | CZ15 | cDXGF | Exterior Equipment | 0 | 0
New Construction | CZ15 | cDXGF | Fans | 669659.22 | 0
New Construction | CZ15 | cDXGF | Pumps | 0 | 0
New Construction | CZ15 | cDXGF | Heat Rejection | 0 | 0
New Construction | CZ15 | cDXGF | Humidification | 0 | 0
New Construction | CZ15 | cDXGF | Heat Recovery | 0 | 0
New Construction | CZ15 | cDXGF | Water Systems | 0 | 60169.93
New Construction | CZ15 | cDXGF | Refrigeration | 0 | 0
New Construction | CZ15 | cDXGF | Generators | 0 | 0
New Construction | CZ15 | cDXGF | Total End Uses | 2582802.7 | 211272.09
New Construction | CZ16 | cDXGF | Heating | 0 | 938114.08
New Construction | CZ16 | cDXGF | Cooling | 551431.28 | 0
New Construction | CZ16 | cDXGF | Interior Lighting | 262654.5 | 0
New Construction | CZ16 | cDXGF | Exterior Lighting | 0 | 0
New Construction | CZ16 | cDXGF | Interior Equipment | 498363.12 | 0
New Construction | CZ16 | cDXGF | Exterior Equipment | 0 | 0
New Construction | CZ16 | cDXGF | Fans | 741523.74 | 0
New Construction | CZ16 | cDXGF | Pumps | 0 | 0
New Construction | CZ16 | cDXGF | Heat Rejection | 0 | 0
New Construction | CZ16 | cDXGF | Humidification | 0 | 0
New Construction | CZ16 | cDXGF | Heat Recovery | 0 | 0
New Construction | CZ16 | cDXGF | Water Systems | 0 | 79629.09
New Construction | CZ16 | cDXGF | Refrigeration | 0 | 0
New Construction | CZ16 | cDXGF | Generators | 0 | 0
New Construction | CZ16 | cDXGF | Total End Uses | 2053972.63 | 1017743.17
Existing | CZ01 | cDXHP | Heating | 282206.29 | 0
Existing | CZ01 | cDXHP | Cooling | 6770.95 | 0
Existing | CZ01 | cDXHP | Interior Lighting | 525438.58 | 0
Existing | CZ01 | cDXHP | Exterior Lighting | 0 | 0
Existing | CZ01 | cDXHP | Interior Equipment | 498363.12 | 0
Existing | CZ01 | cDXHP | Exterior Equipment | 0 | 0
Existing | CZ01 | cDXHP | Fans | 699260.86 | 0
Existing | CZ01 | cDXHP | Pumps | 0 | 0
Existing | CZ01 | cDXHP | Heat Rejection | 0 | 0
Existing | CZ01 | cDXHP | Humidification | 0 | 0
Existing | CZ01 | cDXHP | Heat Recovery | 0 | 0
Existing | CZ01 | cDXHP | Water Systems | 0 | 87940.64
Existing | CZ01 | cDXHP | Refrigeration | 0 | 0
Existing | CZ01 | cDXHP | Generators | 0 | 0
Existing | CZ01 | cDXHP | Total End Uses | 2012039.79 | 87940.64
Existing | CZ02 | cDXHP | Heating | 173513.69 | 0
Existing | CZ02 | cDXHP | Cooling | 250963.73 | 0
Existing | CZ02 | cDXHP | Interior Lighting | 525438.58 | 0
Existing | CZ02 | cDXHP | Exterior Lighting | 0 | 0
Existing | CZ02 | cDXHP | Interior Equipment | 498363.12 | 0
Existing | CZ02 | cDXHP | Exterior Equipment | 0 | 0
Existing | CZ02 | cDXHP | Fans | 758716.43 | 0
Existing | CZ02 | cDXHP | Pumps | 0 | 0
Existing | CZ02 | cDXHP | Heat Rejection | 0 | 0
Existing | CZ02 | cDXHP | Humidification | 0 | 0
Existing | CZ02 | cDXHP | Heat Recovery | 0 | 0
Existing | CZ02 | cDXHP | Water Systems | 0 | 80944.81
Existing | CZ02 | cDXHP | Refrigeration | 0 | 0
Existing | CZ02 | cDXHP | Generators | 0 | 0
Existing | CZ02 | cDXHP | Total End Uses | 2206995.55 | 80944.81
Existing | CZ03 | cDXHP | Heating | 110349.92 | 0
Existing | CZ03 | cDXHP | Cooling | 133831.47 | 0
Existing | CZ03 | cDXHP | Interior Lighting | 525438.58 | 0
Existing | CZ03 | cDXHP | Exterior Lighting | 0 | 0
Existing | CZ03 | cDXHP | Interior Equipment | 498363.12 | 0
Existing | CZ03 | cDXHP | Exterior Equipment | 0 | 0
Existing | CZ03 | cDXHP | Fans | 744306.16 | 0
Existing | CZ03 | cDXHP | Pumps | 0 | 0
Existing | CZ03 | cDXHP | Heat Rejection | 0 | 0
Existing | CZ03 | cDXHP | Humidification | 0 | 0
Existing | CZ03 | cDXHP | Heat Recovery | 0 | 0
Existing | CZ03 | cDXHP | Water Systems | 0 | 80638.26
Existing | CZ03 | cDXHP | Refrigeration | 0 | 0
Existing | CZ03 | cDXHP | Generators | 0 | 0
Existing | CZ03 | cDXHP | Total End Uses | 2012289.23 | 80638.26
Existing | CZ04 | cDXHP | Heating | 99384.61 | 0
Existing | CZ04 | cDXHP | Cooling | 300714.92 | 0
Existing | CZ04 | cDXHP | Interior Lighting | 525438.58 | 0
Existing | CZ04 | cDXHP | Exterior Lighting | 0 | 0
Existing | CZ04 | cDXHP | Interior Equipment | 498363.12 | 0
Existing | CZ04 | cDXHP | Exterior Equipment | 0 | 0
Existing | CZ04 | cDXHP | Fans | 764605.69 | 0
Existing | CZ04 | cDXHP | Pumps | 0 | 0
Existing | CZ04 | cDXHP | Heat Rejection | 0 | 0
Existing | CZ04 | cDXHP | Humidification | 0 | 0
Existing | CZ04 | cDXHP | Heat Recovery | 0 | 0
Existing | CZ04 | cDXHP | Water Systems | 0 | 77943.35
Existing | CZ04 | cDXHP | Refrigeration | 0 | 0
Existing | CZ04 | cDXHP | Generators | 0 | 0
Existing | CZ04 | cDXHP | Total End Uses | 2188506.92 | 77943.35
Existing | CZ05 | cDXHP | Heating | 106604.43 | 0
Existing | CZ05 | cDXHP | Cooling | 177102.89 | 0
Existing | CZ05 | cDXHP | Interior Lighting | 525438.58 | 0
Existing | CZ05 | cDXHP | Exterior Lighting | 0 | 0
Existing | CZ05 | cDXHP | Interior Equipment | 498363.12 | 0
Existing | CZ05 | cDXHP | Exterior Equipment | 0 | 0
Existing | CZ05 | cDXHP | Fans | 745052.27 | 0
Existing | CZ05 | cDXHP | Pumps | 0 | 0
Existing | CZ05 | cDXHP | Heat Rejection | 0 | 0
Existing | CZ05 | cDXHP | Humidification | 0 | 0
Existing | CZ05 | cDXHP | Heat Recovery | 0 | 0
Existing | CZ05 | cDXHP | Water Systems | 0 | 80650.79
Existing | CZ05 | cDXHP | Refrigeration | 0 | 0
Existing | CZ05 | cDXHP | Generators | 0 | 0
Existing | CZ05 | cDXHP | Total End Uses | 2052561.28 | 80650.79
Existing | CZ06 | cDXHP | Heating | 24016.36 | 0
Existing | CZ06 | cDXHP | Cooling | 278260.54 | 0
Existing | CZ06 | cDXHP | Interior Lighting | 525438.58 | 0
Existing | CZ06 | cDXHP | Exterior Lighting | 0 | 0
Existing | CZ06 | cDXHP | Interior Equipment | 498363.12 | 0
Existing | CZ06 | cDXHP | Exterior Equipment | 0 | 0
Existing | CZ06 | cDXHP | Fans | 758699.74 | 0
Existing | CZ06 | cDXHP | Pumps | 0 | 0
Existing | CZ06 | cDXHP | Heat Rejection | 0 | 0
Existing | CZ06 | cDXHP | Humidification | 0 | 0
Existing | CZ06 | cDXHP | Heat Recovery | 0 | 0
Existing | CZ06 | cDXHP | Water Systems | 0 | 74430.95
Existing | CZ06 | cDXHP | Refrigeration | 0 | 0
Existing | CZ06 | cDXHP | Generators | 0 | 0
Existing | CZ06 | cDXHP | Total End Uses | 2084778.34 | 74430.95
Existing | CZ07 | cDXHP | Heating | 22841.22 | 0
Existing | CZ07 | cDXHP | Cooling | 322479.28 | 0
Existing | CZ07 | cDXHP | Interior Lighting | 525438.58 | 0
Existing | CZ07 | cDXHP | Exterior Lighting | 0 | 0
Existing | CZ07 | cDXHP | Interior Equipment | 498363.12 | 0
Existing | CZ07 | cDXHP | Exterior Equipment | 0 | 0
Existing | CZ07 | cDXHP | Fans | 749880.65 | 0
Existing | CZ07 | cDXHP | Pumps | 0 | 0
Existing | CZ07 | cDXHP | Heat Rejection | 0 | 0
Existing | CZ07 | cDXHP | Humidification | 0 | 0
Existing | CZ07 | cDXHP | Heat Recovery | 0 | 0
Existing | CZ07 | cDXHP | Water Systems | 0 | 73497.9
Existing | CZ07 | cDXHP | Refrigeration | 0 | 0
Existing | CZ07 | cDXHP | Generators | 0 | 0
Existing | CZ07 | cDXHP | Total End Uses | 2119002.84 | 73497.9
Existing | CZ08 | cDXHP | Heating | 35043.77 | 0
Existing | CZ08 | cDXHP | Cooling | 410105.45 | 0
Existing | CZ08 | cDXHP | Interior Lighting | 525438.58 | 0
Existing | CZ08 | cDXHP | Exterior Lighting | 0 | 0
Existing | CZ08 | cDXHP | Interior Equipment | 498363.12 | 0
Existing | CZ08 | cDXHP | Exterior Equipment | 0 | 0
Existing | CZ08 | cDXHP | Fans | 769225.02 | 0
Existing | CZ08 | cDXHP | Pumps | 0 | 0
Existing | CZ08 | cDXHP | Heat Rejection | 0 | 0
Existing | CZ08 | cDXHP | Humidification | 0 | 0
Existing | CZ08 | cDXHP | Heat Recovery | 0 | 0
Existing | CZ08 | cDXHP | Water Systems | 0 | 73391.27
Existing | CZ08 | cDXHP | Refrigeration | 0 | 0
Existing | CZ08 | cDXHP | Generators | 0 | 0
Existing | CZ08 | cDXHP | Total End Uses | 2238175.92 | 73391.27
Existing | CZ09 | cDXHP | Heating | 29368.66 | 0
Existing | CZ09 | cDXHP | Cooling | 465318.94 | 0
Existing | CZ09 | cDXHP | Interior Lighting | 525438.58 | 0
Existing | CZ09 | cDXHP | Exterior Lighting | 0 | 0
Existing | CZ09 | cDXHP | Interior Equipment | 498363.12 | 0
Existing | CZ09 | cDXHP | Exterior Equipment | 0 | 0
Existing | CZ09 | cDXHP | Fans | 793434.29 | 0
Existing | CZ09 | cDXHP | Pumps | 0 | 0
Existing | CZ09 | cDXHP | Heat Rejection | 0 | 0
Existing | CZ09 | cDXHP | Humidification | 0 | 0
Existing | CZ09 | cDXHP | Heat Recovery | 0 | 0
Existing | CZ09 | cDXHP | Water Systems | 0 | 72402.05
Existing | CZ09 | cDXHP | Refrigeration | 0 | 0
Existing | CZ09 | cDXHP | Generators | 0 | 0
Existing | CZ09 | cDXHP | Total End Uses | 2311923.59 | 72402.05
Existing | CZ10 | cDXHP | Heating | 66430.69 | 0
Existing | CZ10 | cDXHP | Cooling | 643410.75 | 0
Existing | CZ10 | cDXHP | Interior Lighting | 525438.58 | 0
Existing | CZ10 | cDXHP | Exterior Lighting | 0 | 0
Existing | CZ10 | cDXHP | Interior Equipment | 498363.12 | 0
Existing | CZ10 | cDXHP | Exterior Equipment | 0 | 0
Existing | CZ10 | cDXHP | Fans | 791055.33 | 0
Existing | CZ10 | cDXHP | Pumps | 0 | 0
Existing | CZ10 | cDXHP | Heat Rejection | 0 | 0
Existing | CZ10 | cDXHP | Humidification | 0 | 0
Existing | CZ10 | cDXHP | Heat Recovery | 0 | 0
Existing | CZ10 | cDXHP | Water Systems | 0 | 71847.39
Existing | CZ10 | cDXHP | Refrigeration | 0 | 0
Existing | CZ10 | cDXHP | Generators | 0 | 0
Existing | CZ10 | cDXHP | Total End Uses | 2524698.47 | 71847.39
Existing | CZ11 | cDXHP | Heating | 167989.13 | 0
Existing | CZ11 | cDXHP | Cooling | 694844.4 | 0
Existing | CZ11 | cDXHP | Interior Lighting | 525438.58 | 0
Existing | CZ11 | cDXHP | Exterior Lighting | 0 | 0
Existing | CZ11 | cDXHP | Interior Equipment | 498363.12 | 0
Existing | CZ11 | cDXHP | Exterior Equipment | 0 | 0
Existing | CZ11 | cDXHP | Fans | 818616.62 | 0
Existing | CZ11 | cDXHP | Pumps | 0 | 0
Existing | CZ11 | cDXHP | Heat Rejection | 0 | 0
Existing | CZ11 | cDXHP | Humidification | 0 | 0
Existing | CZ11 | cDXHP | Heat Recovery | 0 | 0
Existing | CZ11 | cDXHP | Water Systems | 0 | 73433.04
Existing | CZ11 | cDXHP | Refrigeration | 0 | 0
Existing | CZ11 | cDXHP | Generators | 0 | 0
Existing | CZ11 | cDXHP | Total End Uses | 2705251.84 | 73433.04
Existing | CZ12 | cDXHP | Heating | 157104.52 | 0
Existing | CZ12 | cDXHP | Cooling | 563634.06 | 0
Existing | CZ12 | cDXHP | Interior Lighting | 525438.58 | 0
Existing | CZ12 | cDXHP | Exterior Lighting | 0 | 0
Existing | CZ12 | cDXHP | Interior Equipment | 498363.12 | 0
Existing | CZ12 | cDXHP | Exterior Equipment | 0 | 0
Existing | CZ12 | cDXHP | Fans | 781451.02 | 0
Existing | CZ12 | cDXHP | Pumps | 0 | 0
Existing | CZ12 | cDXHP | Heat Rejection | 0 | 0
Existing | CZ12 | cDXHP | Humidification | 0 | 0
Existing | CZ12 | cDXHP | Heat Recovery | 0 | 0
Existing | CZ12 | cDXHP | Water Systems | 0 | 75449.09
Existing | CZ12 | cDXHP | Refrigeration | 0 | 0
Existing | CZ12 | cDXHP | Generators | 0 | 0
Existing | CZ12 | cDXHP | Total End Uses | 2525991.29 | 75449.09
Existing | CZ13 | cDXHP | Heating | 137581.79 | 0
Existing | CZ13 | cDXHP | Cooling | 764410.58 | 0
Existing | CZ13 | cDXHP | Interior Lighting | 525438.58 | 0
Existing | CZ13 | cDXHP | Exterior Lighting | 0 | 0
Existing | CZ13 | cDXHP | Interior Equipment | 498363.12 | 0
Existing | CZ13 | cDXHP | Exterior Equipment | 0 | 0
Existing | CZ13 | cDXHP | Fans | 812340.25 | 0
Existing | CZ13 | cDXHP | Pumps | 0 | 0
Existing | CZ13 | cDXHP | Heat Rejection | 0 | 0
Existing | CZ13 | cDXHP | Humidification | 0 | 0
Existing | CZ13 | cDXHP | Heat Recovery | 0 | 0
Existing | CZ13 | cDXHP | Water Systems | 0 | 71344.32
Existing | CZ13 | cDXHP | Refrigeration | 0 | 0
Existing | CZ13 | cDXHP | Generators | 0 | 0
Existing | CZ13 | cDXHP | Total End Uses | 2738134.31 | 71344.32
Existing | CZ14 | cDXHP | Heating | 86477.23 | 0
Existing | CZ14 | cDXHP | Cooling | 979619.37 | 0
Existing | CZ14 | cDXHP | Interior Lighting | 525438.58 | 0
Existing | CZ14 | cDXHP | Exterior Lighting | 0 | 0
Existing | CZ14 | cDXHP | Interior Equipment | 498363.12 | 0
Existing | CZ14 | cDXHP | Exterior Equipment | 0 | 0
Existing | CZ14 | cDXHP | Fans | 878270.25 | 0
Existing | CZ14 | cDXHP | Pumps | 0 | 0
Existing | CZ14 | cDXHP | Heat Rejection | 0 | 0
Existing | CZ14 | cDXHP | Humidification | 0 | 0
Existing | CZ14 | cDXHP | Heat Recovery | 0 | 0
Existing | CZ14 | cDXHP | Water Systems | 0 | 67804.46
Existing | CZ14 | cDXHP | Refrigeration | 0 | 0
Existing | CZ14 | cDXHP | Generators | 0 | 0
Existing | CZ14 | cDXHP | Total End Uses | 2968168.54 | 67804.46
Existing | CZ15 | cDXHP | Heating | 27980.31 | 0
Existing | CZ15 | cDXHP | Cooling | 1342626.9 | 0
Existing | CZ15 | cDXHP | Interior Lighting | 525438.58 | 0
Existing | CZ15 | cDXHP | Exterior Lighting | 0 | 0
Existing | CZ15 | cDXHP | Interior Equipment | 498363.12 | 0
Existing | CZ15 | cDXHP | Exterior Equipment | 0 | 0
Existing | CZ15 | cDXHP | Fans | 848564.17 | 0
Existing | CZ15 | cDXHP | Pumps | 0 | 0
Existing | CZ15 | cDXHP | Heat Rejection | 0 | 0
Existing | CZ15 | cDXHP | Humidification | 0 | 0
Existing | CZ15 | cDXHP | Heat Recovery | 0 | 0
Existing | CZ15 | cDXHP | Water Systems | 0 | 60389.62
Existing | CZ15 | cDXHP | Refrigeration | 0 | 0
Existing | CZ15 | cDXHP | Generators | 0 | 0
Existing | CZ15 | cDXHP | Total End Uses | 3242973.08 | 60389.62
Existing | CZ16 | cDXHP | Heating | 257423.32 | 0
Existing | CZ16 | cDXHP | Cooling | 636326.6 | 0
Existing | CZ16 | cDXHP | Interior Lighting | 525438.58 | 0
Existing | CZ16 | cDXHP | Exterior Lighting | 0 | 0
Existing | CZ16 | cDXHP | Interior Equipment | 498363.12 | 0
Existing | CZ16 | cDXHP | Exterior Equipment | 0 | 0
Existing | CZ16 | cDXHP | Fans | 906100.57 | 0
Existing | CZ16 | cDXHP | Pumps | 0 | 0
Existing | CZ16 | cDXHP | Heat Rejection | 0 | 0
Existing | CZ16 | cDXHP | Humidification | 0 | 0
Existing | CZ16 | cDXHP | Heat Recovery | 0 | 0
Existing | CZ16 | cDXHP | Water Systems | 0 | 79688.87
Existing | CZ16 | cDXHP | Refrigeration | 0 | 0
Existing | CZ16 | cDXHP | Generators | 0 | 0
Existing | CZ16 | cDXHP | Total End Uses | 2823652.17 | 79688.87
New Construction | CZ01 | cDXHP | Heating | 321660.39 | 0
New Construction | CZ01 | cDXHP | Cooling | 6186.7 | 0
New Construction | CZ01 | cDXHP | Interior Lighting | 262654.5 | 0
New Construction | CZ01 | cDXHP | Exterior Lighting | 0 | 0
New Construction | CZ01 | cDXHP | Interior Equipment | 498363.12 | 0
New Construction | CZ01 | cDXHP | Exterior Equipment | 0 | 0
New Construction | CZ01 | cDXHP | Fans | 586627.03 | 0
New Construction | CZ01 | cDXHP | Pumps | 0 | 0
New Construction | CZ01 | cDXHP | Heat Rejection | 0 | 0
New Construction | CZ01 | cDXHP | Humidification | 0 | 0
New Construction | CZ01 | cDXHP | Heat Recovery | 0 | 0
New Construction | CZ01 | cDXHP | Water Systems | 0 | 87955.26
New Construction | CZ01 | cDXHP | Refrigeration | 0 | 0
New Construction | CZ01 | cDXHP | Generators | 0 | 0
New Construction | CZ01 | cDXHP | Total End Uses | 1675491.74 | 87955.26
New Construction | CZ02 | cDXHP | Heating | 193228.91 | 0
New Construction | CZ02 | cDXHP | Cooling | 214958.89 | 0
New Construction | CZ02 | cDXHP | Interior Lighting | 262654.5 | 0
New Construction | CZ02 | cDXHP | Exterior Lighting | 0 | 0
New Construction | CZ02 | cDXHP | Interior Equipment | 498363.12 | 0
New Construction | CZ02 | cDXHP | Exterior Equipment | 0 | 0
New Construction | CZ02 | cDXHP | Fans | 618777.7 | 0
New Construction | CZ02 | cDXHP | Pumps | 0 | 0
New Construction | CZ02 | cDXHP | Heat Rejection | 0 | 0
New Construction | CZ02 | cDXHP | Humidification | 0 | 0
New Construction | CZ02 | cDXHP | Heat Recovery | 0 | 0
New Construction | CZ02 | cDXHP | Water Systems | 0 | 80897.27
New Construction | CZ02 | cDXHP | Refrigeration | 0 | 0
New Construction | CZ02 | cDXHP | Generators | 0 | 0
New Construction | CZ02 | cDXHP | Total End Uses | 1787983.11 | 80897.27
New Construction | CZ03 | cDXHP | Heating | 136357.99 | 0
New Construction | CZ03 | cDXHP | Cooling | 113779.01 | 0
New Construction | CZ03 | cDXHP | Interior Lighting | 262654.5 | 0
New Construction | CZ03 | cDXHP | Exterior Lighting | 0 | 0
New Construction | CZ03 | cDXHP | Interior Equipment | 498363.12 | 0
New Construction | CZ03 | cDXHP | Exterior Equipment | 0 | 0
New Construction | CZ03 | cDXHP | Fans | 612770.85 | 0
New Construction | CZ03 | cDXHP | Pumps | 0 | 0
New Construction | CZ03 | cDXHP | Heat Rejection | 0 | 0
New Construction | CZ03 | cDXHP | Humidification | 0 | 0
New Construction | CZ03 | cDXHP | Heat Recovery | 0 | 0
New Construction | CZ03 | cDXHP | Water Systems | 0 | 80636.5
New Construction | CZ03 | cDXHP | Refrigeration | 0 | 0
New Construction | CZ03 | cDXHP | Generators | 0 | 0
New Construction | CZ03 | cDXHP | Total End Uses | 1623925.47 | 80636.5
New Construction | CZ04 | cDXHP | Heating | 119791.42 | 0
New Construction | CZ04 | cDXHP | Cooling | 254201.37 | 0
New Construction | CZ04 | cDXHP | Interior Lighting | 262654.5 | 0
New Construction | CZ04 | cDXHP | Exterior Lighting | 0 | 0
New Construction | CZ04 | cDXHP | Interior Equipment | 498363.12 | 0
New Construction | CZ04 | cDXHP | Exterior Equipment | 0 | 0
New Construction | CZ04 | cDXHP | Fans | 622963.06 | 0
New Construction | CZ04 | cDXHP | Pumps | 0 | 0
New Construction | CZ04 | cDXHP | Heat Rejection | 0 | 0
New Construction | CZ04 | cDXHP | Humidification | 0 | 0
New Construction | CZ04 | cDXHP | Heat Recovery | 0 | 0
New Construction | CZ04 | cDXHP | Water Systems | 0 | 77862.38
New Construction | CZ04 | cDXHP | Refrigeration | 0 | 0
New Construction | CZ04 | cDXHP | Generators | 0 | 0
New Construction | CZ04 | cDXHP | Total End Uses | 1757973.47 | 77862.38
New Construction | CZ05 | cDXHP | Heating | 132306.29 | 0
New Construction | CZ05 | cDXHP | Cooling | 150489 | 0
New Construction | CZ05 | cDXHP | Interior Lighting | 262654.5 | 0
New Construction | CZ05 | cDXHP | Exterior Lighting | 0 | 0
New Construction | CZ05 | cDXHP | Interior Equipment | 498363.12 | 0
New Construction | CZ05 | cDXHP | Exterior Equipment | 0 | 0
New Construction | CZ05 | cDXHP | Fans | 612517.91 | 0
New Construction | CZ05 | cDXHP | Pumps | 0 | 0
New Construction | CZ05 | cDXHP | Heat Rejection | 0 | 0
New Construction | CZ05 | cDXHP | Humidification | 0 | 0
New Construction | CZ05 | cDXHP | Heat Recovery | 0 | 0
New Construction | CZ05 | cDXHP | Water Systems | 0 | 80630.52
New Construction | CZ05 | cDXHP | Refrigeration | 0 | 0
New Construction | CZ05 | cDXHP | Generators | 0 | 0
New Construction | CZ05 | cDXHP | Total End Uses | 1656330.82 | 80630.52
New Construction | CZ06 | cDXHP | Heating | 35699.46 | 0
New Construction | CZ06 | cDXHP | Cooling | 226083.48 | 0
New Construction | CZ06 | cDXHP | Interior Lighting | 262654.5 | 0
New Construction | CZ06 | cDXHP | Exterior Lighting | 0 | 0
New Construction | CZ06 | cDXHP | Interior Equipment | 498363.12 | 0
New Construction | CZ06 | cDXHP | Exterior Equipment | 0 | 0
New Construction | CZ06 | cDXHP | Fans | 623131.14 | 0
New Construction | CZ06 | cDXHP | Pumps | 0 | 0
New Construction | CZ06 | cDXHP | Heat Rejection | 0 | 0
New Construction | CZ06 | cDXHP | Humidification | 0 | 0
New Construction | CZ06 | cDXHP | Heat Recovery | 0 | 0
New Construction | CZ06 | cDXHP | Water Systems | 0 | 74441.73
New Construction | CZ06 | cDXHP | Refrigeration | 0 | 0
New Construction | CZ06 | cDXHP | Generators | 0 | 0
New Construction | CZ06 | cDXHP | Total End Uses | 1645931.69 | 74441.73
New Construction | CZ07 | cDXHP | Heating | 33684.33 | 0
New Construction | CZ07 | cDXHP | Cooling | 262297.47 | 0
New Construction | CZ07 | cDXHP | Interior Lighting | 262654.5 | 0
New Construction | CZ07 | cDXHP | Exterior Lighting | 0 | 0
New Construction | CZ07 | cDXHP | Interior Equipment | 498363.12 | 0
New Construction | CZ07 | cDXHP | Exterior Equipment | 0 | 0
New Construction | CZ07 | cDXHP | Fans | 617153.86 | 0
New Construction | CZ07 | cDXHP | Pumps | 0 | 0
New Construction | CZ07 | cDXHP | Heat Rejection | 0 | 0
New Construction | CZ07 | cDXHP | Humidification | 0 | 0
New Construction | CZ07 | cDXHP | Heat Recovery | 0 | 0
New Construction | CZ07 | cDXHP | Water Systems | 0 | 73513.44
New Construction | CZ07 | cDXHP | Refrigeration | 0 | 0
New Construction | CZ07 | cDXHP | Generators | 0 | 0
New Construction | CZ07 | cDXHP | Total End Uses | 1674153.28 | 73513.44
New Construction | CZ08 | cDXHP | Heating | 47021.29 | 0
New Construction | CZ08 | cDXHP | Cooling | 340746.85 | 0
New Construction | CZ08 | cDXHP | Interior Lighting | 262654.5 | 0
New Construction | CZ08 | cDXHP | Exterior Lighting | 0 | 0
New Construction | CZ08 | cDXHP | Interior Equipment | 498363.12 | 0
New Construction | CZ08 | cDXHP | Exterior Equipment | 0 | 0
New Construction | CZ08 | cDXHP | Fans | 625828.42 | 0
New Construction | CZ08 | cDXHP | Pumps | 0 | 0
New Construction | CZ08 | cDXHP | Heat Rejection | 0 | 0
New Construction | CZ08 | cDXHP | Humidification | 0 | 0
New Construction | CZ08 | cDXHP | Heat Recovery | 0 | 0
New Construction | CZ08 | cDXHP | Water Systems | 0 | 73365.51
New Construction | CZ08 | cDXHP | Refrigeration | 0 | 0
New Construction | CZ08 | cDXHP | Generators | 0 | 0
New Construction | CZ08 | cDXHP | Total End Uses | 1774614.18 | 73365.51
New Construction | CZ09 | cDXHP | Heating | 40562.89 | 0
New Construction | CZ09 | cDXHP | Cooling | 381148.37 | 0
New Construction | CZ09 | cDXHP | Interior Lighting | 262654.5 | 0
New Construction | CZ09 | cDXHP | Exterior Lighting | 0 | 0
New Construction | CZ09 | cDXHP | Interior Equipment | 498363.12 | 0
New Construction | CZ09 | cDXHP | Exterior Equipment | 0 | 0
New Construction | CZ09 | cDXHP | Fans | 636361.56 | 0
New Construction | CZ09 | cDXHP | Pumps | 0 | 0
New Construction | CZ09 | cDXHP | Heat Rejection | 0 | 0
New Construction | CZ09 | cDXHP | Humidification | 0 | 0
New Construction | CZ09 | cDXHP | Heat Recovery | 0 | 0
New Construction | CZ09 | cDXHP | Water Systems | 0 | 72375.51
New Construction | CZ09 | cDXHP | Refrigeration | 0 | 0
New Construction | CZ09 | cDXHP | Generators | 0 | 0
New Construction | CZ09 | cDXHP | Total End Uses | 1819090.43 | 72375.51
New Construction | CZ10 | cDXHP | Heating | 78755 | 0
New Construction | CZ10 | cDXHP | Cooling | 560217.15 | 0
New Construction | CZ10 | cDXHP | Interior Lighting | 262654.5 | 0
New Construction | CZ10 | cDXHP | Exterior Lighting | 0 | 0
New Construction | CZ10 | cDXHP | Interior Equipment | 498363.12 | 0
New Construction | CZ10 | cDXHP | Exterior Equipment | 0 | 0
New Construction | CZ10 | cDXHP | Fans | 653438.58 | 0
New Construction | CZ10 | cDXHP | Pumps | 0 | 0
New Construction | CZ10 | cDXHP | Heat Rejection | 0 | 0
New Construction | CZ10 | cDXHP | Humidification | 0 | 0
New Construction | CZ10 | cDXHP | Heat Recovery | 0 | 0
New Construction | CZ10 | cDXHP | Water Systems | 0 | 71695.18
New Construction | CZ10 | cDXHP | Refrigeration | 0 | 0
New Construction | CZ10 | cDXHP | Generators | 0 | 0
New Construction | CZ10 | cDXHP | Total End Uses | 2053428.34 | 71695.18
New Construction | CZ11 | cDXHP | Heating | 182506.47 | 0
New Construction | CZ11 | cDXHP | Cooling | 599303.31 | 0
New Construction | CZ11 | cDXHP | Interior Lighting | 262654.5 | 0
New Construction | CZ11 | cDXHP | Exterior Lighting | 0 | 0
New Construction | CZ11 | cDXHP | Interior Equipment | 498363.12 | 0
New Construction | CZ11 | cDXHP | Exterior Equipment | 0 | 0
New Construction | CZ11 | cDXHP | Fans | 655608.41 | 0
New Construction | CZ11 | cDXHP | Pumps | 0 | 0
New Construction | CZ11 | cDXHP | Heat Rejection | 0 | 0
New Construction | CZ11 | cDXHP | Humidification | 0 | 0
New Construction | CZ11 | cDXHP | Heat Recovery | 0 | 0
New Construction | CZ11 | cDXHP | Water Systems | 0 | 73217.07
New Construction | CZ11 | cDXHP | Refrigeration | 0 | 0
New Construction | CZ11 | cDXHP | Generators | 0 | 0
New Construction | CZ11 | cDXHP | Total End Uses | 2198435.81 | 73217.07
New Construction | CZ12 | cDXHP | Heating | 169945.63 | 0
New Construction | CZ12 | cDXHP | Cooling | 485857.52 | 0
New Construction | CZ12 | cDXHP | Interior Lighting | 262654.5 | 0
New Construction | CZ12 | cDXHP | Exterior Lighting | 0 | 0
New Construction | CZ12 | cDXHP | Interior Equipment | 498363.12 | 0
New Construction | CZ12 | cDXHP | Exterior Equipment | 0 | 0
New Construction | CZ12 | cDXHP | Fans | 634195.18 | 0
New Construction | CZ12 | cDXHP | Pumps | 0 | 0
New Construction | CZ12 | cDXHP | Heat Rejection | 0 | 0
New Construction | CZ12 | cDXHP | Humidification | 0 | 0
New Construction | CZ12 | cDXHP | Heat Recovery | 0 | 0
New Construction | CZ12 | cDXHP | Water Systems | 0 | 75328.1
New Construction | CZ12 | cDXHP | Refrigeration | 0 | 0
New Construction | CZ12 | cDXHP | Generators | 0 | 0
New Construction | CZ12 | cDXHP | Total End Uses | 2051015.94 | 75328.1
New Construction | CZ13 | cDXHP | Heating | 150281.37 | 0
New Construction | CZ13 | cDXHP | Cooling | 660105.2 | 0
New Construction | CZ13 | cDXHP | Interior Lighting | 262654.5 | 0
New Construction | CZ13 | cDXHP | Exterior Lighting | 0 | 0
New Construction | CZ13 | cDXHP | Interior Equipment | 498363.12 | 0
New Construction | CZ13 | cDXHP | Exterior Equipment | 0 | 0
New Construction | CZ13 | cDXHP | Fans | 653370.62 | 0
New Construction | CZ13 | cDXHP | Pumps | 0 | 0
New Construction | CZ13 | cDXHP | Heat Rejection | 0 | 0
New Construction | CZ13 | cDXHP | Humidification | 0 | 0
New Construction | CZ13 | cDXHP | Heat Recovery | 0 | 0
New Construction | CZ13 | cDXHP | Water Systems | 0 | 71065.85
New Construction | CZ13 | cDXHP | Refrigeration | 0 | 0
New Construction | CZ13 | cDXHP | Generators | 0 | 0
New Construction | CZ13 | cDXHP | Total End Uses | 2224774.81 | 71065.85
New Construction | CZ14 | cDXHP | Heating | 100382.25 | 0
New Construction | CZ14 | cDXHP | Cooling | 850619.79 | 0
New Construction | CZ14 | cDXHP | Interior Lighting | 262654.5 | 0
New Construction | CZ14 | cDXHP | Exterior Lighting | 0 | 0
New Construction | CZ14 | cDXHP | Interior Equipment | 498363.12 | 0
New Construction | CZ14 | cDXHP | Exterior Equipment | 0 | 0
New Construction | CZ14 | cDXHP | Fans | 703132.03 | 0
New Construction | CZ14 | cDXHP | Pumps | 0 | 0
New Construction | CZ14 | cDXHP | Heat Rejection | 0 | 0
New Construction | CZ14 | cDXHP | Humidification | 0 | 0
New Construction | CZ14 | cDXHP | Heat Recovery | 0 | 0
New Construction | CZ14 | cDXHP | Water Systems | 0 | 67588.4
New Construction | CZ14 | cDXHP | Refrigeration | 0 | 0
New Construction | CZ14 | cDXHP | Generators | 0 | 0
New Construction | CZ14 | cDXHP | Total End Uses | 2415151.69 | 67588.4
New Construction | CZ15 | cDXHP | Heating | 35488.54 | 0
New Construction | CZ15 | cDXHP | Cooling | 1152059.28 | 0
New Construction | CZ15 | cDXHP | Interior Lighting | 262654.5 | 0
New Construction | CZ15 | cDXHP | Exterior Lighting | 0 | 0
New Construction | CZ15 | cDXHP | Interior Equipment | 498363.12 | 0
New Construction | CZ15 | cDXHP | Exterior Equipment | 0 | 0
New Construction | CZ15 | cDXHP | Fans | 669659.22 | 0
New Construction | CZ15 | cDXHP | Pumps | 0 | 0
New Construction | CZ15 | cDXHP | Heat Rejection | 0 | 0
New Construction | CZ15 | cDXHP | Humidification | 0 | 0
New Construction | CZ15 | cDXHP | Heat Recovery | 0 | 0
New Construction | CZ15 | cDXHP | Water Systems | 0 | 60169.93
New Construction | CZ15 | cDXHP | Refrigeration | 0 | 0
New Construction | CZ15 | cDXHP | Generators | 0 | 0
New Construction | CZ15 | cDXHP | Total End Uses | 2618224.66 | 60169.93
New Construction | CZ16 | cDXHP | Heating | 265869.61 | 0
New Construction | CZ16 | cDXHP | Cooling | 555837.57 | 0
New Construction | CZ16 | cDXHP | Interior Lighting | 262654.5 | 0
New Construction | CZ16 | cDXHP | Exterior Lighting | 0 | 0
New Construction | CZ16 | cDXHP | Interior Equipment | 498363.12 | 0
New Construction | CZ16 | cDXHP | Exterior Equipment | 0 | 0
New Construction | CZ16 | cDXHP | Fans | 741523.74 | 0
New Construction | CZ16 | cDXHP | Pumps | 0 | 0
New Construction | CZ16 | cDXHP | Heat Rejection | 0 | 0
New Construction | CZ16 | cDXHP | Humidification | 0 | 0
New Construction | CZ16 | cDXHP | Heat Recovery | 0 | 0
New Construction | CZ16 | cDXHP | Water Systems | 0 | 79634.71
New Construction | CZ16 | cDXHP | Refrigeration | 0 | 0
New Construction | CZ16 | cDXHP | Generators | 0 | 0
New Construction | CZ16 | cDXHP | Total End Uses | 2324248.54 | 79634.71
Existing | CZ01 | cDXOH | Heating | 0 | 0
Existing | CZ01 | cDXOH | Cooling | 6323.22 | 0
Existing | CZ01 | cDXOH | Interior Lighting | 525438.58 | 0
Existing | CZ01 | cDXOH | Exterior Lighting | 0 | 0
Existing | CZ01 | cDXOH | Interior Equipment | 498363.12 | 0
Existing | CZ01 | cDXOH | Exterior Equipment | 0 | 0
Existing | CZ01 | cDXOH | Fans | 704514.51 | 0
Existing | CZ01 | cDXOH | Pumps | 0 | 0
Existing | CZ01 | cDXOH | Heat Rejection | 0 | 0
Existing | CZ01 | cDXOH | Humidification | 0 | 0
Existing | CZ01 | cDXOH | Heat Recovery | 0 | 0
Existing | CZ01 | cDXOH | Water Systems | 0 | 87932.65
Existing | CZ01 | cDXOH | Refrigeration | 0 | 0
Existing | CZ01 | cDXOH | Generators | 0 | 0
Existing | CZ01 | cDXOH | Total End Uses | 1734639.42 | 87932.65
Existing | CZ02 | cDXOH | Heating | 0 | 0
Existing | CZ02 | cDXOH | Cooling | 246943.33 | 0
Existing | CZ02 | cDXOH | Interior Lighting | 525438.58 | 0
Existing | CZ02 | cDXOH | Exterior Lighting | 0 | 0
Existing | CZ02 | cDXOH | Interior Equipment | 498363.12 | 0
Existing | CZ02 | cDXOH | Exterior Equipment | 0 | 0
Existing | CZ02 | cDXOH | Fans | 761939.8 | 0
Existing | CZ02 | cDXOH | Pumps | 0 | 0
Existing | CZ02 | cDXOH | Heat Rejection | 0 | 0
Existing | CZ02 | cDXOH | Humidification | 0 | 0
Existing | CZ02 | cDXOH | Heat Recovery | 0 | 0
Existing | CZ02 | cDXOH | Water Systems | 0 | 80951.28
Existing | CZ02 | cDXOH | Refrigeration | 0 | 0
Existing | CZ02 | cDXOH | Generators | 0 | 0
Existing | CZ02 | cDXOH | Total End Uses | 2032684.82 | 80951.28
Existing | CZ03 | cDXOH | Heating | 0 | 0
Existing | CZ03 | cDXOH | Cooling | 132522.66 | 0
Existing | CZ03 | cDXOH | Interior Lighting | 525438.58 | 0
Existing | CZ03 | cDXOH | Exterior Lighting | 0 | 0
Existing | CZ03 | cDXOH | Interior Equipment | 498363.12 | 0
Existing | CZ03 | cDXOH | Exterior Equipment | 0 | 0
Existing | CZ03 | cDXOH | Fans | 745414.61 | 0
Existing | CZ03 | cDXOH | Pumps | 0 | 0
Existing | CZ03 | cDXOH | Heat Rejection | 0 | 0
Existing | CZ03 | cDXOH | Humidification | 0 | 0
Existing | CZ03 | cDXOH | Heat Recovery | 0 | 0
Existing | CZ03 | cDXOH | Water Systems | 0 | 80644.35
Existing | CZ03 | cDXOH | Refrigeration | 0 | 0
Existing | CZ03 | cDXOH | Generators | 0 | 0
Existing | CZ03 | cDXOH | Total End Uses | 1901738.97 | 80644.35
Existing | CZ04 | cDXOH | Heating | 0 | 0
Existing | CZ04 | cDXOH | Cooling | 298015.03 | 0
Existing | CZ04 | cDXOH | Interior Lighting | 525438.58 | 0
Existing | CZ04 | cDXOH | Exterior Lighting | 0 | 0
Existing | CZ04 | cDXOH | Interior Equipment | 498363.12 | 0
Existing | CZ04 | cDXOH | Exterior Equipment | 0 | 0
Existing | CZ04 | cDXOH | Fans | 765198.34 | 0
Existing | CZ04 | cDXOH | Pumps | 0 | 0
Existing | CZ04 | cDXOH | Heat Rejection | 0 | 0
Existing | CZ04 | cDXOH | Humidification | 0 | 0
Existing | CZ04 | cDXOH | Heat Recovery | 0 | 0
Existing | CZ04 | cDXOH | Water Systems | 0 | 77936.04
Existing | CZ04 | cDXOH | Refrigeration | 0 | 0
Existing | CZ04 | cDXOH | Generators | 0 | 0
Existing | CZ04 | cDXOH | Total End Uses | 2087015.06 | 77936.04
Existing | CZ05 | cDXOH | Heating | 0 | 0
Existing | CZ05 | cDXOH | Cooling | 172317.66 | 0
Existing | CZ05 | cDXOH | Interior Lighting | 525438.58 | 0
Existing | CZ05 | cDXOH | Exterior Lighting | 0 | 0
Existing | CZ05 | cDXOH | Interior Equipment | 498363.12 | 0
Existing | CZ05 | cDXOH | Exterior Equipment | 0 | 0
Existing | CZ05 | cDXOH | Fans | 746588.42 | 0
Existing | CZ05 | cDXOH | Pumps | 0 | 0
Existing | CZ05 | cDXOH | Heat Rejection | 0 | 0
Existing | CZ05 | cDXOH | Humidification | 0 | 0
Existing | CZ05 | cDXOH | Heat Recovery | 0 | 0
Existing | CZ05 | cDXOH | Water Systems | 0 | 80615.05
Existing | CZ05 | cDXOH | Refrigeration | 0 | 0
Existing | CZ05 | cDXOH | Generators | 0 | 0
Existing | CZ05 | cDXOH | Total End Uses | 1942707.78 | 80615.05
Existing | CZ06 | cDXOH | Heating | 0 | 0
Existing | CZ06 | cDXOH | Cooling | 292368.87 | 0
Existing | CZ06 | cDXOH | Interior Lighting | 525438.58 | 0
Existing | CZ06 | cDXOH | Exterior Lighting | 0 | 0
Existing | CZ06 | cDXOH | Interior Equipment | 498363.12 | 0
Existing | CZ06 | cDXOH | Exterior Equipment | 0 | 0
Existing | CZ06 | cDXOH | Fans | 758699.74 | 0
Existing | CZ06 | cDXOH | Pumps | 0 | 0
Existing | CZ06 | cDXOH | Heat Rejection | 0 | 0
Existing | CZ06 | cDXOH | Humidification | 0 | 0
Existing | CZ06 | cDXOH | Heat Recovery | 0 | 0
Existing | CZ06 | cDXOH | Water Systems | 0 | 74428.16
Existing | CZ06 | cDXOH | Refrigeration | 0 | 0
Existing | CZ06 | cDXOH | Generators | 0 | 0
Existing | CZ06 | cDXOH | Total End Uses | 2074870.31 | 74428.16
Existing | CZ07 | cDXOH | Heating | 0 | 0
Existing | CZ07 | cDXOH | Cooling | 330144.29 | 0
Existing | CZ07 | cDXOH | Interior Lighting | 525438.58 | 0
Existing | CZ07 | cDXOH | Exterior Lighting | 0 | 0
Existing | CZ07 | cDXOH | Interior Equipment | 498363.12 | 0
Existing | CZ07 | cDXOH | Exterior Equipment | 0 | 0
Existing | CZ07 | cDXOH | Fans | 749880.65 | 0
Existing | CZ07 | cDXOH | Pumps | 0 | 0
Existing | CZ07 | cDXOH | Heat Rejection | 0 | 0
Existing | CZ07 | cDXOH | Humidification | 0 | 0
Existing | CZ07 | cDXOH | Heat Recovery | 0 | 0
Existing | CZ07 | cDXOH | Water Systems | 0 | 73495.79
Existing | CZ07 | cDXOH | Refrigeration | 0 | 0
Existing | CZ07 | cDXOH | Generators | 0 | 0
Existing | CZ07 | cDXOH | Total End Uses | 2103826.64 | 73495.79
Existing | CZ08 | cDXOH | Heating | 0 | 0
Existing | CZ08 | cDXOH | Cooling | 409468.7 | 0
Existing | CZ08 | cDXOH | Interior Lighting | 525438.58 | 0
Existing | CZ08 | cDXOH | Exterior Lighting | 0 | 0
Existing | CZ08 | cDXOH | Interior Equipment | 498363.12 | 0
Existing | CZ08 | cDXOH | Exterior Equipment | 0 | 0
Existing | CZ08 | cDXOH | Fans | 769333.48 | 0
Existing | CZ08 | cDXOH | Pumps | 0 | 0
Existing | CZ08 | cDXOH | Heat Rejection | 0 | 0
Existing | CZ08 | cDXOH | Humidification | 0 | 0
Existing | CZ08 | cDXOH | Heat Recovery | 0 | 0
Existing | CZ08 | cDXOH | Water Systems | 0 | 73383.36
Existing | CZ08 | cDXOH | Refrigeration | 0 | 0
Existing | CZ08 | cDXOH | Generators | 0 | 0
Existing | CZ08 | cDXOH | Total End Uses | 2202603.88 | 73383.36
Existing | CZ09 | cDXOH | Heating | 0 | 0
Existing | CZ09 | cDXOH | Cooling | 467293.53 | 0
Existing | CZ09 | cDXOH | Interior Lighting | 525438.58 | 0
Existing | CZ09 | cDXOH | Exterior Lighting | 0 | 0
Existing | CZ09 | cDXOH | Interior Equipment | 498363.12 | 0
Existing | CZ09 | cDXOH | Exterior Equipment | 0 | 0
Existing | CZ09 | cDXOH | Fans | 793489.95 | 0
Existing | CZ09 | cDXOH | Pumps | 0 | 0
Existing | CZ09 | cDXOH | Heat Rejection | 0 | 0
Existing | CZ09 | cDXOH | Humidification | 0 | 0
Existing | CZ09 | cDXOH | Heat Recovery | 0 | 0
Existing | CZ09 | cDXOH | Water Systems | 0 | 72398.86
Existing | CZ09 | cDXOH | Refrigeration | 0 | 0
Existing | CZ09 | cDXOH | Generators | 0 | 0
Existing | CZ09 | cDXOH | Total End Uses | 2284585.17 | 72398.86
Existing | CZ10 | cDXOH | Heating | 0 | 0
Existing | CZ10 | cDXOH | Cooling | 640148.55 | 0
Existing | CZ10 | cDXOH | Interior Lighting | 525438.58 | 0
Existing | CZ10 | cDXOH | Exterior Lighting | 0 | 0
Existing | CZ10 | cDXOH | Interior Equipment | 498363.12 | 0
Existing | CZ10 | cDXOH | Exterior Equipment | 0 | 0
Existing | CZ10 | cDXOH | Fans | 792115.93 | 0
Existing | CZ10 | cDXOH | Pumps | 0 | 0
Existing | CZ10 | cDXOH | Heat Rejection | 0 | 0
Existing | CZ10 | cDXOH | Humidification | 0 | 0
Existing | CZ10 | cDXOH | Heat Recovery | 0 | 0
Existing | CZ10 | cDXOH | Water Systems | 0 | 71846.51
Existing | CZ10 | cDXOH | Refrigeration | 0 | 0
Existing | CZ10 | cDXOH | Generators | 0 | 0
Existing | CZ10 | cDXOH | Total End Uses | 2456066.17 | 71846.51
Existing | CZ11 | cDXOH | Heating | 0 | 0
Existing | CZ11 | cDXOH | Cooling | 691732.77 | 0
Existing | CZ11 | cDXOH | Interior Lighting | 525438.58 | 0
Existing | CZ11 | cDXOH | Exterior Lighting | 0 | 0
Existing | CZ11 | cDXOH | Interior Equipment | 498363.12 | 0
Existing | CZ11 | cDXOH | Exterior Equipment | 0 | 0
Existing | CZ11 | cDXOH | Fans | 822095.55 | 0
Existing | CZ11 | cDXOH | Pumps | 0 | 0
Existing | CZ11 | cDXOH | Heat Rejection | 0 | 0
Existing | CZ11 | cDXOH | Humidification | 0 | 0
Existing | CZ11 | cDXOH | Heat Recovery | 0 | 0
Existing | CZ11 | cDXOH | Water Systems | 0 | 73411.24
Existing | CZ11 | cDXOH | Refrigeration | 0 | 0
Existing | CZ11 | cDXOH | Generators | 0 | 0
Existing | CZ11 | cDXOH | Total End Uses | 2537630.01 | 73411.24
Existing | CZ12 | cDXOH | Heating | 0 | 0
Existing | CZ12 | cDXOH | Cooling | 560483.3 | 0
Existing | CZ12 | cDXOH | Interior Lighting | 525438.58 | 0
Existing | CZ12 | cDXOH | Exterior Lighting | 0 | 0
Existing | CZ12 | cDXOH | Interior Equipment | 498363.12 | 0
Existing | CZ12 | cDXOH | Exterior Equipment | 0 | 0
Existing | CZ12 | cDXOH | Fans | 784568.22 | 0
Existing | CZ12 | cDXOH | Pumps | 0 | 0
Existing | CZ12 | cDXOH | Heat Rejection | 0 | 0
Existing | CZ12 | cDXOH | Humidification | 0 | 0
Existing | CZ12 | cDXOH | Heat Recovery | 0 | 0
Existing | CZ12 | cDXOH | Water Systems | 0 | 75440.29
Existing | CZ12 | cDXOH | Refrigeration | 0 | 0
Existing | CZ12 | cDXOH | Generators | 0 | 0
Existing | CZ12 | cDXOH | Total End Uses | 2368853.22 | 75440.29
Existing | CZ13 | cDXOH | Heating | 0 | 0
Existing | CZ13 | cDXOH | Cooling | 761946.18 | 0
Existing | CZ13 | cDXOH | Interior Lighting | 525438.58 | 0
Existing | CZ13 | cDXOH | Exterior Lighting | 0 | 0
Existing | CZ13 | cDXOH | Interior Equipment | 498363.12 | 0
Existing | CZ13 | cDXOH | Exterior Equipment | 0 | 0
Existing | CZ13 | cDXOH | Fans | 815103.87 | 0
Existing | CZ13 | cDXOH | Pumps | 0 | 0
Existing | CZ13 | cDXOH | Heat Rejection | 0 | 0
Existing | CZ13 | cDXOH | Humidification | 0 | 0
Existing | CZ13 | cDXOH | Heat Recovery | 0 | 0
Existing | CZ13 | cDXOH | Water Systems | 0 | 71313.26
Existing | CZ13 | cDXOH | Refrigeration | 0 | 0
Existing | CZ13 | cDXOH | Generators | 0 | 0
Existing | CZ13 | cDXOH | Total End Uses | 2600851.74 | 71313.26
Existing | CZ14 | cDXOH | Heating | 0 | 0
Existing | CZ14 | cDXOH | Cooling | 977058.59 | 0
Existing | CZ14 | cDXOH | Interior Lighting | 525438.58 | 0
Existing | CZ14 | cDXOH | Exterior Lighting | 0 | 0
Existing | CZ14 | cDXOH | Interior Equipment | 498363.12 | 0
Existing | CZ14 | cDXOH | Exterior Equipment | 0 | 0
Existing | CZ14 | cDXOH | Fans | 880187.69 | 0
Existing | CZ14 | cDXOH | Pumps | 0 | 0
Existing | CZ14 | cDXOH | Heat Rejection | 0 | 0
Existing | CZ14 | cDXOH | Humidification | 0 | 0
Existing | CZ14 | cDXOH | Heat Recovery | 0 | 0
Existing | CZ14 | cDXOH | Water Systems | 0 | 67803.62
Existing | CZ14 | cDXOH | Refrigeration | 0 | 0
Existing | CZ14 | cDXOH | Generators | 0 | 0
Existing | CZ14 | cDXOH | Total End Uses | 2881047.97 | 67803.62
Existing | CZ15 | cDXOH | Heating | 0 | 0
Existing | CZ15 | cDXOH | Cooling | 1339954.25 | 0
Existing | CZ15 | cDXOH | Interior Lighting | 525438.58 | 0
Existing | CZ15 | cDXOH | Exterior Lighting | 0 | 0
Existing | CZ15 | cDXOH | Interior Equipment | 498363.12 | 0
Existing | CZ15 | cDXOH | Exterior Equipment | 0 | 0
Existing | CZ15 | cDXOH | Fans | 848683.62 | 0
Existing | CZ15 | cDXOH | Pumps | 0 | 0
Existing | CZ15 | cDXOH | Heat Rejection | 0 | 0
Existing | CZ15 | cDXOH | Humidification | 0 | 0
Existing | CZ15 | cDXOH | Heat Recovery | 0 | 0
Existing | CZ15 | cDXOH | Water Systems | 0 | 60385.12
Existing | CZ15 | cDXOH | Refrigeration | 0 | 0
Existing | CZ15 | cDXOH | Generators | 0 | 0
Existing | CZ15 | cDXOH | Total End Uses | 3212439.56 | 60385.12
Existing | CZ16 | cDXOH | Heating | 0 | 0
Existing | CZ16 | cDXOH | Cooling | 624754.7 | 0
Existing | CZ16 | cDXOH | Interior Lighting | 525438.58 | 0
Existing | CZ16 | cDXOH | Exterior Lighting | 0 | 0
Existing | CZ16 | cDXOH | Interior Equipment | 498363.12 | 0
Existing | CZ16 | cDXOH | Exterior Equipment | 0 | 0
Existing | CZ16 | cDXOH | Fans | 919833.58 | 0
Existing | CZ16 | cDXOH | Pumps | 0 | 0
Existing | CZ16 | cDXOH | Heat Rejection | 0 | 0
Existing | CZ16 | cDXOH | Humidification | 0 | 0
Existing | CZ16 | cDXOH | Heat Recovery | 0 | 0
Existing | CZ16 | cDXOH | Water Systems | 0 | 79678.97
Existing | CZ16 | cDXOH | Refrigeration | 0 | 0
Existing | CZ16 | cDXOH | Generators | 0 | 0
Existing | CZ16 | cDXOH | Total End Uses | 2568389.98 | 79678.97
New Construction | CZ01 | cDXOH | Heating | 0 | 0
New Construction | CZ01 | cDXOH | Cooling | 5550.28 | 0
New Construction | CZ01 | cDXOH | Interior Lighting | 262654.5 | 0
New Construction | CZ01 | cDXOH | Exterior Lighting | 0 | 0
New Construction | CZ01 | cDXOH | Interior Equipment | 498363.12 | 0
New Construction | CZ01 | cDXOH | Exterior Equipment | 0 | 0
New Construction | CZ01 | cDXOH | Fans | 597235.6 | 0
New Construction | CZ01 | cDXOH | Pumps | 0 | 0
New Construction | CZ01 | cDXOH | Heat Rejection | 0 | 0
New Construction | CZ01 | cDXOH | Humidification | 0 | 0
New Construction | CZ01 | cDXOH | Heat Recovery | 0 | 0
New Construction | CZ01 | cDXOH | Water Systems | 0 | 87930.6
New Construction | CZ01 | cDXOH | Refrigeration | 0 | 0
New Construction | CZ01 | cDXOH | Generators | 0 | 0
New Construction | CZ01 | cDXOH | Total End Uses | 1363803.5 | 87930.6
New Construction | CZ02 | cDXOH | Heating | 0 | 0
New Construction | CZ02 | cDXOH | Cooling | 208143.23 | 0
New Construction | CZ02 | cDXOH | Interior Lighting | 262654.5 | 0
New Construction | CZ02 | cDXOH | Exterior Lighting | 0 | 0
New Construction | CZ02 | cDXOH | Interior Equipment | 498363.12 | 0
New Construction | CZ02 | cDXOH | Exterior Equipment | 0 | 0
New Construction | CZ02 | cDXOH | Fans | 625391.8 | 0
New Construction | CZ02 | cDXOH | Pumps | 0 | 0
New Construction | CZ02 | cDXOH | Heat Rejection | 0 | 0
New Construction | CZ02 | cDXOH | Humidification | 0 | 0
New Construction | CZ02 | cDXOH | Heat Recovery | 0 | 0
New Construction | CZ02 | cDXOH | Water Systems | 0 | 80869.18
New Construction | CZ02 | cDXOH | Refrigeration | 0 | 0
New Construction | CZ02 | cDXOH | Generators | 0 | 0
New Construction | CZ02 | cDXOH | Total End Uses | 1594552.65 | 80869.18
New Construction | CZ03 | cDXOH | Heating | 0 | 0
New Construction | CZ03 | cDXOH | Cooling | 110697.55 | 0
New Construction | CZ03 | cDXOH | Interior Lighting | 262654.5 | 0
New Construction | CZ03 | cDXOH | Exterior Lighting | 0 | 0
New Construction | CZ03 | cDXOH | Interior Equipment | 498363.12 | 0
New Construction | CZ03 | cDXOH | Exterior Equipment | 0 | 0
New Construction | CZ03 | cDXOH | Fans | 615778.85 | 0
New Construction | CZ03 | cDXOH | Pumps | 0 | 0
New Construction | CZ03 | cDXOH | Heat Rejection | 0 | 0
New Construction | CZ03 | cDXOH | Humidification | 0 | 0
New Construction | CZ03 | cDXOH | Heat Recovery | 0 | 0
New Construction | CZ03 | cDXOH | Water Systems | 0 | 80571.08
New Construction | CZ03 | cDXOH | Refrigeration | 0 | 0
New Construction | CZ03 | cDXOH | Generators | 0 | 0
New Construction | CZ03 | cDXOH | Total End Uses | 1487494.01 | 80571.08
New Construction | CZ04 | cDXOH | Heating | 0 | 0
New Construction | CZ04 | cDXOH | Cooling | 249546.98 | 0
New Construction | CZ04 | cDXOH | Interior Lighting | 262654.5 | 0
New Construction | CZ04 | cDXOH | Exterior Lighting | 0 | 0
New Construction | CZ04 | cDXOH | Interior Equipment | 498363.12 | 0
New Construction | CZ04 | cDXOH | Exterior Equipment | 0 | 0
New Construction | CZ04 | cDXOH | Fans | 625086.19 | 0
New Construction | CZ04 | cDXOH | Pumps | 0 | 0
New Construction | CZ04 | cDXOH | Heat Rejection | 0 | 0
New Construction | CZ04 | cDXOH | Humidification | 0 | 0
New Construction | CZ04 | cDXOH | Heat Recovery | 0 | 0
New Construction | CZ04 | cDXOH | Water Systems | 0 | 77847.4
New Construction | CZ04 | cDXOH | Refrigeration | 0 | 0
New Construction | CZ04 | cDXOH | Generators | 0 | 0
New Construction | CZ04 | cDXOH | Total End Uses | 1635650.78 | 77847.4
New Construction | CZ05 | cDXOH | Heating | 0 | 0
New Construction | CZ05 | cDXOH | Cooling | 142752.33 | 0
New Construction | CZ05 | cDXOH | Interior Lighting | 262654.5 | 0
New Construction | CZ05 | cDXOH | Exterior Lighting | 0 | 0
New Construction | CZ05 | cDXOH | Interior Equipment | 498363.12 | 0
New Construction | CZ05 | cDXOH | Exterior Equipment | 0 | 0
New Construction | CZ05 | cDXOH | Fans | 616448.43 | 0
New Construction | CZ05 | cDXOH | Pumps | 0 | 0
New Construction | CZ05 | cDXOH | Heat Rejection | 0 | 0
New Construction | CZ05 | cDXOH | Humidification | 0 | 0
New Construction | CZ05 | cDXOH | Heat Recovery | 0 | 0
New Construction | CZ05 | cDXOH | Water Systems | 0 | 80601.22
New Construction | CZ05 | cDXOH | Refrigeration | 0 | 0
New Construction | CZ05 | cDXOH | Generators | 0 | 0
New Construction | CZ05 | cDXOH | Total End Uses | 1520218.37 | 80601.22
New Construction | CZ06 | cDXOH | Heating | 0 | 0
New Construction | CZ06 | cDXOH | Cooling | 240818.1 | 0
New Construction | CZ06 | cDXOH | Interior Lighting | 262654.5 | 0
New Construction | CZ06 | cDXOH | Exterior Lighting | 0 | 0
New Construction | CZ06 | cDXOH | Interior Equipment | 498363.12 | 0
New Construction | CZ06 | cDXOH | Exterior Equipment | 0 | 0
New Construction | CZ06 | cDXOH | Fans | 623131.14 | 0
New Construction | CZ06 | cDXOH | Pumps | 0 | 0
New Construction | CZ06 | cDXOH | Heat Rejection | 0 | 0
New Construction | CZ06 | cDXOH | Humidification | 0 | 0
New Construction | CZ06 | cDXOH | Heat Recovery | 0 | 0
New Construction | CZ06 | cDXOH | Water Systems | 0 | 74433.76
New Construction | CZ06 | cDXOH | Refrigeration | 0 | 0
New Construction | CZ06 | cDXOH | Generators | 0 | 0
New Construction | CZ06 | cDXOH | Total End Uses | 1624966.86 | 74433.76
New Construction | CZ07 | cDXOH | Heating | 0 | 0
New Construction | CZ07 | cDXOH | Cooling | 269048.94 | 0
New Construction | CZ07 | cDXOH | Interior Lighting | 262654.5 | 0
New Construction | CZ07 | cDXOH | Exterior Lighting | 0 | 0
New Construction | CZ07 | cDXOH | Interior Equipment | 498363.12 | 0
New Construction | CZ07 | cDXOH | Exterior Equipment | 0 | 0
New Construction | CZ07 | cDXOH | Fans | 617245.53 | 0
New Construction | CZ07 | cDXOH | Pumps | 0 | 0
New Construction | CZ07 | cDXOH | Heat Rejection | 0 | 0
New Construction | CZ07 | cDXOH | Humidification | 0 | 0
New Construction | CZ07 | cDXOH | Heat Recovery | 0 | 0
New Construction | CZ07 | cDXOH | Water Systems | 0 | 73513.27
New Construction | CZ07 | cDXOH | Refrigeration | 0 | 0
New Construction | CZ07 | cDXOH | Generators | 0 | 0
New Construction | CZ07 | cDXOH | Total End Uses | 1647312.09 | 73513.27
New Construction | CZ08 | cDXOH | Heating | 0 | 0
New Construction | CZ08 | cDXOH | Cooling | 340928.8 | 0
New Construction | CZ08 | cDXOH | Interior Lighting | 262654.5 | 0
New Construction | CZ08 | cDXOH | Exterior Lighting | 0 | 0
New Construction | CZ08 | cDXOH | Interior Equipment | 498363.12 | 0
New Construction | CZ08 | cDXOH | Exterior Equipment | 0 | 0
New Construction | CZ08 | cDXOH | Fans | 626106.5 | 0
New Construction | CZ08 | cDXOH | Pumps | 0 | 0
New Construction | CZ08 | cDXOH | Heat Rejection | 0 | 0
New Construction | CZ08 | cDXOH | Humidification | 0 | 0
New Construction | CZ08 | cDXOH | Heat Recovery | 0 | 0
New Construction | CZ08 | cDXOH | Water Systems | 0 | 73359.86
New Construction | CZ08 | cDXOH | Refrigeration | 0 | 0
New Construction | CZ08 | cDXOH | Generators | 0 | 0
New Construction | CZ08 | cDXOH | Total End Uses | 1728052.92 | 73359.86
New Construction | CZ09 | cDXOH | Heating | 0 | 0
New Construction | CZ09 | cDXOH | Cooling | 382276.08 | 0
New Construction | CZ09 | cDXOH | Interior Lighting | 262654.5 | 0
New Construction | CZ09 | cDXOH | Exterior Lighting | 0 | 0
New Construction | CZ09 | cDXOH | Interior Equipment | 498363.12 | 0
New Construction | CZ09 | cDXOH | Exterior Equipment | 0 | 0
New Construction | CZ09 | cDXOH | Fans | 636455.74 | 0
New Construction | CZ09 | cDXOH | Pumps | 0 | 0
New Construction | CZ09 | cDXOH | Heat Rejection | 0 | 0
New Construction | CZ09 | cDXOH | Humidification | 0 | 0
New Construction | CZ09 | cDXOH | Heat Recovery | 0 | 0
New Construction | CZ09 | cDXOH | Water Systems | 0 | 72370.37
New Construction | CZ09 | cDXOH | Refrigeration | 0 | 0
New Construction | CZ09 | cDXOH | Generators | 0 | 0
New Construction | CZ09 | cDXOH | Total End Uses | 1779749.44 | 72370.37
New Construction | CZ10 | cDXOH | Heating | 0 | 0
New Construction | CZ10 | cDXOH | Cooling | 556319.27 | 0
New Construction | CZ10 | cDXOH | Interior Lighting | 262654.5 | 0
New Construction | CZ10 | cDXOH | Exterior Lighting | 0 | 0
New Construction | CZ10 | cDXOH | Interior Equipment | 498363.12 | 0
New Construction | CZ10 | cDXOH | Exterior Equipment | 0 | 0
New Construction | CZ10 | cDXOH | Fans | 655653.2 | 0
New Construction | CZ10 | cDXOH | Pumps | 0 | 0
New Construction | CZ10 | cDXOH | Heat Rejection | 0 | 0
New Construction | CZ10 | cDXOH | Humidification | 0 | 0
New Construction | CZ10 | cDXOH | Heat Recovery | 0 | 0
New Construction | CZ10 | cDXOH | Water Systems | 0 | 71706.64
New Construction | CZ10 | cDXOH | Refrigeration | 0 | 0
New Construction | CZ10 | cDXOH | Generators | 0 | 0
New Construction | CZ10 | cDXOH | Total End Uses | 1972990.09 | 71706.64
New Construction | CZ11 | cDXOH | Heating | 0 | 0
New Construction | CZ11 | cDXOH | Cooling | 595198.77 | 0
New Construction | CZ11 | cDXOH | Interior Lighting | 262654.5 | 0
New Construction | CZ11 | cDXOH | Exterior Lighting | 0 | 0
New Construction | CZ11 | cDXOH | Interior Equipment | 498363.12 | 0
New Construction | CZ11 | cDXOH | Exterior Equipment | 0 | 0
New Construction | CZ11 | cDXOH | Fans | 662348.01 | 0
New Construction | CZ11 | cDXOH | Pumps | 0 | 0
New Construction | CZ11 | cDXOH | Heat Rejection | 0 | 0
New Construction | CZ11 | cDXOH | Humidification | 0 | 0
New Construction | CZ11 | cDXOH | Heat Recovery | 0 | 0
New Construction | CZ11 | cDXOH | Water Systems | 0 | 73160.41
New Construction | CZ11 | cDXOH | Refrigeration | 0 | 0
New Construction | CZ11 | cDXOH | Generators | 0 | 0
New Construction | CZ11 | cDXOH | Total End Uses | 2018564.4 | 73160.41
New Construction | CZ12 | cDXOH | Heating | 0 | 0
New Construction | CZ12 | cDXOH | Cooling | 481798.57 | 0
New Construction | CZ12 | cDXOH | Interior Lighting | 262654.5 | 0
New Construction | CZ12 | cDXOH | Exterior Lighting | 0 | 0
New Construction | CZ12 | cDXOH | Interior Equipment | 498363.12 | 0
New Construction | CZ12 | cDXOH | Exterior Equipment | 0 | 0
New Construction | CZ12 | cDXOH | Fans | 640379.23 | 0
New Construction | CZ12 | cDXOH | Pumps | 0 | 0
New Construction | CZ12 | cDXOH | Heat Rejection | 0 | 0
New Construction | CZ12 | cDXOH | Humidification | 0 | 0
New Construction | CZ12 | cDXOH | Heat Recovery | 0 | 0
New Construction | CZ12 | cDXOH | Water Systems | 0 | 75314.45
New Construction | CZ12 | cDXOH | Refrigeration | 0 | 0
New Construction | CZ12 | cDXOH | Generators | 0 | 0
New Construction | CZ12 | cDXOH | Total End Uses | 1883195.41 | 75314.45
New Construction | CZ13 | cDXOH | Heating | 0 | 0
New Construction | CZ13 | cDXOH | Cooling | 656872.32 | 0
New Construction | CZ13 | cDXOH | Interior Lighting | 262654.5 | 0
New Construction | CZ13 | cDXOH | Exterior Lighting | 0 | 0
New Construction | CZ13 | cDXOH | Interior Equipment | 498363.12 | 0
New Construction | CZ13 | cDXOH | Exterior Equipment | 0 | 0
New Construction | CZ13 | cDXOH | Fans | 658663.71 | 0
New Construction | CZ13 | cDXOH | Pumps | 0 | 0
New Construction | CZ13 | cDXOH | Heat Rejection | 0 | 0
New Construction | CZ13 | cDXOH | Humidification | 0 | 0
New Construction | CZ13 | cDXOH | Heat Recovery | 0 | 0
New Construction | CZ13 | cDXOH | Water Systems | 0 | 71078.09
New Construction | CZ13 | cDXOH | Refrigeration | 0 | 0
New Construction | CZ13 | cDXOH | Generators | 0 | 0
New Construction | CZ13 | cDXOH | Total End Uses | 2076553.65 | 71078.09
New Construction | CZ14 | cDXOH | Heating | 0 | 0
New Construction | CZ14 | cDXOH | Cooling | 846937.23 | 0
New Construction | CZ14 | cDXOH | Interior Lighting | 262654.5 | 0
New Construction | CZ14 | cDXOH | Exterior Lighting | 0 | 0
New Construction | CZ14 | cDXOH | Interior Equipment | 498363.12 | 0
New Construction | CZ14 | cDXOH | Exterior Equipment | 0 | 0
New Construction | CZ14 | cDXOH | Fans | 707451.22 | 0
New Construction | CZ14 | cDXOH | Pumps | 0 | 0
New Construction | CZ14 | cDXOH | Heat Rejection | 0 | 0
New Construction | CZ14 | cDXOH | Humidification | 0 | 0
New Construction | CZ14 | cDXOH | Heat Recovery | 0 | 0
New Construction | CZ14 | cDXOH | Water Systems | 0 | 67593.36
New Construction | CZ14 | cDXOH | Refrigeration | 0 | 0
New Construction | CZ14 | cDXOH | Generators | 0 | 0
New Construction | CZ14 | cDXOH | Total End Uses | 2315406.06 | 67593.36
New Construction | CZ15 | cDXOH | Heating | 0 | 0
New Construction | CZ15 | cDXOH | Cooling | 1148680.15 | 0
New Construction | CZ15 | cDXOH | Interior Lighting | 262654.5 | 0
New Construction | CZ15 | cDXOH | Exterior Lighting | 0 | 0
New Construction | CZ15 | cDXOH | Interior Equipment | 498363.12 | 0
New Construction | CZ15 | cDXOH | Exterior Equipment | 0 | 0
New Construction | CZ15 | cDXOH | Fans | 670145.04 | 0
New Construction | CZ15 | cDXOH | Pumps | 0 | 0
New Construction | CZ15 | cDXOH | Heat Rejection | 0 | 0
New Construction | CZ15 | cDXOH | Humidification | 0 | 0
New Construction | CZ15 | cDXOH | Heat Recovery | 0 | 0
New Construction | CZ15 | cDXOH | Water Systems | 0 | 60177.58
New Construction | CZ15 | cDXOH | Refrigeration | 0 | 0
New Construction | CZ15 | cDXOH | Generators | 0 | 0
New Construction | CZ15 | cDXOH | Total End Uses | 2579842.81 | 60177.58
New Construction | CZ16 | cDXOH | Heating | 0 | 0
New Construction | CZ16 | cDXOH | Cooling | 545126.19 | 0
New Construction | CZ16 | cDXOH | Interior Lighting | 262654.5 | 0
New Construction | CZ16 | cDXOH | Exterior Lighting | 0 | 0
New Construction | CZ16 | cDXOH | Interior Equipment | 498363.12 | 0
New Construction | CZ16 | cDXOH | Exterior Equipment | 0 | 0
New Construction | CZ16 | cDXOH | Fans | 758632.78 | 0
New Construction | CZ16 | cDXOH | Pumps | 0 | 0
New Construction | CZ16 | cDXOH | Heat Rejection | 0 | 0
New Construction | CZ16 | cDXOH | Humidification | 0 | 0
New Construction | CZ16 | cDXOH | Heat Recovery | 0 | 0
New Construction | CZ16 | cDXOH | Water Systems | 0 | 79610.02
New Construction | CZ16 | cDXOH | Refrigeration | 0 | 0
New Construction | CZ16 | cDXOH | Generators | 0 | 0
New Construction | CZ16 | cDXOH | Total End Uses | 2064776.59 | 79610.02
Existing | CZ01 | cPVVG | Heating | 0 | 1405644.14
Existing | CZ01 | cPVVG | Cooling | 9460.86 | 0
Existing | CZ01 | cPVVG | Interior Lighting | 525438.58 | 0
Existing | CZ01 | cPVVG | Exterior Lighting | 0 | 0
Existing | CZ01 | cPVVG | Interior Equipment | 498363.12 | 0
Existing | CZ01 | cPVVG | Exterior Equipment | 0 | 0
Existing | CZ01 | cPVVG | Fans | 331970.53 | 0
Existing | CZ01 | cPVVG | Pumps | 0 | 0
Existing | CZ01 | cPVVG | Heat Rejection | 0 | 0
Existing | CZ01 | cPVVG | Humidification | 0 | 0
Existing | CZ01 | cPVVG | Heat Recovery | 0 | 0
Existing | CZ01 | cPVVG | Water Systems | 0 | 87939.18
Existing | CZ01 | cPVVG | Refrigeration | 0 | 0
Existing | CZ01 | cPVVG | Generators | 0 | 0
Existing | CZ01 | cPVVG | Total End Uses | 1365233.09 | 1493583.32
Existing | CZ02 | cPVVG | Heating | 0 | 857992.19
Existing | CZ02 | cPVVG | Cooling | 245693.97 | 0
Existing | CZ02 | cPVVG | Interior Lighting | 525438.58 | 0
Existing | CZ02 | cPVVG | Exterior Lighting | 0 | 0
Existing | CZ02 | cPVVG | Interior Equipment | 498363.12 | 0
Existing | CZ02 | cPVVG | Exterior Equipment | 0 | 0
Existing | CZ02 | cPVVG | Fans | 357866.12 | 0
Existing | CZ02 | cPVVG | Pumps | 0 | 0
Existing | CZ02 | cPVVG | Heat Rejection | 0 | 0
Existing | CZ02 | cPVVG | Humidification | 0 | 0
Existing | CZ02 | cPVVG | Heat Recovery | 0 | 0
Existing | CZ02 | cPVVG | Water Systems | 0 | 80946.71
Existing | CZ02 | cPVVG | Refrigeration | 0 | 0
Existing | CZ02 | cPVVG | Generators | 0 | 0
Existing | CZ02 | cPVVG | Total End Uses | 1627361.78 | 938938.9
Existing | CZ03 | cPVVG | Heating | 0 | 603415.25
Existing | CZ03 | cPVVG | Cooling | 140637.22 | 0
Existing | CZ03 | cPVVG | Interior Lighting | 525438.58 | 0
Existing | CZ03 | cPVVG | Exterior Lighting | 0 | 0
Existing | CZ03 | cPVVG | Interior Equipment | 498363.12 | 0
Existing | CZ03 | cPVVG | Exterior Equipment | 0 | 0
Existing | CZ03 | cPVVG | Fans | 343320.47 | 0
Existing | CZ03 | cPVVG | Pumps | 0 | 0
Existing | CZ03 | cPVVG | Heat Rejection | 0 | 0
Existing | CZ03 | cPVVG | Humidification | 0 | 0
Existing | CZ03 | cPVVG | Heat Recovery | 0 | 0
Existing | CZ03 | cPVVG | Water Systems | 0 | 80630.27
Existing | CZ03 | cPVVG | Refrigeration | 0 | 0
Existing | CZ03 | cPVVG | Generators | 0 | 0
Existing | CZ03 | cPVVG | Total End Uses | 1507759.38 | 684045.52
Existing | CZ04 | cPVVG | Heating | 0 | 540705.48
Existing | CZ04 | cPVVG | Cooling | 293917.11 | 0
Existing | CZ04 | cPVVG | Interior Lighting | 525438.58 | 0
Existing | CZ04 | cPVVG | Exterior Lighting | 0 | 0
Existing | CZ04 | cPVVG | Interior Equipment | 498363.12 | 0
Existing | CZ04 | cPVVG | Exterior Equipment | 0 | 0
Existing | CZ04 | cPVVG | Fans | 365075.43 | 0
Existing | CZ04 | cPVVG | Pumps | 0 | 0
Existing | CZ04 | cPVVG | Heat Rejection | 0 | 0
Existing | CZ04 | cPVVG | Humidification | 0 | 0
Existing | CZ04 | cPVVG | Heat Recovery | 0 | 0
Existing | CZ04 | cPVVG | Water Systems | 0 | 77937.36
Existing | CZ04 | cPVVG | Refrigeration | 0 | 0
Existing | CZ04 | cPVVG | Generators | 0 | 0
Existing | CZ04 | cPVVG | Total End Uses | 1682794.23 | 618642.84
Existing | CZ05 | cPVVG | Heating | 0 | 567020.21
Existing | CZ05 | cPVVG | Cooling | 179104.01 | 0
Existing | CZ05 | cPVVG | Interior Lighting | 525438.58 | 0
Existing | CZ05 | cPVVG | Exterior Lighting | 0 | 0
Existing | CZ05 | cPVVG | Interior Equipment | 498363.12 | 0
Existing | CZ05 | cPVVG | Exterior Equipment | 0 | 0
Existing | CZ05 | cPVVG | Fans | 348806.35 | 0
Existing | CZ05 | cPVVG | Pumps | 0 | 0
Existing | CZ05 | cPVVG | Heat Rejection | 0 | 0
Existing | CZ05 | cPVVG | Humidification | 0 | 0
Existing | CZ05 | cPVVG | Heat Recovery | 0 | 0
Existing | CZ05 | cPVVG | Water Systems | 0 | 80646.71
Existing | CZ05 | cPVVG | Refrigeration | 0 | 0
Existing | CZ05 | cPVVG | Generators | 0 | 0
Existing | CZ05 | cPVVG | Total End Uses | 1551712.06 | 647666.92
Existing | CZ06 | cPVVG | Heating | 0 | 155540.92
Existing | CZ06 | cPVVG | Cooling | 291695.2 | 0
Existing | CZ06 | cPVVG | Interior Lighting | 525438.58 | 0
Existing | CZ06 | cPVVG | Exterior Lighting | 0 | 0
Existing | CZ06 | cPVVG | Interior Equipment | 498363.12 | 0
Existing | CZ06 | cPVVG | Exterior Equipment | 0 | 0
Existing | CZ06 | cPVVG | Fans | 367467.84 | 0
Existing | CZ06 | cPVVG | Pumps | 0 | 0
Existing | CZ06 | cPVVG | Heat Rejection | 0 | 0
Existing | CZ06 | cPVVG | Humidification | 0 | 0
Existing | CZ06 | cPVVG | Heat Recovery | 0 | 0
Existing | CZ06 | cPVVG | Water Systems | 0 | 74424.31
Existing | CZ06 | cPVVG | Refrigeration | 0 | 0
Existing | CZ06 | cPVVG | Generators | 0 | 0
Existing | CZ06 | cPVVG | Total End Uses | 1682964.73 | 229965.22
Existing | CZ07 | cPVVG | Heating | 0 | 148175.79
Existing | CZ07 | cPVVG | Cooling | 316407.92 | 0
Existing | CZ07 | cPVVG | Interior Lighting | 525438.58 | 0
Existing | CZ07 | cPVVG | Exterior Lighting | 0 | 0
Existing | CZ07 | cPVVG | Interior Equipment | 498363.12 | 0
Existing | CZ07 | cPVVG | Exterior Equipment | 0 | 0
Existing | CZ07 | cPVVG | Fans | 375403.24 | 0
Existing | CZ07 | cPVVG | Pumps | 0 | 0
Existing | CZ07 | cPVVG | Heat Rejection | 0 | 0
Existing | CZ07 | cPVVG | Humidification | 0 | 0
Existing | CZ07 | cPVVG | Heat Recovery | 0 | 0
Existing | CZ07 | cPVVG | Water Systems | 0 | 73490.75
Existing | CZ07 | cPVVG | Refrigeration | 0 | 0
Existing | CZ07 | cPVVG | Generators | 0 | 0
Existing | CZ07 | cPVVG | Total End Uses | 1715612.85 | 221666.53
Existing | CZ08 | cPVVG | Heating | 0 | 211640.5
Existing | CZ08 | cPVVG | Cooling | 400304.31 | 0
Existing | CZ08 | cPVVG | Interior Lighting | 525438.58 | 0
Existing | CZ08 | cPVVG | Exterior Lighting | 0 | 0
Existing | CZ08 | cPVVG | Interior Equipment | 498363.12 | 0
Existing | CZ08 | cPVVG | Exterior Equipment | 0 | 0
Existing | CZ08 | cPVVG | Fans | 379919.05 | 0
Existing | CZ08 | cPVVG | Pumps | 0 | 0
Existing | CZ08 | cPVVG | Heat Rejection | 0 | 0
Existing | CZ08 | cPVVG | Humidification | 0 | 0
Existing | CZ08 | cPVVG | Heat Recovery | 0 | 0
Existing | CZ08 | cPVVG | Water Systems | 0 | 73382.1
Existing | CZ08 | cPVVG | Refrigeration | 0 | 0
Existing | CZ08 | cPVVG | Generators | 0 | 0
Existing | CZ08 | cPVVG | Total End Uses | 1804025.05 | 285022.59
Existing | CZ09 | cPVVG | Heating | 0 | 184327.4
Existing | CZ09 | cPVVG | Cooling | 450606.45 | 0
Existing | CZ09 | cPVVG | Interior Lighting | 525438.58 | 0
Existing | CZ09 | cPVVG | Exterior Lighting | 0 | 0
Existing | CZ09 | cPVVG | Interior Equipment | 498363.12 | 0
Existing | CZ09 | cPVVG | Exterior Equipment | 0 | 0
Existing | CZ09 | cPVVG | Fans | 385451.52 | 0
Existing | CZ09 | cPVVG | Pumps | 0 | 0
Existing | CZ09 | cPVVG | Heat Rejection | 0 | 0
Existing | CZ09 | cPVVG | Humidification | 0 | 0
Existing | CZ09 | cPVVG | Heat Recovery | 0 | 0
Existing | CZ09 | cPVVG | Water Systems | 0 | 72397.89
Existing | CZ09 | cPVVG | Refrigeration | 0 | 0
Existing | CZ09 | cPVVG | Generators | 0 | 0
Existing | CZ09 | cPVVG | Total End Uses | 1859859.66 | 256725.3
Existing | CZ10 | cPVVG | Heating | 0 | 340432.38
Existing | CZ10 | cPVVG | Cooling | 618071.34 | 0
Existing | CZ10 | cPVVG | Interior Lighting | 525438.58 | 0
Existing | CZ10 | cPVVG | Exterior Lighting | 0 | 0
Existing | CZ10 | cPVVG | Interior Equipment | 498363.12 | 0
Existing | CZ10 | cPVVG | Exterior Equipment | 0 | 0
Existing | CZ10 | cPVVG | Fans | 391472.16 | 0
Existing | CZ10 | cPVVG | Pumps | 0 | 0
Existing | CZ10 | cPVVG | Heat Rejection | 0 | 0
Existing | CZ10 | cPVVG | Humidification | 0 | 0
Existing | CZ10 | cPVVG | Heat Recovery | 0 | 0
Existing | CZ10 | cPVVG | Water Systems | 0 | 71847.9
Existing | CZ10 | cPVVG | Refrigeration | 0 | 0
Existing | CZ10 | cPVVG | Generators | 0 | 0
Existing | CZ10 | cPVVG | Total End Uses | 2033345.19 | 412280.28
Existing | CZ11 | cPVVG | Heating | 0 | 816559.89
Existing | CZ11 | cPVVG | Cooling | 671676.15 | 0
Existing | CZ11 | cPVVG | Interior Lighting | 525438.58 | 0
Existing | CZ11 | cPVVG | Exterior Lighting | 0 | 0
Existing | CZ11 | cPVVG | Interior Equipment | 498363.12 | 0
Existing | CZ11 | cPVVG | Exterior Equipment | 0 | 0
Existing | CZ11 | cPVVG | Fans | 408057.05 | 0
Existing | CZ11 | cPVVG | Pumps | 0 | 0
Existing | CZ11 | cPVVG | Heat Rejection | 0 | 0
Existing | CZ11 | cPVVG | Humidification | 0 | 0
Existing | CZ11 | cPVVG | Heat Recovery | 0 | 0
Existing | CZ11 | cPVVG | Water Systems | 0 | 73433.25
Existing | CZ11 | cPVVG | Refrigeration | 0 | 0
Existing | CZ11 | cPVVG | Generators | 0 | 0
Existing | CZ11 | cPVVG | Total End Uses | 2103534.9 | 889993.14
Existing | CZ12 | cPVVG | Heating | 0 | 765434.68
Existing | CZ12 | cPVVG | Cooling | 545145.28 | 0
Existing | CZ12 | cPVVG | Interior Lighting | 525438.58 | 0
Existing | CZ12 | cPVVG | Exterior Lighting | 0 | 0
Existing | CZ12 | cPVVG | Interior Equipment | 498363.12 | 0
Existing | CZ12 | cPVVG | Exterior Equipment | 0 | 0
Existing | CZ12 | cPVVG | Fans | 395384 | 0
Existing | CZ12 | cPVVG | Pumps | 0 | 0
Existing | CZ12 | cPVVG | Heat Rejection | 0 | 0
Existing | CZ12 | cPVVG | Humidification | 0 | 0
Existing | CZ12 | cPVVG | Heat Recovery | 0 | 0
Existing | CZ12 | cPVVG | Water Systems | 0 | 75445.93
Existing | CZ12 | cPVVG | Refrigeration | 0 | 0
Existing | CZ12 | cPVVG | Generators | 0 | 0
Existing | CZ12 | cPVVG | Total End Uses | 1964330.97 | 840880.61
Existing | CZ13 | cPVVG | Heating | 0 | 671611.67
Existing | CZ13 | cPVVG | Cooling | 738993.39 | 0
Existing | CZ13 | cPVVG | Interior Lighting | 525438.58 | 0
Existing | CZ13 | cPVVG | Exterior Lighting | 0 | 0
Existing | CZ13 | cPVVG | Interior Equipment | 498363.12 | 0
Existing | CZ13 | cPVVG | Exterior Equipment | 0 | 0
Existing | CZ13 | cPVVG | Fans | 420594.03 | 0
Existing | CZ13 | cPVVG | Pumps | 0 | 0
Existing | CZ13 | cPVVG | Heat Rejection | 0 | 0
Existing | CZ13 | cPVVG | Humidification | 0 | 0
Existing | CZ13 | cPVVG | Heat Recovery | 0 | 0
Existing | CZ13 | cPVVG | Water Systems | 0 | 71343.89
Existing | CZ13 | cPVVG | Refrigeration | 0 | 0
Existing | CZ13 | cPVVG | Generators | 0 | 0
Existing | CZ13 | cPVVG | Total End Uses | 2183389.11 | 742955.56
Existing | CZ14 | cPVVG | Heating | 0 | 469207.84
Existing | CZ14 | cPVVG | Cooling | 945610.98 | 0
Existing | CZ14 | cPVVG | Interior Lighting | 525438.58 | 0
Existing | CZ14 | cPVVG | Exterior Lighting | 0 | 0
Existing | CZ14 | cPVVG | Interior Equipment | 498363.12 | 0
Existing | CZ14 | cPVVG | Exterior Equipment | 0 | 0
Existing | CZ14 | cPVVG | Fans | 472411.09 | 0
Existing | CZ14 | cPVVG | Pumps | 0 | 0
Existing | CZ14 | cPVVG | Heat Rejection | 0 | 0
Existing | CZ14 | cPVVG | Humidification | 0 | 0
Existing | CZ14 | cPVVG | Heat Recovery | 0 | 0
Existing | CZ14 | cPVVG | Water Systems | 0 | 67804.69
Existing | CZ14 | cPVVG | Refrigeration | 0 | 0
Existing | CZ14 | cPVVG | Generators | 0 | 0
Existing | CZ14 | cPVVG | Total End Uses | 2441823.76 | 537012.52
Existing | CZ15 | cPVVG | Heating | 0 | 161712.65
Existing | CZ15 | cPVVG | Cooling | 1302757.99 | 0
Existing | CZ15 | cPVVG | Interior Lighting | 525438.58 | 0
Existing | CZ15 | cPVVG | Exterior Lighting | 0 | 0
Existing | CZ15 | cPVVG | Interior Equipment | 498363.12 | 0
Existing | CZ15 | cPVVG | Exterior Equipment | 0 | 0
Existing | CZ15 | cPVVG | Fans | 523092.59 | 0
Existing | CZ15 | cPVVG | Pumps | 0 | 0
Existing | CZ15 | cPVVG | Heat Rejection | 0 | 0
Existing | CZ15 | cPVVG | Humidification | 0 | 0
Existing | CZ15 | cPVVG | Heat Recovery | 0 | 0
Existing | CZ15 | cPVVG | Water Systems | 0 | 60389.21
Existing | CZ15 | cPVVG | Refrigeration | 0 | 0
Existing | CZ15 | cPVVG | Generators | 0 | 0
Existing | CZ15 | cPVVG | Total End Uses | 2849652.28 | 222101.86
Existing | CZ16 | cPVVG | Heating | 0 | 1086499.59
Existing | CZ16 | cPVVG | Cooling | 603189.89 | 0
Existing | CZ16 | cPVVG | Interior Lighting | 525438.58 | 0
Existing | CZ16 | cPVVG | Exterior Lighting | 0 | 0
Existing | CZ16 | cPVVG | Interior Equipment | 498363.12 | 0
Existing | CZ16 | cPVVG | Exterior Equipment | 0 | 0
Existing | CZ16 | cPVVG | Fans | 442195.62 | 0
Existing | CZ16 | cPVVG | Pumps | 0 | 0
Existing | CZ16 | cPVVG | Heat Rejection | 0 | 0
Existing | CZ16 | cPVVG | Humidification | 0 | 0
Existing | CZ16 | cPVVG | Heat Recovery | 0 | 0
Existing | CZ16 | cPVVG | Water Systems | 0 | 79688.94
Existing | CZ16 | cPVVG | Refrigeration | 0 | 0
Existing | CZ16 | cPVVG | Generators | 0 | 0
Existing | CZ16 | cPVVG | Total End Uses | 2069187.2 | 1166188.54
New Construction | CZ01 | cPVVG | Heating | 0 | 1452286.23
New Construction | CZ01 | cPVVG | Cooling | 7400.31 | 0
New Construction | CZ01 | cPVVG | Interior Lighting | 262654.5 | 0
New Construction | CZ01 | cPVVG | Exterior Lighting | 0 | 0
New Construction | CZ01 | cPVVG | Interior Equipment | 498363.12 | 0
New Construction | CZ01 | cPVVG | Exterior Equipment | 0 | 0
New Construction | CZ01 | cPVVG | Fans | 386344.98 | 0
New Construction | CZ01 | cPVVG | Pumps | 0 | 0
New Construction | CZ01 | cPVVG | Heat Rejection | 0 | 0
New Construction | CZ01 | cPVVG | Humidification | 0 | 0
New Construction | CZ01 | cPVVG | Heat Recovery | 0 | 0
New Construction | CZ01 | cPVVG | Water Systems | 0 | 87942.57
New Construction | CZ01 | cPVVG | Refrigeration | 0 | 0
New Construction | CZ01 | cPVVG | Generators | 0 | 0
New Construction | CZ01 | cPVVG | Total End Uses | 1154762.91 | 1540228.81
New Construction | CZ02 | cPVVG | Heating | 0 | 874248.24
New Construction | CZ02 | cPVVG | Cooling | 209880.28 | 0
New Construction | CZ02 | cPVVG | Interior Lighting | 262654.5 | 0
New Construction | CZ02 | cPVVG | Exterior Lighting | 0 | 0
New Construction | CZ02 | cPVVG | Interior Equipment | 498363.12 | 0
New Construction | CZ02 | cPVVG | Exterior Equipment | 0 | 0
New Construction | CZ02 | cPVVG | Fans | 393730.85 | 0
New Construction | CZ02 | cPVVG | Pumps | 0 | 0
New Construction | CZ02 | cPVVG | Heat Rejection | 0 | 0
New Construction | CZ02 | cPVVG | Humidification | 0 | 0
New Construction | CZ02 | cPVVG | Heat Recovery | 0 | 0
New Construction | CZ02 | cPVVG | Water Systems | 0 | 80938.37
New Construction | CZ02 | cPVVG | Refrigeration | 0 | 0
New Construction | CZ02 | cPVVG | Generators | 0 | 0
New Construction | CZ02 | cPVVG | Total End Uses | 1364628.75 | 955186.61
New Construction | CZ03 | cPVVG | Heating | 0 | 649385.31
New Construction | CZ03 | cPVVG | Cooling | 116069.31 | 0
New Construction | CZ03 | cPVVG | Interior Lighting | 262654.5 | 0
New Construction | CZ03 | cPVVG | Exterior Lighting | 0 | 0
New Construction | CZ03 | cPVVG | Interior Equipment | 498363.12 | 0
New Construction | CZ03 | cPVVG | Exterior Equipment | 0 | 0
New Construction | CZ03 | cPVVG | Fans | 385484.7 | 0
New Construction | CZ03 | cPVVG | Pumps | 0 | 0
New Construction | CZ03 | cPVVG | Heat Rejection | 0 | 0
New Construction | CZ03 | cPVVG | Humidification | 0 | 0
New Construction | CZ03 | cPVVG | Heat Recovery | 0 | 0
New Construction | CZ03 | cPVVG | Water Systems | 0 | 80599.38
New Construction | CZ03 | cPVVG | Refrigeration | 0 | 0
New Construction | CZ03 | cPVVG | Generators | 0 | 0
New Construction | CZ03 | cPVVG | Total End Uses | 1262571.63 | 729984.69
New Construction | CZ04 | cPVVG | Heating | 0 | 567551.85
New Construction | CZ04 | cPVVG | Cooling | 247846.96 | 0
New Construction | CZ04 | cPVVG | Interior Lighting | 262654.5 | 0
New Construction | CZ04 | cPVVG | Exterior Lighting | 0 | 0
New Construction | CZ04 | cPVVG | Interior Equipment | 498363.12 | 0
New Construction | CZ04 | cPVVG | Exterior Equipment | 0 | 0
New Construction | CZ04 | cPVVG | Fans | 396637.67 | 0
New Construction | CZ04 | cPVVG | Pumps | 0 | 0
New Construction | CZ04 | cPVVG | Heat Rejection | 0 | 0
New Construction | CZ04 | cPVVG | Humidification | 0 | 0
New Construction | CZ04 | cPVVG | Heat Recovery | 0 | 0
New Construction | CZ04 | cPVVG | Water Systems | 0 | 77865.36
New Construction | CZ04 | cPVVG | Refrigeration | 0 | 0
New Construction | CZ04 | cPVVG | Generators | 0 | 0
New Construction | CZ04 | cPVVG | Total End Uses | 1405502.24 | 645417.21
New Construction | CZ05 | cPVVG | Heating | 0 | 614508.3
New Construction | CZ05 | cPVVG | Cooling | 148644.18 | 0
New Construction | CZ05 | cPVVG | Interior Lighting | 262654.5 | 0
New Construction | CZ05 | cPVVG | Exterior Lighting | 0 | 0
New Construction | CZ05 | cPVVG | Interior Equipment | 498363.12 | 0
New Construction | CZ05 | cPVVG | Exterior Equipment | 0 | 0
New Construction | CZ05 | cPVVG | Fans | 385198.09 | 0
New Construction | CZ05 | cPVVG | Pumps | 0 | 0
New Construction | CZ05 | cPVVG | Heat Rejection | 0 | 0
New Construction | CZ05 | cPVVG | Humidification | 0 | 0
New Construction | CZ05 | cPVVG | Heat Recovery | 0 | 0
New Construction | CZ05 | cPVVG | Water Systems | 0 | 80613.05
New Construction | CZ05 | cPVVG | Refrigeration | 0 | 0
New Construction | CZ05 | cPVVG | Generators | 0 | 0
New Construction | CZ05 | cPVVG | Total End Uses | 1294859.89 | 695121.36
New Construction | CZ06 | cPVVG | Heating | 0 | 179661.25
New Construction | CZ06 | cPVVG | Cooling | 237758.22 | 0
New Construction | CZ06 | cPVVG | Interior Lighting | 262654.5 | 0
New Construction | CZ06 | cPVVG | Exterior Lighting | 0 | 0
New Construction | CZ06 | cPVVG | Interior Equipment | 498363.12 | 0
New Construction | CZ06 | cPVVG | Exterior Equipment | 0 | 0
New Construction | CZ06 | cPVVG | Fans | 392011.17 | 0
New Construction | CZ06 | cPVVG | Pumps | 0 | 0
New Construction | CZ06 | cPVVG | Heat Rejection | 0 | 0
New Construction | CZ06 | cPVVG | Humidification | 0 | 0
New Construction | CZ06 | cPVVG | Heat Recovery | 0 | 0
New Construction | CZ06 | cPVVG | Water Systems | 0 | 74399.82
New Construction | CZ06 | cPVVG | Refrigeration | 0 | 0
New Construction | CZ06 | cPVVG | Generators | 0 | 0
New Construction | CZ06 | cPVVG | Total End Uses | 1390787.01 | 254061.08
New Construction | CZ07 | cPVVG | Heating | 0 | 171154.83
New Construction | CZ07 | cPVVG | Cooling | 258438.12 | 0
New Construction | CZ07 | cPVVG | Interior Lighting | 262654.5 | 0
New Construction | CZ07 | cPVVG | Exterior Lighting | 0 | 0
New Construction | CZ07 | cPVVG | Interior Equipment | 498363.12 | 0
New Construction | CZ07 | cPVVG | Exterior Equipment | 0 | 0
New Construction | CZ07 | cPVVG | Fans | 402926.45 | 0
New Construction | CZ07 | cPVVG | Pumps | 0 | 0
New Construction | CZ07 | cPVVG | Heat Rejection | 0 | 0
New Construction | CZ07 | cPVVG | Humidification | 0 | 0
New Construction | CZ07 | cPVVG | Heat Recovery | 0 | 0
New Construction | CZ07 | cPVVG | Water Systems | 0 | 73504.78
New Construction | CZ07 | cPVVG | Refrigeration | 0 | 0
New Construction | CZ07 | cPVVG | Generators | 0 | 0
New Construction | CZ07 | cPVVG | Total End Uses | 1422382.19 | 244659.61
New Construction | CZ08 | cPVVG | Heating | 0 | 231732.92
New Construction | CZ08 | cPVVG | Cooling | 331637.73 | 0
New Construction | CZ08 | cPVVG | Interior Lighting | 262654.5 | 0
New Construction | CZ08 | cPVVG | Exterior Lighting | 0 | 0
New Construction | CZ08 | cPVVG | Interior Equipment | 498363.12 | 0
New Construction | CZ08 | cPVVG | Exterior Equipment | 0 | 0
New Construction | CZ08 | cPVVG | Fans | 404654.42 | 0
New Construction | CZ08 | cPVVG | Pumps | 0 | 0
New Construction | CZ08 | cPVVG | Heat Rejection | 0 | 0
New Construction | CZ08 | cPVVG | Humidification | 0 | 0
New Construction | CZ08 | cPVVG | Heat Recovery | 0 | 0
New Construction | CZ08 | cPVVG | Water Systems | 0 | 73364.81
New Construction | CZ08 | cPVVG | Refrigeration | 0 | 0
New Construction | CZ08 | cPVVG | Generators | 0 | 0
New Construction | CZ08 | cPVVG | Total End Uses | 1497309.77 | 305097.73
New Construction | CZ09 | cPVVG | Heating | 0 | 202280.48
New Construction | CZ09 | cPVVG | Cooling | 369328.24 | 0
New Construction | CZ09 | cPVVG | Interior Lighting | 262654.5 | 0
New Construction | CZ09 | cPVVG | Exterior Lighting | 0 | 0
New Construction | CZ09 | cPVVG | Interior Equipment | 498363.12 | 0
New Construction | CZ09 | cPVVG | Exterior Equipment | 0 | 0
New Construction | CZ09 | cPVVG | Fans | 400579.56 | 0
New Construction | CZ09 | cPVVG | Pumps | 0 | 0
New Construction | CZ09 | cPVVG | Heat Rejection | 0 | 0
New Construction | CZ09 | cPVVG | Humidification | 0 | 0
New Construction | CZ09 | cPVVG | Heat Recovery | 0 | 0
New Construction | CZ09 | cPVVG | Water Systems | 0 | 72371.86
New Construction | CZ09 | cPVVG | Refrigeration | 0 | 0
New Construction | CZ09 | cPVVG | Generators | 0 | 0
New Construction | CZ09 | cPVVG | Total End Uses | 1530925.42 | 274652.34
New Construction | CZ10 | cPVVG | Heating | 0 | 357492.83
New Construction | CZ10 | cPVVG | Cooling | 541884.91 | 0
New Construction | CZ10 | cPVVG | Interior Lighting | 262654.5 | 0
New Construction | CZ10 | cPVVG | Exterior Lighting | 0 | 0
New Construction | CZ10 | cPVVG | Interior Equipment | 498363.12 | 0
New Construction | CZ10 | cPVVG | Exterior Equipment | 0 | 0
New Construction | CZ10 | cPVVG | Fans | 397097.2 | 0
New Construction | CZ10 | cPVVG | Pumps | 0 | 0
New Construction | CZ10 | cPVVG | Heat Rejection | 0 | 0
New Construction | CZ10 | cPVVG | Humidification | 0 | 0
New Construction | CZ10 | cPVVG | Heat Recovery | 0 | 0
New Construction | CZ10 | cPVVG | Water Systems | 0 | 71672.73
New Construction | CZ10 | cPVVG | Refrigeration | 0 | 0
New Construction | CZ10 | cPVVG | Generators | 0 | 0
New Construction | CZ10 | cPVVG | Total End Uses | 1699999.73 | 429165.56
New Construction | CZ11 | cPVVG | Heating | 0 | 815073.35
New Construction | CZ11 | cPVVG | Cooling | 584779 | 0
New Construction | CZ11 | cPVVG | Interior Lighting | 262654.5 | 0
New Construction | CZ11 | cPVVG | Exterior Lighting | 0 | 0
New Construction | CZ11 | cPVVG | Interior Equipment | 498363.12 | 0
New Construction | CZ11 | cPVVG | Exterior Equipment | 0 | 0
New Construction | CZ11 | cPVVG | Fans | 412399.25 | 0
New Construction | CZ11 | cPVVG | Pumps | 0 | 0
New Construction | CZ11 | cPVVG | Heat Rejection | 0 | 0
New Construction | CZ11 | cPVVG | Humidification | 0 | 0
New Construction | CZ11 | cPVVG | Heat Recovery | 0 | 0
New Construction | CZ11 | cPVVG | Water Systems | 0 | 73206.72
New Construction | CZ11 | cPVVG | Refrigeration | 0 | 0
New Construction | CZ11 | cPVVG | Generators | 0 | 0
New Construction | CZ11 | cPVVG | Total End Uses | 1758195.87 | 888280.08
New Construction | CZ12 | cPVVG | Heating | 0 | 767254.26
New Construction | CZ12 | cPVVG | Cooling | 473736.48 | 0
New Construction | CZ12 | cPVVG | Interior Lighting | 262654.5 | 0
New Construction | CZ12 | cPVVG | Exterior Lighting | 0 | 0
New Construction | CZ12 | cPVVG | Interior Equipment | 498363.12 | 0
New Construction | CZ12 | cPVVG | Exterior Equipment | 0 | 0
New Construction | CZ12 | cPVVG | Fans | 413417.68 | 0
New Construction | CZ12 | cPVVG | Pumps | 0 | 0
New Construction | CZ12 | cPVVG | Heat Rejection | 0 | 0
New Construction | CZ12 | cPVVG | Humidification | 0 | 0
New Construction | CZ12 | cPVVG | Heat Recovery | 0 | 0
New Construction | CZ12 | cPVVG | Water Systems | 0 | 75388.34
New Construction | CZ12 | cPVVG | Refrigeration | 0 | 0
New Construction | CZ12 | cPVVG | Generators | 0 | 0
New Construction | CZ12 | cPVVG | Total End Uses | 1648171.78 | 842642.6
New Construction | CZ13 | cPVVG | Heating | 0 | 678086.58
New Construction | CZ13 | cPVVG | Cooling | 644209.15 | 0
New Construction | CZ13 | cPVVG | Interior Lighting | 262654.5 | 0
New Construction | CZ13 | cPVVG | Exterior Lighting | 0 | 0
New Construction | CZ13 | cPVVG | Interior Equipment | 498363.12 | 0
New Construction | CZ13 | cPVVG | Exterior Equipment | 0 | 0
New Construction | CZ13 | cPVVG | Fans | 420438.59 | 0
New Construction | CZ13 | cPVVG | Pumps | 0 | 0
New Construction | CZ13 | cPVVG | Heat Rejection | 0 | 0
New Construction | CZ13 | cPVVG | Humidification | 0 | 0
New Construction | CZ13 | cPVVG | Heat Recovery | 0 | 0
New Construction | CZ13 | cPVVG | Water Systems | 0 | 71101.19
New Construction | CZ13 | cPVVG | Refrigeration | 0 | 0
New Construction | CZ13 | cPVVG | Generators | 0 | 0
New Construction | CZ13 | cPVVG | Total End Uses | 1825665.35 | 749187.77
New Construction | CZ14 | cPVVG | Heating | 0 | 435652.66
New Construction | CZ14 | cPVVG | Cooling | 827504.06 | 0
New Construction | CZ14 | cPVVG | Interior Lighting | 262654.5 | 0
New Construction | CZ14 | cPVVG | Exterior Lighting | 0 | 0
New Construction | CZ14 | cPVVG | Interior Equipment | 498363.12 | 0
New Construction | CZ14 | cPVVG | Exterior Equipment | 0 | 0
New Construction | CZ14 | cPVVG | Fans | 407514.01 | 0
New Construction | CZ14 | cPVVG | Pumps | 0 | 0
New Construction | CZ14 | cPVVG | Heat Rejection | 0 | 0
New Construction | CZ14 | cPVVG | Humidification | 0 | 0
New Construction | CZ14 | cPVVG | Heat Recovery | 0 | 0
New Construction | CZ14 | cPVVG | Water Systems | 0 | 67598.46
New Construction | CZ14 | cPVVG | Refrigeration | 0 | 0
New Construction | CZ14 | cPVVG | Generators | 0 | 0
New Construction | CZ14 | cPVVG | Total End Uses | 1996035.69 | 503251.12
New Construction | CZ15 | cPVVG | Heating | 0 | 172650.03
New Construction | CZ15 | cPVVG | Cooling | 1130284.93 | 0
New Construction | CZ15 | cPVVG | Interior Lighting | 262654.5 | 0
New Construction | CZ15 | cPVVG | Exterior Lighting | 0 | 0
New Construction | CZ15 | cPVVG | Interior Equipment | 498363.12 | 0
New Construction | CZ15 | cPVVG | Exterior Equipment | 0 | 0
New Construction | CZ15 | cPVVG | Fans | 485020.9 | 0
New Construction | CZ15 | cPVVG | Pumps | 0 | 0
New Construction | CZ15 | cPVVG | Heat Rejection | 0 | 0
New Construction | CZ15 | cPVVG | Humidification | 0 | 0
New Construction | CZ15 | cPVVG | Heat Recovery | 0 | 0
New Construction | CZ15 | cPVVG | Water Systems | 0 | 60163.56
New Construction | CZ15 | cPVVG | Refrigeration | 0 | 0
New Construction | CZ15 | cPVVG | Generators | 0 | 0
New Construction | CZ15 | cPVVG | Total End Uses | 2376323.46 | 232813.59
New Construction | CZ16 | cPVVG | Heating | 0 | 1012979.41
New Construction | CZ16 | cPVVG | Cooling | 530100.53 | 0
New Construction | CZ16 | cPVVG | Interior Lighting | 262654.5 | 0
New Construction | CZ16 | cPVVG | Exterior Lighting | 0 | 0
New Construction | CZ16 | cPVVG | Interior Equipment | 498363.12 | 0
New Construction | CZ16 | cPVVG | Exterior Equipment | 0 | 0
New Construction | CZ16 | cPVVG | Fans | 367282.86 | 0
New Construction | CZ16 | cPVVG | Pumps | 0 | 0
New Construction | CZ16 | cPVVG | Heat Rejection | 0 | 0
New Construction | CZ16 | cPVVG | Humidification | 0 | 0
New Construction | CZ16 | cPVVG | Heat Recovery | 0 | 0
New Construction | CZ16 | cPVVG | Water Systems | 0 | 79615.57
New Construction | CZ16 | cPVVG | Refrigeration | 0 | 0
New Construction | CZ16 | cPVVG | Generators | 0 | 0
New Construction | CZ16 | cPVVG | Total End Uses | 1658401.01 | 1092594.98

## PV
PV - Assembly (NA)

## EV Charger
EV Charger - Assembly (NA)

## Raw_building (hidden)
Building Type | Building Category | Roof Type | Window Wall Ratio (%)
Assembly | Nonresidential | Flat Roof | 19

## Raw_windowdimensionsillheight (hidden)
Window Name | Width [ft] | Height [ft] | Sill Height [ft]
EL1 EAST WIN (G.NE5.E12.W1) | 20.44 | 6.23 | 3
EL1 NORTH WIN (G.NE5.E11.W1) | 20.44 | 6.23 | 3
EL1 NORTH WIN (G.NW3.E8.W1) | 20.44 | 6.23 | 3
EL1 WEST WIN (G.NW3.E7.W1) | 20.44 | 6.23 | 3
EL1 EAST WIN (G.SE4.E9.W1) | 20.44 | 6.23 | 3
EL1 SOUTH WIN (G.SE4.E10.W1) | 20.44 | 6.23 | 3
EL1 SOUTH WIN (G.SW2.E5.W1) | 20.44 | 6.23 | 3
EL1 WEST WIN (G.SW2.E6.W1) | 20.44 | 6.23 | 3
EL1 EAST WIN (G.W1.E2.W1) | 43.6 | 6.23 | 3
EL1 NORTH WIN (G.W1.E3.W1) | 43.6 | 6.23 | 3
EL1 SOUTH WIN (G.W1.E1.W1) | 43.6 | 6.23 | 3
EL1 WEST WIN (G.W1.E4.W1) | 43.6 | 6.23 | 3

## Raw_shadinggeometry (hidden)
Shading Name | Width [ft] | Length [ft]
No Shading

## Raw_zonesummary (hidden)
Vintage | Space | Zone Name | Conditioned | Area (Excluding Plenums and CrawlSpace) (ft2) | Area (Including Plenums and CrawlSpace) (ft2) | Width (ft) | Length (ft) | Volume (ft3) | Multipliers | People (Persons/1000 ft2) | Lighting (Btu/h-ft2) | Plug Loads (Btu/h-ft2) | Outdoor Air Flow per Person (cfm/person) | Outdoor Air Flow per Zone Floor Area (cfm/ft2) | Zone Type | HVAC System Identifier | Schedule Identifier | Height (ft)
Existing | PLENUM NE CORNER | PLENUM NE CORNER | No | 1991.14 | 1991.14 | 44.62 | 44.62 | 5973.71 | 1 | 0 | 0 | 0 | - | - | Plenum | - | Plenum | 3.0001
Existing | NE CORNER OFFICE | NE CORNER OFFICE | Yes | 1991.14 | 1991.14 | 44.62 | 44.62 | 23894.83 | 1 | 5 | 4.2664 | 5.1175 | 0.0 | 0.15 | Office | Main | Assembly | 12.0006
Existing | PLENUM NW CORNER | PLENUM NW CORNER | No | 1991.14 | 1991.14 | 44.62 | 44.62 | 5973.72 | 1 | 0 | 0 | 0 | - | - | Plenum | - | Plenum | 3.0002
Existing | NW CORNER OFFICE | NW CORNER OFFICE | Yes | 1991.14 | 1991.14 | 44.62 | 44.62 | 23894.88 | 1 | 5 | 4.2664 | 5.1175 | 0.0 | 0.15 | Office | Main | Assembly | 12.0006
Existing | PLENUM SE CORNER | PLENUM SE CORNER | No | 1991.14 | 1991.14 | 44.62 | 44.62 | 5973.72 | 1 | 0 | 0 | 0 | - | - | Plenum | - | Plenum | 3.0002
Existing | SE CORNER OFFICE | SE CORNER OFFICE | Yes | 1991.14 | 1991.14 | 44.62 | 44.62 | 23894.88 | 1 | 5 | 4.2664 | 5.1175 | 0.0 | 0.15 | Office | Main | Assembly | 12.0006
Existing | PLENUM SW CORNER | PLENUM SW CORNER | No | 1991.15 | 1991.15 | 44.62 | 44.62 | 5973.73 | 1 | 0 | 0 | 0 | - | - | Plenum | - | Plenum | 3.0001
Existing | SW CORNER OFFICE | SW CORNER OFFICE | Yes | 1991.15 | 1991.15 | 44.62 | 44.62 | 23894.94 | 1 | 5 | 4.2664 | 5.1175 | 0.0 | 0.15 | Office | Main | Assembly | 12.0006
Existing | PLENUM CORE | PLENUM CORE | No | 26042.11 | 26042.11 | 161.35 | 161.35 | 78130.13 | 1 | 0 | 0 | 0 | - | - | Plenum | - | Plenum | 3.0001
Existing | CORE AUDITORIUM | CORE AUDITORIUM | Yes | 26042.11 | 26042.11 | 161.35 | 161.35 | 312520.52 | 1 | 71.43 | 4.7251 | 3.4117 | 0.0 | 1.07 | Auditorium | Main | Assembly | 12.0006
New Construction | PLENUM NE CORNER | PLENUM NE CORNER | No | 1991.14 | 1991.14 | 44.62 | 44.62 | 5973.71 | 1 | 0 | 0 | 0 | - | - | Plenum | - | Plenum | 3.0001
New Construction | NE CORNER OFFICE | NE CORNER OFFICE | Yes | 1991.14 | 1991.14 | 44.62 | 44.62 | 23894.83 | 1 | 5 | 2.047 | 5.1175 | 0.0 | 0.15 | Office | Main | Assembly | 12.0006
New Construction | PLENUM NW CORNER | PLENUM NW CORNER | No | 1991.14 | 1991.14 | 44.62 | 44.62 | 5973.72 | 1 | 0 | 0 | 0 | - | - | Plenum | - | Plenum | 3.0002
New Construction | NW CORNER OFFICE | NW CORNER OFFICE | Yes | 1991.14 | 1991.14 | 44.62 | 44.62 | 23894.88 | 1 | 5 | 2.047 | 5.1175 | 0.0 | 0.15 | Office | Main | Assembly | 12.0006
New Construction | PLENUM SE CORNER | PLENUM SE CORNER | No | 1991.14 | 1991.14 | 44.62 | 44.62 | 5973.72 | 1 | 0 | 0 | 0 | - | - | Plenum | - | Plenum | 3.0002
New Construction | SE CORNER OFFICE | SE CORNER OFFICE | Yes | 1991.14 | 1991.14 | 44.62 | 44.62 | 23894.88 | 1 | 5 | 2.047 | 5.1175 | 0.0 | 0.15 | Office | Main | Assembly | 12.0006
New Construction | PLENUM SW CORNER | PLENUM SW CORNER | No | 1991.15 | 1991.15 | 44.62 | 44.62 | 5973.73 | 1 | 0 | 0 | 0 | - | - | Plenum | - | Plenum | 3.0001
New Construction | SW CORNER OFFICE | SW CORNER OFFICE | Yes | 1991.15 | 1991.15 | 44.62 | 44.62 | 23894.94 | 1 | 5 | 2.047 | 5.1175 | 0.0 | 0.15 | Office | Main | Assembly | 12.0006
New Construction | PLENUM CORE | PLENUM CORE | No | 26042.11 | 26042.11 | 161.35 | 161.35 | 78130.13 | 1 | 0 | 0 | 0 | - | - | Plenum | - | Plenum | 3.0001
New Construction | CORE AUDITORIUM | CORE AUDITORIUM | Yes | 26042.11 | 26042.11 | 161.35 | 161.35 | 312520.52 | 1 | 71.43 | 2.3882 | 3.4117 | 0.0 | 1.07 | Auditorium | Main | Assembly | 12.0006