## Geometry Summary (hidden)
Abbreviation | Building Type | Shape | Number of Floors | Aspect Ratio | Zone Height_1 | Zone Height_2 | Zone Height_3 | Plenum Height | Floor to Floor Height (feet) | Floor to Ceiling Height (feet)
Asm | Assembly | #VALUE! | 1 | 1 | 12.0006 | na | na | 3.0001 | 12.0006 | 15.0007
ECC | Education - Community College | #VALUE! | 3 | 5.7 | 9.0004 | 13.0006 | na | 4.0002 | 9 / 13 | 13 / 17
EPr | Education - Primary School | #VALUE! | 1 | 2 | 9.0004 | 12.0006 | na | 3.0001 | 9 / 12 | 12 / 15
ERC | Education - Relocatable Classroom | #VALUE! | 1 | 1.7 | 9.0004 | na | na | 3.0001 | 9.0004 | 12.0006
ESe | Education - Secondary School | #VALUE! | 2 | 2.5/1.0 | 9.0004 | 13.0006 | na | 4.0002 | 9 / 13 | 13 / 17
EUn | Education - University | #VALUE! | 4 | 2.0/15.0 | 10.0005 | 9.0004 | 14.0007 | 4.0002 | 9 / 10 / 14 | 13 / 14 / 18
Fin | Financial buildings, incl. banks | #VALUE! | 1 | 1 | 11.0005 | na | na | na | 11.0005 | 11.0005
Gro | Grocery | #VALUE! | 1 | 1 | 25.0012 | na | na | na | 25.0012 | 25.0012
Hsp | Health/Medical - Hospital | #VALUE! | 3 | 1 | 10.007 | 12.9927 | na | 2.9857 | 10 / 13 | 13 / 16
Htl | Lodging - Hotel | #VALUE! | 4 | 6.6 | 8.0004 | 10.5005 | na | 1.5001 | 8 / 11 | 10 / 12
Lib | Libraries | #VALUE! | 1 | 1 | 13.0006 | na | na | na | 13.0006 | 13.0006
MBT | Manufacturing Biotech | #VALUE! | 1 | 6 | 9.0004 | na | na | 6.0003 | 9.0004 | 15.0008
MLI | Manufacturing Light Industrial | #VALUE! | 1 | 1 | 35.0017 | na | na | na | 35.0017 | 35.0017
Mtl | Lodging - Motel | #VALUE! | 2 | 5.1 | 9.0004 | na | na | na | 9.0004 | 9.0004
Nrs | Health/Medical - Nursing Home | #VALUE! | 2 | 10.3 | 12.9986 | 9.0005 | na | 4.0055 | 9 / 13 | 13 / 17
OfL | Office - Large | #VALUE! | 3 | 1.5 | 9.0004 | na | na | 3.0001 | 9.0004 | 12.0006
OfS | Office - Small | #VALUE! | 2 | 1.5 | 9.0004 | na | na | 3.0001 | 9.0004 | 12.0006
Rel | Religious assembly buildings | #VALUE! | 1 | 2.5 | 37.5018 | 15.0007 | na | na | 38 / 15 | 38 / 15
RFF | Restaurant - Fast-Food | #VALUE! | 1 | 1 | 10.0005 | na | na | 3.0002 | 10.0005 | 13.0007
RSD | Restaurant - Sit-Down | #VALUE! | 1 | 1 | 10.0005 | na | na | 3.0001 | 10.0005 | 13.0006
Rt3 | Retail - Multistory Large | #VALUE! | 3 | 1 | 15.0007 | na | na | 5.8002 | 15.0007 | 20.8009
RtL | Retail - Single-Story Large | #VALUE! | 1 | 1 | 20.501 | na | na | na | 20.501 | 20.501
RtS | Retail - Small | #VALUE! | 1 | 1 | 10.0005 | na | na | 2.0001 | 10.0005 | 12.0006
SCn | Storage - Conditioned | #VALUE! | 1 | 1 | 48.0023 | na | na | na | 48.0023 | 48.0023
SUn | Storage - Unconditioned | #VALUE! | 1 | 1 | 48.0023 | na | na | na | 48.0023 | 48.0023
WRf | Warehouse - Refrigerated | #VALUE! | 1 | 1 | 48.0023 | na | na | na | 48.0023 | 48.0023

## Prototype
TRC, Updated Febuary 2026
Education - Community College
Characteristic | Value
Building Type | Education - Community College
Building Category | Nonresidential
Vintages | Two vintages: Existing and New Construction
Shape | #VALUE!
Total Floor Area (ft²) | 150093.2
Aspect Ratio | 5.7
Number of Floors | 3
Roof Type | Flat Roof
Gross Window to Wall Ratio (%) | 25.44
Shading Geometry | No Shading
Floor to Floor Height (feet) | 9 / 13
Floor to Ceiling Height (feet) | 13 / 17
Glazing Sill Height (feet) | 3

## Notes
Prototype Overview
Name | Description
Asm | Assembly
ECC | Education - Community College
EPr | Education - Primary School
ERC | Education - Relocatable Classroom
ESe | Education - Secondary School
EUn | Education - University
Fin | Financial buildings, incl. banks
Gro | Grocery
Hsp | Health/Medical - Hospital
Htl | Lodging - Hotel
Lib | Libraries
MBT | Manufacturing Biotech
MLI | Manufacturing Light Industrial
Mtl | Lodging - Motel
Nrs | Health/Medical - Nursing Home
OfL | Office - Large
OfS | Office - Small
Rel | Religious assembly buildings
RFF | Restaurant - Fast-Food
RSD | Restaurant - Sit-Down
Rt3 | Retail - Multistory Large
RtL | Retail - Single-Story Large
RtS | Retail - Small
SCn | Storage - Conditioned
SUn | Storage - Unconditioned
WRf | Warehouse - Refrigerated
Vintages
Existing | Weighted average of Title 24 requirements based on vintages from 1975 to 2022
New Construction | Title 24 2025
Run Begin Day
Begin Month | Begin Day of Month | Day of Week for Start Day
1 | 1 | Sunday
Special Days
Name | Start Date | Duration (days) | Special Day Type
New Years Day | January 1 | 1 | Holiday
Veterans Day | November 11 | 1 | Holiday
Christmas | December 25 | 1 | Holiday
Independence Day | July 4 | 1 | Holiday
MLK Day | 3rd Monday in January | 1 | Holiday
Presidents Day | 3rd Monday in February | 1 | Holiday
Memorial Day | Last Monday in May | 1 | Holiday
Labor Day | 1st Monday in September | 1 | Holiday
Columbus Day | 2nd Monday in October | 1 | Holiday
Thanksgiving | 4th Thursday in November | 1 | Holiday

## Raw_runbeginday (hidden)
Begin Month | Begin Day of Month | Day of Week for Start Day
1 | 1 | Sunday

## Raw_specialdays (hidden)
Name | Start Day | Duration | Special Day Type
New Years Day | January 1 | 1 | Holiday
Veterans Day | November 11 | 1 | Holiday
Christmas | December 25 | 1 | Holiday
Independence Day | July 4 | 1 | Holiday
MLK Day | 3rd Monday in January | 1 | Holiday
Presidents Day | 3rd Monday in February | 1 | Holiday
Memorial Day | Last Monday in May | 1 | Holiday
Labor Day | 1st Monday in September | 1 | Holiday
Columbus Day | 2nd Monday in October | 1 | Holiday
Thanksgiving | 4th Thursday in November | 1 | Holiday

## Climate Zone
Climate Zones - All Prototypes
Climate Zone | Representative City | Weather File Name
CZ01 | Eureka | CA_EUREKA_725940S_CZ2022.epw
CZ02 | Napa | CA_NAPA-CO_724955S_CZ2022.epw
CZ03 | Oakland | CA_OAKLAND-METRO-AP_724930S_CZ2022.epw
CZ04 | San Jose | CA_SAN-JOSE-IAP_724945S_CZ2022.epw
CZ05 | Santa Maria | CA_SANTA-MARIA-PUBLIC-AP_723940S_CZ2022.epw
CZ06 | Los Angeles | CA_LOS-ANGELES-IAP_722950S_CZ2022.epw
CZ07 | San Diego-Lindbergh | CA_SAN-DIEGO-LINDBERGH-FLD_722900S_CZ2022.epw
CZ08 | Long Beach-Daugherty | CA_LONG-BEACH-DAUGHERTY-FLD_722970S_CZ2022.epw
CZ09 | Los Angeles | CA_LOS-ANGELES-DOWNTOWN-USC_722874S_CZ2022.epw
CZ10 | Riverside | CA_RIVERSIDE-MUNI_722869S_CZ2022.epw
CZ11 | Red Bluff | CA_RED-BLUFF-MUNI-AP_725910S_CZ2022.epw
CZ12 | Stockton | CA_STOCKTON-METRO-AP_724920S_CZ2022.epw
CZ13 | Fresno Yosemite | CA_FRESNO-YOSEMITE-IAP_723890S_CZ2022.epw
CZ14 | Daggett Barstow | CA_DAGGETT-BARSTOW-AP_723815S_CZ2022.epw
CZ15 | El Centro | CA_EL-CENTRO-NAF_722810S_CZ2022.epw
CZ16 | Bishop | CA_BISHOP-AP_724800S_CZ2022.epw
Source: California Energy Commission, https://cecgis-caenergy.opendata.arcgis.com/datasets/CAEnergy::california-building-climate-zones/about

## Zones
Zone Summary - Education - Community College
Space | Zone Name | Conditioned [Y/N] | Zone Type | HVAC System Identifier (Main/Alternative/Customized) | Schedule Identifier | Area Fraction | Area (Excluding Plenums and Crawl Space) (ft²) | Volume (ft³) | Multipliers | People (Persons/1,000 ft²) | Note
CLASSROOM EL2 NORTH PERIM SPC (G.N3) | CLASSROOM EL2 NORTH PERIM SPC (G.N3) | Yes | Classroom_class | Main | School | 5.314% | 7975.5 | 71782.97 | 1 | 25
CLASSROOM EL2 SOUTH PERIM SPC (G.S2) | CLASSROOM EL2 SOUTH PERIM SPC (G.S2) | Yes | Classroom_class | Main | School | 5.323% | 7988.73 | 71902.12 | 1 | 25
CLASSROOM EL2 WEST PERIM SPC (G.W1) | CLASSROOM EL2 WEST PERIM SPC (G.W1) | Yes | Classroom_class | Main | School | 7.898% | 11854.45 | 106695.3 | 1 | 25
CLASSROOM EL4 EAST PERIM SPC (G.E2) | CLASSROOM EL4 EAST PERIM SPC (G.E2) | Yes | Classroom_class | Main | School | 1.492% | 2238.89 | 20151 | 1 | 25
CLASSROOM EL4 EAST PERIM SPC (T.E14) | CLASSROOM EL4 EAST PERIM SPC (T.E14) | Yes | Classroom_class | Main | School | 1.492% | 2238.89 | 20151 | 1 | 25
CLASSROOM EL4 NORTH PERIM SPC (G.N3) | CLASSROOM EL4 NORTH PERIM SPC (G.N3) | Yes | Classroom_class | Main | School | 7.764% | 11652.69 | 104879.29 | 1 | 25
CLASSROOM EL4 NORTH PERIM SPC (T.N15) | CLASSROOM EL4 NORTH PERIM SPC (T.N15) | Yes | Classroom_class | Main | School | 7.764% | 11652.69 | 104879.29 | 1 | 25
CLASSROOM EL4 SOUTH PERIM SPC (G.S1) | CLASSROOM EL4 SOUTH PERIM SPC (G.S1) | Yes | Classroom_class | Main | School | 7.777% | 11672.03 | 105053.37 | 1 | 25
CLASSROOM EL4 SOUTH PERIM SPC (T.S13) | CLASSROOM EL4 SOUTH PERIM SPC (T.S13) | Yes | Classroom_class | Main | School | 7.777% | 11672.03 | 105053.37 | 1 | 25
CLASSROOM EL4 WEST PERIM SPC (G.W4) | CLASSROOM EL4 WEST PERIM SPC (G.W4) | Yes | Classroom_class | Main | School | 1.492% | 2238.89 | 20151 | 1 | 25
CLASSROOM EL4 WEST PERIM SPC (T.W16) | CLASSROOM EL4 WEST PERIM SPC (T.W16) | Yes | Classroom_class | Main | School | 1.492% | 2238.89 | 20151 | 1 | 25
COMPUTER EL4 CORE SPC (G.C5) | COMPUTER EL4 CORE SPC (G.C5) | Yes | Computer | Customized | Computer room | 1.597% | 2397.2 | 21575.89 | 1 | 1.5
COMPUTER EL4 CORE SPC (T.C17) | COMPUTER EL4 CORE SPC (T.C17) | Yes | Computer | Customized | Computer room | 1.597% | 2397.2 | 21575.89 | 1 | 1.5
DINING EL3 SW PERIM SPC (G.SW1) | DINING EL3 SW PERIM SPC (G.SW1) | Yes | Dining_fast | Main | School | 8.761% | 13150.28 | 170962.03 | 1 | 33.33
EL1 WEST PERIM PLNM (G.W2) | EL1 WEST PERIM PLNM (G.W2) | No | Plenum | - | Plenum | 0% | 0 | 74961.3 | 1 | 0
EL2 NORTH PERIM PLNM (G.N6) | EL2 NORTH PERIM PLNM (G.N6) | No | Plenum | - | Plenum | 0% | 0 | 31903.54 | 1 | 0
EL2 SOUTH PERIM PLNM (G.S5) | EL2 SOUTH PERIM PLNM (G.S5) | No | Plenum | - | Plenum | 0% | 0 | 31956.5 | 1 | 0
EL2 WEST PERIM PLNM (G.W4) | EL2 WEST PERIM PLNM (G.W4) | No | Plenum | - | Plenum | 0% | 0 | 47419.75 | 1 | 0
EL4 CORE PLNM (G.C11) | EL4 CORE PLNM (G.C11) | No | Plenum | - | Plenum | 0% | 0 | 9589.29 | 1 | 0
EL4 CORE PLNM (G.C12) | EL4 CORE PLNM (G.C12) | No | Plenum | - | Plenum | 0% | 0 | 54343.3 | 1 | 0
EL4 CORE PLNM (T.C23) | EL4 CORE PLNM (T.C23) | No | Plenum | - | Plenum | 0% | 0 | 9589.29 | 1 | 0
EL4 CORE PLNM (T.C24) | EL4 CORE PLNM (T.C24) | No | Plenum | - | Plenum | 0% | 0 | 54342.14 | 1 | 0
EL4 EAST PERIM PLNM (G.E8) | EL4 EAST PERIM PLNM (G.E8) | No | Plenum | - | Plenum | 0% | 0 | 8956 | 1 | 0
EL4 EAST PERIM PLNM (T.E20) | EL4 EAST PERIM PLNM (T.E20) | No | Plenum | - | Plenum | 0% | 0 | 8956 | 1 | 0
EL4 NORTH PERIM PLNM (G.N9) | EL4 NORTH PERIM PLNM (G.N9) | No | Plenum | - | Plenum | 0% | 0 | 46613.02 | 1 | 0
EL4 NORTH PERIM PLNM (T.N21) | EL4 NORTH PERIM PLNM (T.N21) | No | Plenum | - | Plenum | 0% | 0 | 46613.02 | 1 | 0
EL4 SOUTH PERIM PLNM (G.S7) | EL4 SOUTH PERIM PLNM (G.S7) | No | Plenum | - | Plenum | 0% | 0 | 46690.39 | 1 | 0
EL4 SOUTH PERIM PLNM (T.S19) | EL4 SOUTH PERIM PLNM (T.S19) | No | Plenum | - | Plenum | 0% | 0 | 46690.39 | 1 | 0
EL4 WEST PERIM PLNM (G.W10) | EL4 WEST PERIM PLNM (G.W10) | No | Plenum | - | Plenum | 0% | 0 | 8956 | 1 | 0
EL4 WEST PERIM PLNM (T.W22) | EL4 WEST PERIM PLNM (T.W22) | No | Plenum | - | Plenum | 0% | 0 | 8956 | 1 | 0
KITCHEN EL3 NE PERIM SPC (G.NE2) | KITCHEN EL3 NE PERIM SPC (G.NE2) | Yes | Kitchen | Customized | Kitchen | 1.876% | 2815.63 | 36605.15 | 1 | 2.5
OFFICE EL4 CORE SPC (G.C6) | OFFICE EL4 CORE SPC (G.C6) | Yes | Office | Main | School | 9.051% | 13584.85 | 122269.67 | 1 | 5
OFFICE EL4 CORE SPC (T.C18) | OFFICE EL4 CORE SPC (T.C18) | Yes | Office | Main | School | 9.051% | 13584.95 | 122268.66 | 1 | 5
SHOP EL1 WEST PERIM SPC (G.W1) | SHOP EL1 WEST PERIM SPC (G.W1) | Yes | Classroom_shop | Main | School | 12.49% | 18739.41 | 168662.93 | 1 | 25
Total (34 Space) | Total (34 Space) | Total (18 Conditioned zones, 16 Unconditioned Zones) |  |  |  |  | 150093.2

## Envelope
Envelope - Education - Community College
Element | Prototype | Assembly Type | Construction | Unit | Vintage | Selected T24 | Note | CZ01 | CZ02 | CZ03 | CZ04 | CZ05 | CZ06 | CZ07 | CZ08 | CZ09 | CZ10 | CZ11 | CZ12 | CZ13 | CZ14 | CZ15 | CZ16
External Wall | Education - Community College | - | Stucco+Wall Continuous Insulation+Gypsum 5/8in | U-value IP | Existing | Weighted average |  | 0.393 | 0.609 | 0.577 | 0.629 | 0.615 | 0.623 | 0.73 | 0.626 | 0.621 | 0.884 | 0.497 | 0.533 | 0.509 | 0.384 | 0.378 | 0.357
External Wall | Education - Community College | - | Stucco+Wall Continuous Insulation+Gypsum 5/8in | U-value IP | New Construction | 2025 |  | 0.257 | 1.452 | 1.452 | 1.452 | 1.452 | 1.515 | 1.515 | 1.515 | 1.515 | 1.452 | 0.185 | 0.257 | 0.218 | 0.185 | 0.185 | 0.176
Roof | Education - Community College | - | Roof Membrane+Roof Continuous Insulation+Metal Decking | U-value IP | Existing | Weighted average |  | 0.062 | 0.061 | 0.062 | 0.061 | 0.061 | 0.065 | 0.065 | 0.065 | 0.065 | 0.062 | 0.061 | 0.061 | 0.06 | 0.06 | 0.059 | 0.06
Roof | Education - Community College | - | Roof Membrane+Roof Continuous Insulation+Metal Decking | U-value IP | New Construction | 2025 |  | 0.039 | 0.039 | 0.039 | 0.039 | 0.039 | 0.039 | 0.039 | 0.039 | 0.039 | 0.039 | 0.039 | 0.039 | 0.039 | 0.039 | 0.039 | 0.039
Windows | Education - Community College | - | Theoretical Glazing | U-value IP | Existing | Weighted average |  | 1.024 | 1.078 | 1.131 | 1.108 | 1.109 | 1.115 | 1.075 | 1.114 | 1.112 | 0.875 | 0.942 | 0.94 | 0.929 | 0.886 | 0.831 | 0.885
Windows | Education - Community College | - | Theoretical Glazing | U-value IP | New Construction | 2025 |  | 0.36 | 0.36 | 0.36 | 0.36 | 0.36 | 0.36 | 0.36 | 0.36 | 0.34 | 0.36 | 0.34 | 0.34 | 0.34 | 0.34 | 0.34 | 0.36
Windows | Education - Community College | - | Theoretical Glazing | SHGC | Existing | Weighted average |  | 0.70708 | 0.70715 | 0.73753 | 0.71836 | 0.75308 | 0.7254 | 0.72673 | 0.7241 | 0.72365 | 0.5734 | 0.64366 | 0.64394 | 0.6358 | 0.60724 | 0.57129 | 0.62767
Windows | Education - Community College | - | Theoretical Glazing | SHGC | New Construction | 2025 |  | 0.25 | 0.25 | 0.25 | 0.25 | 0.25 | 0.25 | 0.25 | 0.25 | 0.22 | 0.25 | 0.22 | 0.22 | 0.22 | 0.22 | 0.22 | 0.25
Windows | Education - Community College | - | Theoretical Glazing | Visible Transmittance | Existing | Weighted average |  | 0.26089 | 0.26141 | 0.26004 | 0.26231 | 0.26223 | 0.26197 | 0.26576 | 0.26213 | 0.26228 | 0.27816 | 0.26665 | 0.26607 | 0.26793 | 0.27125 | 0.27583 | 0.27139
Windows | Education - Community College | - | Theoretical Glazing | Visible Transmittance | New Construction | 2025 |  | 0.42 | 0.42 | 0.42 | 0.42 | 0.42 | 0.42 | 0.42 | 0.42 | 0.42 | 0.42 | 0.42 | 0.42 | 0.42 | 0.42 | 0.42 | 0.42
Infiltration - Education - Community College
|  |  |  | Element | Unit | Vintage | Note | CZ01 | CZ02 | CZ03 | CZ04 | CZ05 | CZ06 | CZ07 | CZ08 | CZ09 | CZ10 | CZ11 | CZ12 | CZ13 | CZ14 | CZ15 | CZ16
|  |  |  | Infiltration Rate | CFM/ft2 | Existing | Infiltration rate is flow rate per exterior surface area at 10 mph wind speed, modeled proportionally to wind speed. | 0.044801 | 0.044801 | 0.044801 | 0.044801 | 0.044801 | 0.044801 | 0.044801 | 0.044801 | 0.044801 | 0.044801 | 0.044801 | 0.044801 | 0.044801 | 0.044801 | 0.044801 | 0.044801
[6 empty] | New Construction |  | 0.044801 | 0.044801 | 0.044801 | 0.044801 | 0.044801 | 0.044801 | 0.044801 | 0.044801 | 0.044801 | 0.044801 | 0.044801 | 0.044801 | 0.044801 | 0.044801 | 0.044801 | 0.044801

## Raw_envelope (hidden)
Climate Zone | Vintage | Exterior Roof Layers | Roof U-Value [Btu/h-ft2-F] | Exterior Wall Layers | Wall U-Value [Btu/h-ft2-F] | Exterior Window Layers | Window U-Value [Btu/h-ft2-F] | Window SHGC | Window VT
CZ01 | Existing | Roof Membrane+Roof Continuous Insulation+Metal Decking | 0.062 | Stucco+Wall Continuous Insulation+Gypsum 5/8in | 0.393 | Theoretical Glazing | 1.024 | 0.70708 | 0.26089
CZ02 | Existing | Roof Membrane+Roof Continuous Insulation+Metal Decking | 0.061 | Stucco+Wall Continuous Insulation+Gypsum 5/8in | 0.609 | Theoretical Glazing | 1.078 | 0.70715 | 0.26141
CZ03 | Existing | Roof Membrane+Roof Continuous Insulation+Metal Decking | 0.062 | Stucco+Wall Continuous Insulation+Gypsum 5/8in | 0.577 | Theoretical Glazing | 1.131 | 0.73753 | 0.26004
CZ04 | Existing | Roof Membrane+Roof Continuous Insulation+Metal Decking | 0.061 | Stucco+Wall Continuous Insulation+Gypsum 5/8in | 0.629 | Theoretical Glazing | 1.108 | 0.71836 | 0.26231
CZ05 | Existing | Roof Membrane+Roof Continuous Insulation+Metal Decking | 0.061 | Stucco+Wall Continuous Insulation+Gypsum 5/8in | 0.615 | Theoretical Glazing | 1.109 | 0.75308 | 0.26223
CZ06 | Existing | Roof Membrane+Roof Continuous Insulation+Metal Decking | 0.065 | Stucco+Wall Continuous Insulation+Gypsum 5/8in | 0.623 | Theoretical Glazing | 1.115 | 0.7254 | 0.26197
CZ07 | Existing | Roof Membrane+Roof Continuous Insulation+Metal Decking | 0.065 | Stucco+Wall Continuous Insulation+Gypsum 5/8in | 0.73 | Theoretical Glazing | 1.075 | 0.72673 | 0.26576
CZ08 | Existing | Roof Membrane+Roof Continuous Insulation+Metal Decking | 0.065 | Stucco+Wall Continuous Insulation+Gypsum 5/8in | 0.626 | Theoretical Glazing | 1.114 | 0.7241 | 0.26213
CZ09 | Existing | Roof Membrane+Roof Continuous Insulation+Metal Decking | 0.065 | Stucco+Wall Continuous Insulation+Gypsum 5/8in | 0.621 | Theoretical Glazing | 1.112 | 0.72365 | 0.26228
CZ10 | Existing | Roof Membrane+Roof Continuous Insulation+Metal Decking | 0.062 | Stucco+Wall Continuous Insulation+Gypsum 5/8in | 0.884 | Theoretical Glazing | 0.875 | 0.5734 | 0.27816
CZ11 | Existing | Roof Membrane+Roof Continuous Insulation+Metal Decking | 0.061 | Stucco+Wall Continuous Insulation+Gypsum 5/8in | 0.497 | Theoretical Glazing | 0.942 | 0.64366 | 0.26665
CZ12 | Existing | Roof Membrane+Roof Continuous Insulation+Metal Decking | 0.061 | Stucco+Wall Continuous Insulation+Gypsum 5/8in | 0.533 | Theoretical Glazing | 0.94 | 0.64394 | 0.26607
CZ13 | Existing | Roof Membrane+Roof Continuous Insulation+Metal Decking | 0.06 | Stucco+Wall Continuous Insulation+Gypsum 5/8in | 0.509 | Theoretical Glazing | 0.929 | 0.6358 | 0.26793
CZ14 | Existing | Roof Membrane+Roof Continuous Insulation+Metal Decking | 0.06 | Stucco+Wall Continuous Insulation+Gypsum 5/8in | 0.384 | Theoretical Glazing | 0.886 | 0.60724 | 0.27125
CZ15 | Existing | Roof Membrane+Roof Continuous Insulation+Metal Decking | 0.059 | Stucco+Wall Continuous Insulation+Gypsum 5/8in | 0.378 | Theoretical Glazing | 0.831 | 0.57129 | 0.27583
CZ16 | Existing | Roof Membrane+Roof Continuous Insulation+Metal Decking | 0.06 | Stucco+Wall Continuous Insulation+Gypsum 5/8in | 0.357 | Theoretical Glazing | 0.885 | 0.62767 | 0.27139
CZ01 | New Construction | Roof Membrane+Roof Continuous Insulation+Metal Decking | 0.039 | Stucco+Wall Continuous Insulation+Gypsum 5/8in | 0.257 | Theoretical Glazing | 0.36 | 0.25 | 0.42
CZ02 | New Construction | Roof Membrane+Roof Continuous Insulation+Metal Decking | 0.039 | Stucco+Wall Continuous Insulation+Gypsum 5/8in | 1.452 | Theoretical Glazing | 0.36 | 0.25 | 0.42
CZ03 | New Construction | Roof Membrane+Roof Continuous Insulation+Metal Decking | 0.039 | Stucco+Wall Continuous Insulation+Gypsum 5/8in | 1.452 | Theoretical Glazing | 0.36 | 0.25 | 0.42
CZ04 | New Construction | Roof Membrane+Roof Continuous Insulation+Metal Decking | 0.039 | Stucco+Wall Continuous Insulation+Gypsum 5/8in | 1.452 | Theoretical Glazing | 0.36 | 0.25 | 0.42
CZ05 | New Construction | Roof Membrane+Roof Continuous Insulation+Metal Decking | 0.039 | Stucco+Wall Continuous Insulation+Gypsum 5/8in | 1.452 | Theoretical Glazing | 0.36 | 0.25 | 0.42
CZ06 | New Construction | Roof Membrane+Roof Continuous Insulation+Metal Decking | 0.039 | Stucco+Wall Continuous Insulation+Gypsum 5/8in | 1.515 | Theoretical Glazing | 0.36 | 0.25 | 0.42
CZ07 | New Construction | Roof Membrane+Roof Continuous Insulation+Metal Decking | 0.039 | Stucco+Wall Continuous Insulation+Gypsum 5/8in | 1.515 | Theoretical Glazing | 0.36 | 0.25 | 0.42
CZ08 | New Construction | Roof Membrane+Roof Continuous Insulation+Metal Decking | 0.039 | Stucco+Wall Continuous Insulation+Gypsum 5/8in | 1.515 | Theoretical Glazing | 0.36 | 0.25 | 0.42
CZ09 | New Construction | Roof Membrane+Roof Continuous Insulation+Metal Decking | 0.039 | Stucco+Wall Continuous Insulation+Gypsum 5/8in | 1.515 | Theoretical Glazing | 0.34 | 0.22 | 0.42
CZ10 | New Construction | Roof Membrane+Roof Continuous Insulation+Metal Decking | 0.039 | Stucco+Wall Continuous Insulation+Gypsum 5/8in | 1.452 | Theoretical Glazing | 0.36 | 0.25 | 0.42
CZ11 | New Construction | Roof Membrane+Roof Continuous Insulation+Metal Decking | 0.039 | Stucco+Wall Continuous Insulation+Gypsum 5/8in | 0.185 | Theoretical Glazing | 0.34 | 0.22 | 0.42
CZ12 | New Construction | Roof Membrane+Roof Continuous Insulation+Metal Decking | 0.039 | Stucco+Wall Continuous Insulation+Gypsum 5/8in | 0.257 | Theoretical Glazing | 0.34 | 0.22 | 0.42
CZ13 | New Construction | Roof Membrane+Roof Continuous Insulation+Metal Decking | 0.039 | Stucco+Wall Continuous Insulation+Gypsum 5/8in | 0.218 | Theoretical Glazing | 0.34 | 0.22 | 0.42
CZ14 | New Construction | Roof Membrane+Roof Continuous Insulation+Metal Decking | 0.039 | Stucco+Wall Continuous Insulation+Gypsum 5/8in | 0.185 | Theoretical Glazing | 0.34 | 0.22 | 0.42
CZ15 | New Construction | Roof Membrane+Roof Continuous Insulation+Metal Decking | 0.039 | Stucco+Wall Continuous Insulation+Gypsum 5/8in | 0.185 | Theoretical Glazing | 0.34 | 0.22 | 0.42
CZ16 | New Construction | Roof Membrane+Roof Continuous Insulation+Metal Decking | 0.039 | Stucco+Wall Continuous Insulation+Gypsum 5/8in | 0.176 | Theoretical Glazing | 0.36 | 0.25 | 0.42

## Raw_infiltrationcfmft (hidden)
Vintage | CZ01 | CZ02 | CZ03 | CZ04 | CZ05 | CZ06 | CZ07 | CZ08 | CZ09 | CZ10 | CZ11 | CZ12 | CZ13 | CZ14 | CZ15 | CZ16
Existing | 0.044801 | 0.044801 | 0.044801 | 0.044801 | 0.044801 | 0.044801 | 0.044801 | 0.044801 | 0.044801 | 0.044801 | 0.044801 | 0.044801 | 0.044801 | 0.044801 | 0.044801 | 0.044801
New Construction | 0.044801 | 0.044801 | 0.044801 | 0.044801 | 0.044801 | 0.044801 | 0.044801 | 0.044801 | 0.044801 | 0.044801 | 0.044801 | 0.044801 | 0.044801 | 0.044801 | 0.044801 | 0.044801

## Thermostat
Thermostat Setpoints - Education - Community College | [18 empty] | Zone Type
Schedule Identifier | Setpoint | CZ01 | CZ02 | CZ03 | CZ04 | CZ05 | CZ06 | CZ07 | CZ08 | CZ09 | CZ10 | CZ11 | CZ12 | CZ13 | CZ14 | CZ15 | CZ16 | Notes | Computer room
Computer room | Heating Setpoint (F) | 60 | 60 | 60 | 60 | 60 | 60 | 60 | 60 | 60 | 60 | 60 | 60 | 60 | 60 | 60 | 60 |  | Kitchen
Computer room | Heating Setback (F) | 60 | 60 | 60 | 60 | 60 | 60 | 60 | 60 | 60 | 60 | 60 | 60 | 60 | 60 | 60 | 60 |  | School
Computer room | Cooling Setpoint (F) | 80 | 80 | 80 | 80 | 80 | 80 | 80 | 80 | 80 | 80 | 80 | 80 | 80 | 80 | 80 | 80
Computer room | Cooling Setback (F) | 80 | 80 | 80 | 80 | 80 | 80 | 80 | 80 | 80 | 80 | 80 | 80 | 80 | 80 | 80 | 80
Kitchen | Heating Setpoint (F) | 70 | 70 | 70 | 70 | 70 | 70 | 70 | 70 | 70 | 70 | 70 | 70 | 70 | 70 | 70 | 70
Kitchen | Heating Setback (F) | 60 | 60 | 60 | 60 | 60 | 60 | 60 | 60 | 60 | 60 | 60 | 60 | 60 | 60 | 60 | 60
Kitchen | Cooling Setpoint (F) | 75 | 75 | 75 | 75 | 75 | 75 | 75 | 75 | 75 | 75 | 75 | 75 | 75 | 75 | 75 | 75
Kitchen | Cooling Setback (F) | 85 | 85 | 85 | 85 | 85 | 85 | 85 | 85 | 85 | 85 | 85 | 85 | 85 | 85 | 85 | 85
School | Heating Setpoint (F) | 70 | 70 | 70 | 70 | 70 | 70 | 70 | 70 | 70 | 70 | 70 | 70 | 70 | 70 | 70 | 70
School | Heating Setback (F) | 60 | 60 | 60 | 60 | 60 | 60 | 60 | 60 | 60 | 60 | 60 | 60 | 60 | 60 | 60 | 60
School | Cooling Setpoint (F) | 75 | 75 | 75 | 75 | 75 | 75 | 75 | 75 | 75 | 75 | 75 | 75 | 75 | 75 | 75 | 75
School | Cooling Setback (F) | 85 | 85 | 85 | 85 | 85 | 85 | 85 | 85 | 85 | 85 | 85 | 85 | 85 | 85 | 85 | 85

## Raw_thermostatsetpoints (hidden)
Climate Zone | Schedule Identifier | Heating Setpoint (F) | Heating Setback (F) | Cooling Setpoint (F) | Cooling Setback (F)
CZ01 | Computer room | 60 | 60 | 80 | 80
CZ01 | Kitchen | 70 | 60 | 75 | 85
CZ01 | School | 70 | 60 | 75 | 85
CZ02 | Computer room | 60 | 60 | 80 | 80
CZ02 | Kitchen | 70 | 60 | 75 | 85
CZ02 | School | 70 | 60 | 75 | 85
CZ03 | Computer room | 60 | 60 | 80 | 80
CZ03 | Kitchen | 70 | 60 | 75 | 85
CZ03 | School | 70 | 60 | 75 | 85
CZ04 | Computer room | 60 | 60 | 80 | 80
CZ04 | Kitchen | 70 | 60 | 75 | 85
CZ04 | School | 70 | 60 | 75 | 85
CZ05 | Computer room | 60 | 60 | 80 | 80
CZ05 | Kitchen | 70 | 60 | 75 | 85
CZ05 | School | 70 | 60 | 75 | 85
CZ06 | Computer room | 60 | 60 | 80 | 80
CZ06 | Kitchen | 70 | 60 | 75 | 85
CZ06 | School | 70 | 60 | 75 | 85
CZ07 | Computer room | 60 | 60 | 80 | 80
CZ07 | Kitchen | 70 | 60 | 75 | 85
CZ07 | School | 70 | 60 | 75 | 85
CZ08 | Computer room | 60 | 60 | 80 | 80
CZ08 | Kitchen | 70 | 60 | 75 | 85
CZ08 | School | 70 | 60 | 75 | 85
CZ09 | Computer room | 60 | 60 | 80 | 80
CZ09 | Kitchen | 70 | 60 | 75 | 85
CZ09 | School | 70 | 60 | 75 | 85
CZ10 | Computer room | 60 | 60 | 80 | 80
CZ10 | Kitchen | 70 | 60 | 75 | 85
CZ10 | School | 70 | 60 | 75 | 85
CZ11 | Computer room | 60 | 60 | 80 | 80
CZ11 | Kitchen | 70 | 60 | 75 | 85
CZ11 | School | 70 | 60 | 75 | 85
CZ12 | Computer room | 60 | 60 | 80 | 80
CZ12 | Kitchen | 70 | 60 | 75 | 85
CZ12 | School | 70 | 60 | 75 | 85
CZ13 | Computer room | 60 | 60 | 80 | 80
CZ13 | Kitchen | 70 | 60 | 75 | 85
CZ13 | School | 70 | 60 | 75 | 85
CZ14 | Computer room | 60 | 60 | 80 | 80
CZ14 | Kitchen | 70 | 60 | 75 | 85
CZ14 | School | 70 | 60 | 75 | 85
CZ15 | Computer room | 60 | 60 | 80 | 80
CZ15 | Kitchen | 70 | 60 | 75 | 85
CZ15 | School | 70 | 60 | 75 | 85
CZ16 | Computer room | 60 | 60 | 80 | 80
CZ16 | Kitchen | 70 | 60 | 75 | 85
CZ16 | School | 70 | 60 | 75 | 85

## HVAC System
HVAC system - Education - Community College
Vintage | System Name | Category | Heating Type* | Cooling Type* | Air Distribution | Heating Efficiency | Cooling Efficiency | Note
Existing | cDXGF | Main | Furnace (gas) | DX-AIR | SZ-CAV | 0.8 | 3.65
Existing | cDXGF | Alternative | - | - | - | - | -
Existing | cDXGF | Customized | Boiler (gas) | Chiller system | SZ-VAV | 0.8 | 2.87
New Construction | cDXGF | Main | Furnace (gas) | DX-AIR | SZ-CAV | 0.8 | 3.65
New Construction | cDXGF | Alternative | - | - | - | - | -
New Construction | cDXGF | Customized | Boiler (gas) | Chiller system | SZ-VAV | 0.8 | 2.87
Existing | cDXHP | Main | DX-AIR | DX-AIR | SZ-CAV | 3.738 | 3.65
Existing | cDXHP | Alternative | - | - | - | - | -
Existing | cDXHP | Customized | Boiler (gas) | Chiller system | SZ-VAV | 0.8 | 2.87
New Construction | cDXHP | Main | DX-AIR | DX-AIR | SZ-CAV | 3.738 | 3.65
New Construction | cDXHP | Alternative | - | - | - | - | -
New Construction | cDXHP | Customized | Boiler (gas) | Chiller system | SZ-VAV | 0.8 | 2.87
Existing | cAVVG | Main | Boiler (gas) | Chiller system | MZ-VAV | 0.805 | 3.05
Existing | cAVVG | Alternative | - | - | - | - | -
Existing | cAVVG | Customized | Boiler (gas) | Chiller system | SZ-VAV | 0.805 | 3.05
New Construction | cAVVG | Main | Boiler (gas) | Chiller system | MZ-VAV | 0.805 | 3.05
New Construction | cAVVG | Alternative | - | - | - | - | -
New Construction | cAVVG | Customized | Boiler (gas) | Chiller system | SZ-VAV | 0.805 | 3.05
Existing | cDXOH | Main | None | DX-AIR | SZ-CAV | - | 3.65
Existing | cDXOH | Alternative | - | - | - | - | -
Existing | cDXOH | Customized | Boiler (gas) | Chiller system | SZ-VAV | 0.8 | 2.87
New Construction | cDXOH | Main | None | DX-AIR | SZ-CAV | - | 3.65
New Construction | cDXOH | Alternative | - | - | - | - | -
New Construction | cDXOH | Customized | Boiler (gas) | Chiller system | SZ-VAV | 0.8 | 2.87
Existing | cPVVG | Main | Furnace (gas) | DX-AIR | SZ-VAV | 0.8 | 3.65
Existing | cPVVG | Alternative | - | - | - | - | -
Existing | cPVVG | Customized | Boiler (gas) | Chiller system | SZ-VAV | 0.8 | 2.87
New Construction | cPVVG | Main | Furnace (gas) | DX-AIR | SZ-VAV | 0.8 | 3.65
New Construction | cPVVG | Alternative | - | - | - | - | -
New Construction | cPVVG | Customized | Boiler (gas) | Chiller system | SZ-VAV | 0.8 | 2.87
*DX Heating and cooling COPs are calculated based on coil-only input power and exclude fan power
Fan Power - Education - Community College
Vintage | System Name | HVAC System Identifier | Fan System | Total Static Pressure (TSP) (in w.c.) | Fan Efficiency | Fan Motor and Drive Efficiency | W/cfm | Note
Existing | cAVVG | Main | MZ-VAV | 5.362 | 0.55 | 0.9 | 1.15
Existing | cAVVG | Customized | SZ-VAV | 2.25 | 0.75 | 0.85 | 0.35
Existing | cAVVG | Customized | SZ-VAV | 3.877 | 0.75 | 0.85 | 0.61
Existing | cAVVG | Customized | SZ-CRAC | 5.1625 | 0.65 | 0.85 | 0.93
New Construction | cAVVG | Main | MZ-VAV | 5.362 | 0.55 | 0.9 | 1.15
New Construction | cAVVG | Customized | SZ-VAV | 2.25 | 0.75 | 0.85 | 0.35
New Construction | cAVVG | Customized | SZ-VAV | 3.877 | 0.75 | 0.85 | 0.61
New Construction | cAVVG | Customized | SZ-CRAC | 5.1625 | 0.65 | 0.85 | 0.93
Existing | cDXGF | Main | SZ-CAV | 3.877 | 0.55 | 0.87 | 0.83
Existing | cDXGF | Customized | SZ-VAV | 2.25 | 0.75 | 0.85 | 0.35
Existing | cDXGF | Customized | SZ-VAV | 3.877 | 0.75 | 0.85 | 0.61
Existing | cDXGF | Customized | SZ-CRAC | 5.1625 | 0.65 | 0.85 | 0.93
New Construction | cDXGF | Main | SZ-CAV | 3.877 | 0.55 | 0.87 | 0.83
New Construction | cDXGF | Customized | SZ-VAV | 2.25 | 0.75 | 0.85 | 0.35
New Construction | cDXGF | Customized | SZ-VAV | 3.877 | 0.75 | 0.85 | 0.61
New Construction | cDXGF | Customized | SZ-CRAC | 5.1625 | 0.65 | 0.85 | 0.93
Existing | cDXHP | Main | SZ-CAV | 3.877 | 0.55 | 0.87 | 0.83
Existing | cDXHP | Customized | SZ-VAV | 2.25 | 0.75 | 0.85 | 0.35
Existing | cDXHP | Customized | SZ-VAV | 3.877 | 0.75 | 0.85 | 0.61
Existing | cDXHP | Customized | SZ-CRAC | 5.1625 | 0.65 | 0.85 | 0.93
New Construction | cDXHP | Main | SZ-CAV | 3.877 | 0.55 | 0.87 | 0.83
New Construction | cDXHP | Customized | SZ-VAV | 2.25 | 0.75 | 0.85 | 0.35
New Construction | cDXHP | Customized | SZ-VAV | 3.877 | 0.75 | 0.85 | 0.61
New Construction | cDXHP | Customized | SZ-CRAC | 5.1625 | 0.65 | 0.85 | 0.93
Existing | cDXOH | Main | SZ-CAV | 3.877 | 0.55 | 0.87 | 0.83
Existing | cDXOH | Customized | SZ-VAV | 2.25 | 0.75 | 0.85 | 0.35
Existing | cDXOH | Customized | SZ-VAV | 3.877 | 0.75 | 0.85 | 0.61
Existing | cDXOH | Customized | SZ-CRAC | 5.1625 | 0.65 | 0.85 | 0.93
New Construction | cDXOH | Main | SZ-CAV | 3.877 | 0.55 | 0.87 | 0.83
New Construction | cDXOH | Customized | SZ-VAV | 2.25 | 0.75 | 0.85 | 0.35
New Construction | cDXOH | Customized | SZ-VAV | 3.877 | 0.75 | 0.85 | 0.61
New Construction | cDXOH | Customized | SZ-CRAC | 5.1625 | 0.65 | 0.85 | 0.93
Existing | cPVVG | Main | SZ-VAV | 3.877 | 0.55 | 0.87 | 0.83
Existing | cPVVG | Customized | SZ-VAV | 2.25 | 0.75 | 0.85 | 0.35
Existing | cPVVG | Customized | SZ-VAV | 3.877 | 0.75 | 0.85 | 0.61
Existing | cPVVG | Customized | SZ-CRAC | 5.1625 | 0.65 | 0.85 | 0.93
New Construction | cPVVG | Main | SZ-VAV | 3.877 | 0.55 | 0.87 | 0.83
New Construction | cPVVG | Customized | SZ-VAV | 2.25 | 0.75 | 0.85 | 0.35
New Construction | cPVVG | Customized | SZ-VAV | 3.877 | 0.75 | 0.85 | 0.61
New Construction | cPVVG | Customized | SZ-CRAC | 5.1625 | 0.65 | 0.85 | 0.93

## Raw_fanoverview (hidden)
Vintage | HVAC name | System type | HVAC System Identifier | Total Static Pressure (TSP) (in w.c.) | Fan Efficiency | Fan Motor and Drive Efficiency | W/cfm
Existing | cAVVG | MZ-VAV Fans | Main | 5.362 | 0.55 | 0.9 | 1.15
Existing | cAVVG | SZ-VAV Fans | Customized | 2.25 | 0.75 | 0.85 | 0.35
Existing | cAVVG | SZ-VAV Fans | Customized | 3.877 | 0.75 | 0.85 | 0.61
Existing | cAVVG | SZ-CRAC Fans | Customized | 5.1625 | 0.65 | 0.85 | 0.93
New Construction | cAVVG | MZ-VAV Fans | Main | 5.362 | 0.55 | 0.9 | 1.15
New Construction | cAVVG | SZ-VAV Fans | Customized | 2.25 | 0.75 | 0.85 | 0.35
New Construction | cAVVG | SZ-VAV Fans | Customized | 3.877 | 0.75 | 0.85 | 0.61
New Construction | cAVVG | SZ-CRAC Fans | Customized | 5.1625 | 0.65 | 0.85 | 0.93
Existing | cDXGF | SZ-CAV Fans | Main | 3.877 | 0.55 | 0.87 | 0.83
Existing | cDXGF | SZ-VAV Fans | Customized | 2.25 | 0.75 | 0.85 | 0.35
Existing | cDXGF | SZ-VAV Fans | Customized | 3.877 | 0.75 | 0.85 | 0.61
Existing | cDXGF | SZ-CRAC Fans | Customized | 5.1625 | 0.65 | 0.85 | 0.93
New Construction | cDXGF | SZ-CAV Fans | Main | 3.877 | 0.55 | 0.87 | 0.83
New Construction | cDXGF | SZ-VAV Fans | Customized | 2.25 | 0.75 | 0.85 | 0.35
New Construction | cDXGF | SZ-VAV Fans | Customized | 3.877 | 0.75 | 0.85 | 0.61
New Construction | cDXGF | SZ-CRAC Fans | Customized | 5.1625 | 0.65 | 0.85 | 0.93
Existing | cDXHP | SZ-CAV Fans | Main | 3.877 | 0.55 | 0.87 | 0.83
Existing | cDXHP | SZ-VAV Fans | Customized | 2.25 | 0.75 | 0.85 | 0.35
Existing | cDXHP | SZ-VAV Fans | Customized | 3.877 | 0.75 | 0.85 | 0.61
Existing | cDXHP | SZ-CRAC Fans | Customized | 5.1625 | 0.65 | 0.85 | 0.93
New Construction | cDXHP | SZ-CAV Fans | Main | 3.877 | 0.55 | 0.87 | 0.83
New Construction | cDXHP | SZ-VAV Fans | Customized | 2.25 | 0.75 | 0.85 | 0.35
New Construction | cDXHP | SZ-VAV Fans | Customized | 3.877 | 0.75 | 0.85 | 0.61
New Construction | cDXHP | SZ-CRAC Fans | Customized | 5.1625 | 0.65 | 0.85 | 0.93
Existing | cDXOH | SZ-CAV Fans | Main | 3.877 | 0.55 | 0.87 | 0.83
Existing | cDXOH | SZ-VAV Fans | Customized | 2.25 | 0.75 | 0.85 | 0.35
Existing | cDXOH | SZ-VAV Fans | Customized | 3.877 | 0.75 | 0.85 | 0.61
Existing | cDXOH | SZ-CRAC Fans | Customized | 5.1625 | 0.65 | 0.85 | 0.93
New Construction | cDXOH | SZ-CAV Fans | Main | 3.877 | 0.55 | 0.87 | 0.83
New Construction | cDXOH | SZ-VAV Fans | Customized | 2.25 | 0.75 | 0.85 | 0.35
New Construction | cDXOH | SZ-VAV Fans | Customized | 3.877 | 0.75 | 0.85 | 0.61
New Construction | cDXOH | SZ-CRAC Fans | Customized | 5.1625 | 0.65 | 0.85 | 0.93
Existing | cPVVG | SZ-VAV Fans | Main | 3.877 | 0.55 | 0.87 | 0.83
Existing | cPVVG | SZ-VAV Fans | Customized | 2.25 | 0.75 | 0.85 | 0.35
Existing | cPVVG | SZ-VAV Fans | Customized | 3.877 | 0.75 | 0.85 | 0.61
Existing | cPVVG | SZ-CRAC Fans | Customized | 5.1625 | 0.65 | 0.85 | 0.93
New Construction | cPVVG | SZ-VAV Fans | Main | 3.877 | 0.55 | 0.87 | 0.83
New Construction | cPVVG | SZ-VAV Fans | Customized | 2.25 | 0.75 | 0.85 | 0.35
New Construction | cPVVG | SZ-VAV Fans | Customized | 3.877 | 0.75 | 0.85 | 0.61
New Construction | cPVVG | SZ-CRAC Fans | Customized | 5.1625 | 0.65 | 0.85 | 0.93

## Raw_hvac (hidden)
Vintage | System Name | HVAC System Identifier | Air Distribution | Heating Efficiency | Cooling Efficiency | Cooling Coil Type | Heating Coil Type
Existing | cAVVG | Main | MZ-VAV | 0.805 | 3.05
Existing | cAVVG | Customized | SZ-VAV | 0.805 | 3.05 | WATER | WATER
Existing | cAVVG | Customized | SZ-CRAC | 0.805 | 3.4223 | DX-AIR | NONE
New Construction | cAVVG | Main | MZ-VAV | 0.805 | 3.05
New Construction | cAVVG | Customized | SZ-VAV | 0.805 | 3.05 | WATER | WATER
New Construction | cAVVG | Customized | SZ-CRAC | 0.805 | 3.4223 | DX-AIR | NONE
Existing | cDXGF | Main | SZ-CAV | 0.8 | 3.65
Existing | cDXGF | Customized | SZ-VAV | 0.8 | 2.87 | WATER | WATER
Existing | cDXGF | Customized | SZ-CRAC | 0.8 | 3.4223 | DX-AIR | NONE
New Construction | cDXGF | Main | SZ-CAV | 0.8 | 3.65
New Construction | cDXGF | Customized | SZ-VAV | 0.8 | 2.87 | WATER | WATER
New Construction | cDXGF | Customized | SZ-CRAC | 0.8 | 3.4223 | DX-AIR | NONE
Existing | cDXHP | Main | SZ-CAV | 3.738 | 3.65
Existing | cDXHP | Customized | SZ-VAV | 0.8 | 2.87 | WATER | WATER
Existing | cDXHP | Customized | SZ-CRAC | 3.738 | 3.4223 | DX-AIR | NONE
New Construction | cDXHP | Main | SZ-CAV | 3.738 | 3.65
New Construction | cDXHP | Customized | SZ-VAV | 0.8 | 2.87 | WATER | WATER
New Construction | cDXHP | Customized | SZ-CRAC | 3.738 | 3.4223 | DX-AIR | NONE
Existing | cDXOH | Main | SZ-CAV | - | 3.65
Existing | cDXOH | Customized | SZ-VAV | 0.8 | 2.87 | WATER | WATER
Existing | cDXOH | Customized | SZ-CRAC |  | 3.4223 | DX-AIR | NONE
New Construction | cDXOH | Main | SZ-CAV | - | 3.65
New Construction | cDXOH | Customized | SZ-VAV | 0.8 | 2.87 | WATER | WATER
New Construction | cDXOH | Customized | SZ-CRAC |  | 3.4223 | DX-AIR | NONE
Existing | cPVVG | Main | SZ-VAV | 0.8 | 3.65
Existing | cPVVG | Customized | SZ-VAV | 0.8 | 2.87 | WATER | WATER
Existing | cPVVG | Customized | SZ-CRAC | 0.8 | 3.4223 | DX-AIR | NONE
New Construction | cPVVG | Main | SZ-VAV | 0.8 | 3.65
New Construction | cPVVG | Customized | SZ-VAV | 0.8 | 2.87 | WATER | WATER
New Construction | cPVVG | Customized | SZ-CRAC | 0.8 | 3.4223 | DX-AIR | NONE

## Ventilation
Outdoor Airflow Rate - Education - Community College | [19 empty] | Zone Type
Zone Type | Floor area (ft²) | cfm/person | cfm/ft² | cfm | Notes | [14 empty] | Classroom_class
Classroom_class | 83423.68 | 0 | 0.38 | 31700.9984 | [15 empty] | Classroom_shop
Classroom_shop | 18739.41 | 0 | 0.15 | 2810.9115 | [15 empty] | Computer
Computer | 4794.4 | 0 | 0.15 | 719.16 | [15 empty] | Dining_fast
Dining_fast | 13150.28 | 0 | 0.5 | 6575.14 | [15 empty] | Kitchen
Kitchen | 2815.63 | 0 | 0.15 | 422.3445 | [15 empty] | Office
Office | 27169.8 | 0 | 0.15 | 4075.47
OA Controller - Education - Community College
Element | Vintage | Unit | CZ01 | CZ02 | CZ03 | CZ04 | CZ05 | CZ06 | CZ07 | CZ08 | CZ09 | CZ10 | CZ11 | CZ12 | CZ13 | CZ14 | CZ15 | CZ16 | Notes
Economizer Maximum Limit Dry-Bulb Temperature | Existing | °F | 75 | 73 | 75 | 73 | 75 | 71 | 69 | 71 | 71 | 73 | 75 | 75 | 75 | 75 | 75 | 75
| New Construction | °F | 75 | 73 | 75 | 73 | 75 | 71 | 69 | 71 | 71 | 73 | 75 | 75 | 75 | 75 | 75 | 75
Exhaust hood - Education - Community College
Type of Hood | Max Exhaust Flow Rate (cfm/ft) | Hood Length (ft) | Hood Exhaust Rate (cfm) | Note
- | - | - | -

## Raw_outdoorairflowrate (hidden)
Zone Type | Floor Area (ft2) | cfm/person | cfm/ft2
Classroom_class | 83423.68 | 0 | 0.38
Classroom_shop | 18739.41 | 0 | 0.15
Computer | 4794.4 | 0 | 0.15
Dining_fast | 13150.28 | 0 | 0.5
Kitchen | 2815.63 | 0 | 0.15
Office | 27169.8 | 0 | 0.15

## Raw_oacontroller (hidden)
Climate Zone | Vintage | Economizer Maximum Limit Dry-Bulb Temperature (F)
CZ01 | Existing | 75
CZ02 | Existing | 73
CZ03 | Existing | 75
CZ04 | Existing | 73
CZ05 | Existing | 75
CZ06 | Existing | 71
CZ07 | Existing | 69
CZ08 | Existing | 71
CZ09 | Existing | 71
CZ10 | Existing | 73
CZ11 | Existing | 75
CZ12 | Existing | 75
CZ13 | Existing | 75
CZ14 | Existing | 75
CZ15 | Existing | 75
CZ16 | Existing | 75
CZ01 | New Construction | 75
CZ02 | New Construction | 73
CZ03 | New Construction | 75
CZ04 | New Construction | 73
CZ05 | New Construction | 75
CZ06 | New Construction | 71
CZ07 | New Construction | 69
CZ08 | New Construction | 71
CZ09 | New Construction | 71
CZ10 | New Construction | 73
CZ11 | New Construction | 75
CZ12 | New Construction | 75
CZ13 | New Construction | 75
CZ14 | New Construction | 75
CZ15 | New Construction | 75
CZ16 | New Construction | 75

## Water Heater
Water Heater - Education - Community College
Vintage | Fuel type | Burner Efficiency | Maximum Heater Capacity (Btu/hr) | Tank Volume (gallon) | Tank Loss |  | Notes
[5 empty] | Off Cycle (W/K) | On Cycle (W/K)
Existing | Gas | 0.8 | 1894479.45 | 397.31 | 1.6282 | 1.6282
New Construction | Gas | 0.8 | 1894479.45 | 397.31 | 1.6282 | 1.6282
Peak Hot Water Consumption - Education - Community College
Space | Floor Area (ft²) | Number of People | Hot Water Usage Specification (gal/hr per person) | Peak Hot Water Usage (gal/hr) | Peak Hot Water Usage (gal/min) | Notes
CLASSROOM EL2 NORTH PERIM SPC (G.N3) | 7975.5 | 25 | 2.8712 | 71.7795 | 1.1963
CLASSROOM EL2 SOUTH PERIM SPC (G.S2) | 7988.73 | 25 | 2.8759 | 71.8986 | 1.1983
CLASSROOM EL2 WEST PERIM SPC (G.W1) | 11854.45 | 25 | 4.2676 | 106.69 | 1.7782
CLASSROOM EL4 EAST PERIM SPC (G.E2) | 2238.89 | 25 | 0.806 | 20.15 | 0.33583
CLASSROOM EL4 EAST PERIM SPC (T.E14) | 2238.89 | 25 | 0.806 | 20.15 | 0.33583
CLASSROOM EL4 NORTH PERIM SPC (G.N3) | 11652.69 | 25 | 0 | 0 | 0
CLASSROOM EL4 NORTH PERIM SPC (T.N15) | 11652.69 | 25 | 4.195 | 104.8742 | 1.7479
CLASSROOM EL4 SOUTH PERIM SPC (G.S1) | 11672.03 | 25 | 4.2019 | 105.0483 | 1.7508
CLASSROOM EL4 SOUTH PERIM SPC (T.S13) | 11672.03 | 25 | 4.2019 | 105.0483 | 1.7508
CLASSROOM EL4 WEST PERIM SPC (G.W4) | 2238.89 | 25 | 0.806 | 20.15 | 0.33583
CLASSROOM EL4 WEST PERIM SPC (T.W16) | 2238.89 | 25 | 0.806 | 20.15 | 0.33583
COMPUTER EL4 CORE SPC (G.C5) | 2397.2 | 1.5 | 0.86299 | 1.2945 | 0.021575
COMPUTER EL4 CORE SPC (T.C17) | 2397.2 | 1.5 | 0.86299 | 1.2945 | 0.021575
DINING EL3 SW PERIM SPC (G.SW1) | 13150.28 | 33.33 | 15.2032 | 506.7241 | 8.4454
EL1 WEST PERIM PLNM (G.W2) | 0 | 0 | 0 | 0 | 0
EL2 NORTH PERIM PLNM (G.N6) | 0 | 0 | 0 | 0 | 0
EL2 SOUTH PERIM PLNM (G.S5) | 0 | 0 | 0 | 0 | 0
EL2 WEST PERIM PLNM (G.W4) | 0 | 0 | 0 | 0 | 0
EL4 CORE PLNM (G.C11) | 0 | 0 | 0 | 0 | 0
EL4 CORE PLNM (G.C12) | 0 | 0 | 0 | 0 | 0
EL4 CORE PLNM (T.C23) | 0 | 0 | 0 | 0 | 0
EL4 CORE PLNM (T.C24) | 0 | 0 | 0 | 0 | 0
EL4 EAST PERIM PLNM (G.E8) | 0 | 0 | 0 | 0 | 0
EL4 EAST PERIM PLNM (T.E20) | 0 | 0 | 0 | 0 | 0
EL4 NORTH PERIM PLNM (G.N9) | 0 | 0 | 0 | 0 | 0
EL4 NORTH PERIM PLNM (T.N21) | 0 | 0 | 0 | 0 | 0
EL4 SOUTH PERIM PLNM (G.S7) | 0 | 0 | 0 | 0 | 0
EL4 SOUTH PERIM PLNM (T.S19) | 0 | 0 | 0 | 0 | 0
EL4 WEST PERIM PLNM (G.W10) | 0 | 0 | 0 | 0 | 0
EL4 WEST PERIM PLNM (T.W22) | 0 | 0 | 0 | 0 | 0
KITCHEN EL3 NE PERIM SPC (G.NE2) | 2815.63 | 2.5 | 3.2549 | 8.1372 | 0.13562
OFFICE EL4 CORE SPC (G.C6) | 13584.85 | 5 | 4.8905 | 24.4527 | 0.40755
OFFICE EL4 CORE SPC (T.C18) | 13584.95 | 5 | 4.8906 | 24.4529 | 0.40755
SHOP EL1 WEST PERIM SPC (G.W1) | 18739.41 | 25 | 0 | 0 | 0
Total (34 Space)

## Raw_waterheater (hidden)
Vintage | Burner Efficiency | Maximum Heater Capacity (Btu/h) | Tank Volume (ft3) | Tank Loss_Off Cycle (W/K) | Tank Loss_On Cycle (W/K)
Existing | 0.8 | 1894479.45 | 397.31 | 1.6282 | 1.6282
New Construction | 0.8 | 1894479.45 | 397.31 | 1.6282 | 1.6282

## Raw_dhwpeakflowbyzone (hidden)
Space | Peak hot water usage (gal/hr) | Zone Name
Classroom EL2 North Perim Spc (G.N3) | 71.7795 | CLASSROOM EL2 NORTH PERIM SPC (G.N3)
Classroom EL2 South Perim Spc (G.S2) | 71.8986 | CLASSROOM EL2 SOUTH PERIM SPC (G.S2)
Classroom EL2 West Perim Spc (G.W1) | 106.69 | CLASSROOM EL2 WEST PERIM SPC (G.W1)
Classroom EL4 East Perim Spc (G.E2) | 20.15 | CLASSROOM EL4 EAST PERIM SPC (G.E2)
Classroom EL4 East Perim Spc (T.E14) | 20.15 | CLASSROOM EL4 EAST PERIM SPC (T.E14)
Classroom EL4 North Perim Spc (G.N3) | 104.8742 | CLASSROOM EL2 NORTH PERIM SPC (G.N3)
Classroom EL4 North Perim Spc (T.N15) | 104.8742 | CLASSROOM EL4 NORTH PERIM SPC (T.N15)
Classroom EL4 South Perim Spc (G.S1) | 105.0483 | CLASSROOM EL4 SOUTH PERIM SPC (G.S1)
Classroom EL4 South Perim Spc (T.S13) | 105.0483 | CLASSROOM EL4 SOUTH PERIM SPC (T.S13)
Classroom EL4 West Perim Spc (G.W4) | 20.15 | CLASSROOM EL4 WEST PERIM SPC (G.W4)
Classroom EL4 West Perim Spc (T.W16) | 20.15 | CLASSROOM EL4 WEST PERIM SPC (T.W16)
Computer EL4 Core Spc (G.C5) | 1.2945 | COMPUTER EL4 CORE SPC (G.C5)
Computer EL4 Core Spc (T.C17) | 1.2945 | COMPUTER EL4 CORE SPC (T.C17)
Dining EL3 SW Perim Spc (G.SW1) | 506.7241 | DINING EL3 SW PERIM SPC (G.SW1)
Kitchen EL3 NE Perim Spc (G.NE2) | 8.1372 | KITCHEN EL3 NE PERIM SPC (G.NE2)
Office EL4 Core Spc (G.C6) | 24.4527 | OFFICE EL4 CORE SPC (G.C6)
Office EL4 Core Spc (T.C18) | 24.4529 | OFFICE EL4 CORE SPC (T.C18)
Shop EL1 West Perim Spc (G.W1) | 168.6547 | CLASSROOM EL2 WEST PERIM SPC (G.W1)

## Interior Lights
Interior Lighting - Education - Community College
Vintage | Method | Zone type | Floor area (ft²) | Lighting Power Density (Watts/ft²) | Additional Lighting Power for Portable Lighting (Watts/ft²) | Technology | Notes
Existing | Space by space | Classroom_class | 83423.68 | 1.313 | NA | NA
Existing | Space by space | Classroom_shop | 18739.41 | 1.1836 | NA | NA
Existing | Space by space | Computer | 4794.4 | 1.1054 | NA | NA
Existing | Space by space | Dining_fast | 13150.28 | 1.2136 | NA | NA
Existing | Space by space | Kitchen | 2815.63 | 1.6492 | NA | NA
Existing | Space by space | Office | 27169.8 | 1.2504 | NA | NA
New Construction | Space by space | Classroom_class | 83423.68 | 0.59992 | NA | NA
New Construction | Space by space | Classroom_shop | 18739.41 | 0.59992 | NA | NA
New Construction | Space by space | Computer | 4794.4 | 0.49992 | NA | NA
New Construction | Space by space | Dining_fast | 13150.28 | 0.44995 | NA | NA
New Construction | Space by space | Kitchen | 2815.63 | 0.94987 | NA | NA
New Construction | Space by space | Office | 27169.8 | 0.59992 | NA | NA

## Ext Lighting
Exterior Lighting - Education - Community College
Vintage | Non-Motion Controlled Luminaires (W) | Motion-Controlled Luminaires (W) | Total (W) | Notes
Existing | NA | NA | NA
New Consturction | NA | NA | NA

## Raw_interiorlights (hidden)
Vintage | Zone Type | Floor Area (ft2) | Lighting Power Density(W/ft2)
Existing | Classroom_class | 83423.68 | 1.313
Existing | Classroom_shop | 18739.41 | 1.1836
Existing | Computer | 4794.4 | 1.1054
Existing | Dining_fast | 13150.28 | 1.2136
Existing | Kitchen | 2815.63 | 1.6492
Existing | Office | 27169.8 | 1.2504
New Construction | Classroom_class | 83423.68 | 0.59992
New Construction | Classroom_shop | 18739.41 | 0.59992
New Construction | Computer | 4794.4 | 0.49992
New Construction | Dining_fast | 13150.28 | 0.44995
New Construction | Kitchen | 2815.63 | 0.94987
New Construction | Office | 27169.8 | 0.59992

## Equipment
Equipment - Education - Community College
Zone Type | Floor Area (ft²) | Plug Load Intensity (W/ft²) | Gas Power Density (Btu/hr-ft²)
Classroom_class | 83423.68 | 0.99987 | 0
Classroom_shop | 18739.41 | 0.99987 | 0
Computer | 4794.4 | 19.9972 | 0
Dining_fast | 13150.28 | 0.74991 | 0
Kitchen | 2815.63 | 7.7581 | 17.5354
Office | 27169.8 | 1.4998 | 0
Refrigeration - Education - Community College
Refrigeration System Name | Condenser Fan Power | Refrigeration System Working Fluid | Condenser Type
Elevator - Education - Community College
Vintage | No. of Elevators | Cab Lighting Power Limit | Lighting Shutoff | Cab Fan Control | Fan Power Limit | Regenerative Drive Threshold | Design load (W) | Note
Existing | - | - | - | - | - | - | -
New Construction | - | - | - | - | - | - | -

## Raw_equipment (hidden)
Vintage | Zone Type | Floor Area (ft2) | Plug Load Intensity (W/ft2)
Existing | Classroom_class | 83423.68 | 0.99987
Existing | Classroom_shop | 18739.41 | 0.99987
Existing | Computer | 4794.4 | 19.9972
Existing | Dining_fast | 13150.28 | 0.74991
Existing | Kitchen | 2815.63 | 7.7581
Existing | Office | 27169.8 | 1.4998
New Construction | Classroom_class | 83423.68 | 0.99987
New Construction | Classroom_shop | 18739.41 | 0.99987
New Construction | Computer | 4794.4 | 19.9972
New Construction | Dining_fast | 13150.28 | 0.74991
New Construction | Kitchen | 2815.63 | 7.7581
New Construction | Office | 27169.8 | 1.4998

## Raw_gasequipment (hidden)
Vintage | Zone Name | Gas Loads (Btu/h-ft2) | Zone Type
Existing | Kitchen EL3 NE Perim Spc (G.NE2) | 17.5354 | Kitchen
New Construction | Kitchen EL3 NE Perim Spc (G.NE2) | 17.5354 | Kitchen

## Raw_refrigerationsystem (hidden)
Vintage | Refrigeration System Name | Condenser Fan Power | Working fluid | Condenser Type
No refrigeration system was found

## Schedules
Schedule by Hour - Education - Community College
Schedule Identifier | Space type | Type | Notes | Hour
|  |  |  | 1 | 2 | 3 | 4 | 5 | 6 | 7 | 8 | 9 | 10 | 11 | 12 | 13 | 14 | 15 | 16 | 17 | 18 | 19 | 20 | 21 | 22 | 23 | 24
Cooling Setpoint Schedule | Computer room | AllDays | Cooling/Heating setpoints are in °F; others are intensity (0–100%) | 80.06 | 80.06 | 80.06 | 80.06 | 80.06 | 80.06 | 80.06 | 80.06 | 80.06 | 80.06 | 80.06 | 80.06 | 80.06 | 80.06 | 80.06 | 80.06 | 80.06 | 80.06 | 80.06 | 80.06 | 80.06 | 80.06 | 80.06 | 80.06
DHW Sch | Computer room | AllOtherDays |  | 0 | 0 | 0 | 0 | 0 | 0 | 0 | 0 | 0 | 0 | 0 | 0 | 0 | 0 | 0 | 0 | 0 | 0 | 0 | 0 | 0 | 0 | 0 | 0
DHW Sch | Computer room | Weekdays |  | 0 | 0 | 0 | 0 | 0.1 | 0.1 | 0.5 | 0.5 | 0.5 | 0.5 | 0.7 | 0.9 | 0.9 | 0.5 | 0.5 | 0.7 | 0.5 | 0.5 | 0.5 | 0.1 | 0.1 | 0.1 | 0.1 | 0
Elec Equip Sch | Computer room | AllOtherDays (Through 1/31) |  | 0.25 | 0.25 | 0.25 | 0.25 | 0.25 | 0.25 | 0.25 | 0.25 | 0.25 | 0.25 | 0.25 | 0.25 | 0.25 | 0.25 | 0.25 | 0.25 | 0.25 | 0.25 | 0.25 | 0.25 | 0.25 | 0.25 | 0.25 | 0.25
Elec Equip Sch | Computer room | AllOtherDays (Through 2/28) |  | 0.5 | 0.5 | 0.5 | 0.5 | 0.5 | 0.5 | 0.5 | 0.5 | 0.5 | 0.5 | 0.5 | 0.5 | 0.5 | 0.5 | 0.5 | 0.5 | 0.5 | 0.5 | 0.5 | 0.5 | 0.5 | 0.5 | 0.5 | 0.5
Elec Equip Sch | Computer room | AllOtherDays (Through 3/31) |  | 0.75 | 0.75 | 0.75 | 0.75 | 0.75 | 0.75 | 0.75 | 0.75 | 0.75 | 0.75 | 0.75 | 0.75 | 0.75 | 0.75 | 0.75 | 0.75 | 0.75 | 0.75 | 0.75 | 0.75 | 0.75 | 0.75 | 0.75 | 0.75
Elec Equip Sch | Computer room | AllOtherDays (Through 4/30) | bar: Hour 1 to Hour 24
Elec Equip Sch | Computer room | AllOtherDays (Through 5/31) |  | 0.25 | 0.25 | 0.25 | 0.25 | 0.25 | 0.25 | 0.25 | 0.25 | 0.25 | 0.25 | 0.25 | 0.25 | 0.25 | 0.25 | 0.25 | 0.25 | 0.25 | 0.25 | 0.25 | 0.25 | 0.25 | 0.25 | 0.25 | 0.25
Elec Equip Sch | Computer room | AllOtherDays (Through 6/30) |  | 0.5 | 0.5 | 0.5 | 0.5 | 0.5 | 0.5 | 0.5 | 0.5 | 0.5 | 0.5 | 0.5 | 0.5 | 0.5 | 0.5 | 0.5 | 0.5 | 0.5 | 0.5 | 0.5 | 0.5 | 0.5 | 0.5 | 0.5 | 0.5
Elec Equip Sch | Computer room | AllOtherDays (Through 7/31) |  | 0.75 | 0.75 | 0.75 | 0.75 | 0.75 | 0.75 | 0.75 | 0.75 | 0.75 | 0.75 | 0.75 | 0.75 | 0.75 | 0.75 | 0.75 | 0.75 | 0.75 | 0.75 | 0.75 | 0.75 | 0.75 | 0.75 | 0.75 | 0.75
Elec Equip Sch | Computer room | AllOtherDays (Through 8/31) | bar: Hour 1 to Hour 24
Elec Equip Sch | Computer room | AllOtherDays (Through 9/30) |  | 0.25 | 0.25 | 0.25 | 0.25 | 0.25 | 0.25 | 0.25 | 0.25 | 0.25 | 0.25 | 0.25 | 0.25 | 0.25 | 0.25 | 0.25 | 0.25 | 0.25 | 0.25 | 0.25 | 0.25 | 0.25 | 0.25 | 0.25 | 0.25
Elec Equip Sch | Computer room | AllOtherDays (Through 10/31) |  | 0.5 | 0.5 | 0.5 | 0.5 | 0.5 | 0.5 | 0.5 | 0.5 | 0.5 | 0.5 | 0.5 | 0.5 | 0.5 | 0.5 | 0.5 | 0.5 | 0.5 | 0.5 | 0.5 | 0.5 | 0.5 | 0.5 | 0.5 | 0.5
Elec Equip Sch | Computer room | AllOtherDays (Through 11/30) |  | 0.75 | 0.75 | 0.75 | 0.75 | 0.75 | 0.75 | 0.75 | 0.75 | 0.75 | 0.75 | 0.75 | 0.75 | 0.75 | 0.75 | 0.75 | 0.75 | 0.75 | 0.75 | 0.75 | 0.75 | 0.75 | 0.75 | 0.75 | 0.75
Elec Equip Sch | Computer room | AllOtherDays (Through 12/31) | bar: Hour 1 to Hour 24
Heating Setpoint Schedule | Computer room | AllDays |  | 60.08 | 60.08 | 60.08 | 60.08 | 60.08 | 60.08 | 60.08 | 60.08 | 60.08 | 60.08 | 60.08 | 60.08 | 60.08 | 60.08 | 60.08 | 60.08 | 60.08 | 60.08 | 60.08 | 60.08 | 60.08 | 60.08 | 60.08 | 60.08
Infiltration Schedule | Computer room | AllDays | bar: Hour 1 to Hour 24
Lighting Schedule | Computer room | AllOtherDays |  | 0.05 | 0.05 | 0.05 | 0.05 | 0.05 | 0.1 | 0.1 | 0.15 | 0.15 | 0.15 | 0.15 | 0.15 | 0.15 | 0.15 | 0.15 | 0.15 | 0.15 | 0.1 | 0.1 | 0.1 | 0.05 | 0.05 | 0.05 | 0.05
Lighting Schedule | Computer room | Saturdays |  | 0.05 | 0.05 | 0.05 | 0.05 | 0.05 | 0.1 | 0.15 | 0.25 | 0.25 | 0.25 | 0.25 | 0.25 | 0.25 | 0.25 | 0.2 | 0.2 | 0.2 | 0.15 | 0.1 | 0.1 | 0.1 | 0.1 | 0.1 | 0.1
Lighting Schedule | Computer room | Weekdays |  | 0.05 | 0.05 | 0.05 | 0.05 | 0.1 | 0.2 | 0.4 | 0.7 | 0.8 | 0.85 | 0.85 | 0.85 | 0.85 | 0.85 | 0.85 | 0.85 | 0.85 | 0.8 | 0.35 | 0.1 | 0.1 | 0.1 | 0.1 | 0.1
OA Schedule | Computer room | AllDays | bar: Hour 1 to Hour 24
Occupant Sch | Computer room | AllOtherDays |  | 0 | 0 | 0 | 0 | 0 | 0 | 0 | 0.05 | 0.05 | 0.05 | 0.05 | 0.05 | 0.05 | 0.05 | 0.05 | 0.05 | 0.05 | 0.05 | 0.05 | 0.05 | 0 | 0 | 0 | 0
Occupant Sch | Computer room | Saturdays |  | 0 | 0 | 0 | 0 | 0 | 0 | 0.05 | 0.15 | 0.15 | 0.15 | 0.15 | 0.15 | 0.15 | 0.15 | 0.15 | 0.15 | 0.15 | 0.05 | 0.05 | 0.05 | 0 | 0 | 0 | 0
Occupant Sch | Computer room | Weekdays |  | 0 | 0 | 0 | 0 | 0.05 | 0.1 | 0.25 | 0.65 | 0.65 | 0.65 | 0.65 | 0.6 | 0.6 | 0.65 | 0.65 | 0.65 | 0.65 | 0.4 | 0.25 | 0.1 | 0.05 | 0.05 | 0.05 | 0
Cooling Setpoint Schedule | Kitchen | AllOtherDays |  | 75.02 | 75.02 | 75.02 | 84.92 | 84.92 | 84.92 | 84.92 | 84.92 | 84.92 | 75.02 | 75.02 | 75.02 | 75.02 | 75.02 | 75.02 | 75.02 | 75.02 | 75.02 | 75.02 | 75.02 | 75.02 | 75.02 | 75.02 | 75.02
Cooling Setpoint Schedule | Kitchen | Saturdays |  | 75.02 | 75.02 | 75.02 | 84.92 | 84.92 | 84.92 | 84.92 | 84.92 | 75.02 | 75.02 | 75.02 | 75.02 | 75.02 | 75.02 | 75.02 | 75.02 | 75.02 | 75.02 | 75.02 | 75.02 | 75.02 | 75.02 | 75.02 | 75.02
Cooling Setpoint Schedule | Kitchen | Weekdays |  | 75.02 | 75.02 | 75.02 | 84.92 | 84.92 | 84.92 | 75.02 | 75.02 | 75.02 | 75.02 | 75.02 | 75.02 | 75.02 | 75.02 | 75.02 | 75.02 | 75.02 | 75.02 | 75.02 | 75.02 | 75.02 | 75.02 | 75.02 | 75.02
DHW Sch | Kitchen | AllOtherDays |  | 0.25 | 0.2 | 0.2 | 0 | 0 | 0 | 0 | 0 | 0 | 0 | 0.5 | 0.5 | 0.4 | 0.4 | 0.3 | 0.3 | 0.3 | 0.4 | 0.5 | 0.5 | 0.4 | 0.5 | 0.4 | 0.2
DHW Sch | Kitchen | Saturdays |  | 0.2 | 0.15 | 0.15 | 0 | 0 | 0 | 0 | 0 | 0 | 0.5 | 0.45 | 0.5 | 0.5 | 0.45 | 0.4 | 0.4 | 0.35 | 0.4 | 0.55 | 0.55 | 0.5 | 0.55 | 0.4 | 0.3
DHW Sch | Kitchen | Weekdays |  | 0.2 | 0.15 | 0.15 | 0 | 0 | 0 | 0 | 0.6 | 0.55 | 0.45 | 0.4 | 0.45 | 0.4 | 0.35 | 0.3 | 0.3 | 0.3 | 0.4 | 0.55 | 0.6 | 0.5 | 0.55 | 0.45 | 0.25
Elec Equip Sch | Kitchen | AllDays | bar: Hour 1 to Hour 24
Elec Equip Sch | Kitchen | AllOtherDays |  | 0.2 | 0.15 | 0.15 | 0.15 | 0.15 | 0.15 | 0.3 | 0.3 | 0.5 | 0.5 | 0.7 | 0.7 | 0.7 | 0.7 | 0.7 | 0.7 | 0.6 | 0.6 | 0.6 | 0.6 | 0.6 | 0.6 | 0.5 | 0.3
Elec Equip Sch | Kitchen | Saturdays |  | 0.2 | 0.15 | 0.15 | 0.15 | 0.15 | 0.15 | 0.3 | 0.3 | 0.6 | 0.6 | 0.8 | 0.8 | 0.8 | 0.8 | 0.8 | 0.8 | 0.8 | 0.9 | 0.9 | 0.9 | 0.9 | 0.9 | 0.5 | 0.3
Elec Equip Sch | Kitchen | Weekdays |  | 0.15 | 0.15 | 0.15 | 0.15 | 0.15 | 0.2 | 0.4 | 0.4 | 0.6 | 0.6 | 0.9 | 0.9 | 0.9 | 0.9 | 0.9 | 0.9 | 0.9 | 0.9 | 0.9 | 0.9 | 0.9 | 0.9 | 0.5 | 0.3
Heating Setpoint Schedule | Kitchen | AllOtherDays |  | 69.98 | 69.98 | 69.98 | 60.08 | 60.08 | 60.08 | 60.08 | 60.08 | 60.08 | 69.98 | 69.98 | 69.98 | 69.98 | 69.98 | 69.98 | 69.98 | 69.98 | 69.98 | 69.98 | 69.98 | 69.98 | 69.98 | 69.98 | 69.98
Heating Setpoint Schedule | Kitchen | Saturdays |  | 69.98 | 69.98 | 69.98 | 60.08 | 60.08 | 60.08 | 60.08 | 60.08 | 69.98 | 69.98 | 69.98 | 69.98 | 69.98 | 69.98 | 69.98 | 69.98 | 69.98 | 69.98 | 69.98 | 69.98 | 69.98 | 69.98 | 69.98 | 69.98
Heating Setpoint Schedule | Kitchen | Weekdays |  | 69.98 | 69.98 | 69.98 | 60.08 | 60.08 | 60.08 | 69.98 | 69.98 | 69.98 | 69.98 | 69.98 | 69.98 | 69.98 | 69.98 | 69.98 | 69.98 | 69.98 | 69.98 | 69.98 | 69.98 | 69.98 | 69.98 | 69.98 | 69.98
Infiltration Schedule | Kitchen | AllDays | bar: Hour 1 to Hour 24
Lighting Schedule | Kitchen | AllOtherDays |  | 0.2 | 0.15 | 0.15 | 0.15 | 0.15 | 0.15 | 0.3 | 0.3 | 0.45 | 0.45 | 0.65 | 0.65 | 0.65 | 0.65 | 0.65 | 0.65 | 0.55 | 0.55 | 0.55 | 0.55 | 0.55 | 0.55 | 0.45 | 0.3
Lighting Schedule | Kitchen | Saturdays |  | 0.2 | 0.15 | 0.15 | 0.15 | 0.15 | 0.15 | 0.3 | 0.3 | 0.55 | 0.55 | 0.75 | 0.75 | 0.75 | 0.75 | 0.75 | 0.75 | 0.75 | 0.85 | 0.85 | 0.85 | 0.85 | 0.85 | 0.45 | 0.3
Lighting Schedule | Kitchen | Weekdays |  | 0.15 | 0.15 | 0.15 | 0.15 | 0.15 | 0.2 | 0.35 | 0.35 | 0.55 | 0.55 | 0.85 | 0.85 | 0.85 | 0.85 | 0.85 | 0.85 | 0.85 | 0.85 | 0.85 | 0.85 | 0.85 | 0.85 | 0.45 | 0.3
OA Schedule | Kitchen | AllOtherDays |  | 1 | 1 | 1 | 0 | 0 | 0 | 0 | 0 | 0 | 1 | 1 | 1 | 1 | 1 | 1 | 1 | 1 | 1 | 1 | 1 | 1 | 1 | 1 | 1
OA Schedule | Kitchen | Saturdays |  | 1 | 1 | 1 | 0 | 0 | 0 | 0 | 0 | 1 | 1 | 1 | 1 | 1 | 1 | 1 | 1 | 1 | 1 | 1 | 1 | 1 | 1 | 1 | 1
OA Schedule | Kitchen | Weekdays |  | 1 | 1 | 1 | 0 | 0 | 0 | 1 | 1 | 1 | 1 | 1 | 1 | 1 | 1 | 1 | 1 | 1 | 1 | 1 | 1 | 1 | 1 | 1 | 1
Occupant Sch | Kitchen | AllOtherDays |  | 0.2 | 0.2 | 0.05 | 0 | 0 | 0 | 0 | 0 | 0 | 0 | 0.1 | 0.2 | 0.25 | 0.25 | 0.15 | 0.2 | 0.25 | 0.35 | 0.55 | 0.65 | 0.7 | 0.35 | 0.2 | 0.2
Occupant Sch | Kitchen | Saturdays |  | 0.3 | 0.25 | 0.05 | 0 | 0 | 0 | 0 | 0 | 0 | 0.05 | 0.2 | 0.45 | 0.5 | 0.5 | 0.35 | 0.3 | 0.3 | 0.3 | 0.7 | 0.9 | 0.7 | 0.65 | 0.55 | 0.35
Occupant Sch | Kitchen | Weekdays |  | 0.15 | 0.15 | 0.05 | 0 | 0 | 0 | 0 | 0.05 | 0.05 | 0.05 | 0.2 | 0.5 | 0.8 | 0.7 | 0.4 | 0.2 | 0.25 | 0.5 | 0.8 | 0.8 | 0.8 | 0.5 | 0.35 | 0.2
Infiltration Schedule | Plenum | AllDays | bar: Hour 1 to Hour 24
Cooling Setpoint Schedule | School | AllOtherDays (Through 1/11) |  | 84.92 | 84.92 | 84.92 | 84.92 | 84.92 | 84.92 | 84.92 | 84.92 | 84.92 | 84.92 | 84.92 | 84.92 | 84.92 | 84.92 | 84.92 | 84.92 | 84.92 | 84.92 | 84.92 | 84.92 | 84.92 | 84.92 | 84.92 | 84.92
Cooling Setpoint Schedule | School | AllOtherDays (Through 4/3) |  | 84.92 | 84.92 | 84.92 | 84.92 | 84.92 | 84.92 | 84.92 | 84.92 | 84.92 | 84.92 | 84.92 | 84.92 | 84.92 | 84.92 | 84.92 | 84.92 | 84.92 | 84.92 | 84.92 | 84.92 | 84.92 | 84.92 | 84.92 | 84.92
Cooling Setpoint Schedule | School | AllOtherDays (Through 4/12) |  | 84.92 | 84.92 | 84.92 | 84.92 | 84.92 | 84.92 | 84.92 | 84.92 | 84.92 | 84.92 | 84.92 | 84.92 | 84.92 | 84.92 | 84.92 | 84.92 | 84.92 | 84.92 | 84.92 | 84.92 | 84.92 | 84.92 | 84.92 | 84.92
Cooling Setpoint Schedule | School | AllOtherDays (Through 5/22) |  | 84.92 | 84.92 | 84.92 | 84.92 | 84.92 | 84.92 | 84.92 | 84.92 | 84.92 | 84.92 | 84.92 | 84.92 | 84.92 | 84.92 | 84.92 | 84.92 | 84.92 | 84.92 | 84.92 | 84.92 | 84.92 | 84.92 | 84.92 | 84.92
Cooling Setpoint Schedule | School | AllOtherDays (Through 5/31) |  | 84.92 | 84.92 | 84.92 | 84.92 | 84.92 | 84.92 | 84.92 | 84.92 | 84.92 | 84.92 | 84.92 | 84.92 | 84.92 | 84.92 | 84.92 | 84.92 | 84.92 | 84.92 | 84.92 | 84.92 | 84.92 | 84.92 | 84.92 | 84.92
Cooling Setpoint Schedule | School | AllOtherDays (Through 8/7) |  | 84.92 | 84.92 | 84.92 | 84.92 | 84.92 | 84.92 | 84.92 | 84.92 | 84.92 | 84.92 | 84.92 | 84.92 | 84.92 | 84.92 | 84.92 | 84.92 | 84.92 | 84.92 | 84.92 | 84.92 | 84.92 | 84.92 | 84.92 | 84.92
Cooling Setpoint Schedule | School | AllOtherDays (Through 8/16) |  | 84.92 | 84.92 | 84.92 | 84.92 | 84.92 | 84.92 | 84.92 | 84.92 | 84.92 | 84.92 | 84.92 | 84.92 | 84.92 | 84.92 | 84.92 | 84.92 | 84.92 | 84.92 | 84.92 | 84.92 | 84.92 | 84.92 | 84.92 | 84.92
Cooling Setpoint Schedule | School | AllOtherDays (Through 12/11) |  | 84.92 | 84.92 | 84.92 | 84.92 | 84.92 | 84.92 | 84.92 | 84.92 | 84.92 | 84.92 | 84.92 | 84.92 | 84.92 | 84.92 | 84.92 | 84.92 | 84.92 | 84.92 | 84.92 | 84.92 | 84.92 | 84.92 | 84.92 | 84.92
Cooling Setpoint Schedule | School | AllOtherDays (Through 12/31) |  | 84.92 | 84.92 | 84.92 | 84.92 | 84.92 | 84.92 | 84.92 | 84.92 | 84.92 | 84.92 | 84.92 | 84.92 | 84.92 | 84.92 | 84.92 | 84.92 | 84.92 | 84.92 | 84.92 | 84.92 | 84.92 | 84.92 | 84.92 | 84.92
Cooling Setpoint Schedule | School | Saturdays (Through 4/3) |  | 84.92 | 84.92 | 84.92 | 84.92 | 84.92 | 84.92 | 84.92 | 75.02 | 75.02 | 75.02 | 75.02 | 75.02 | 75.02 | 84.92 | 84.92 | 84.92 | 84.92 | 84.92 | 84.92 | 84.92 | 84.92 | 84.92 | 84.92 | 84.92
Cooling Setpoint Schedule | School | Saturdays (Through 5/22) |  | 84.92 | 84.92 | 84.92 | 84.92 | 84.92 | 84.92 | 84.92 | 75.02 | 75.02 | 75.02 | 75.02 | 75.02 | 75.02 | 84.92 | 84.92 | 84.92 | 84.92 | 84.92 | 84.92 | 84.92 | 84.92 | 84.92 | 84.92 | 84.92
Cooling Setpoint Schedule | School | Saturdays (Through 8/7) |  | 84.92 | 84.92 | 84.92 | 84.92 | 84.92 | 84.92 | 84.92 | 75.02 | 75.02 | 75.02 | 75.02 | 75.02 | 75.02 | 84.92 | 84.92 | 84.92 | 84.92 | 84.92 | 84.92 | 84.92 | 84.92 | 84.92 | 84.92 | 84.92
Cooling Setpoint Schedule | School | Saturdays (Through 12/11) |  | 84.92 | 84.92 | 84.92 | 84.92 | 84.92 | 84.92 | 84.92 | 75.02 | 75.02 | 75.02 | 75.02 | 75.02 | 75.02 | 84.92 | 84.92 | 84.92 | 84.92 | 84.92 | 84.92 | 84.92 | 84.92 | 84.92 | 84.92 | 84.92
Cooling Setpoint Schedule | School | Weekdays (Through 4/3) |  | 84.92 | 84.92 | 84.92 | 84.92 | 84.92 | 84.92 | 75.02 | 75.02 | 75.02 | 75.02 | 75.02 | 75.02 | 75.02 | 75.02 | 75.02 | 75.02 | 75.02 | 75.02 | 75.02 | 75.02 | 75.02 | 75.02 | 84.92 | 84.92
Cooling Setpoint Schedule | School | Weekdays (Through 5/22) |  | 84.92 | 84.92 | 84.92 | 84.92 | 84.92 | 84.92 | 75.02 | 75.02 | 75.02 | 75.02 | 75.02 | 75.02 | 75.02 | 75.02 | 75.02 | 75.02 | 75.02 | 75.02 | 75.02 | 75.02 | 75.02 | 75.02 | 84.92 | 84.92
Cooling Setpoint Schedule | School | Weekdays (Through 8/7) |  | 84.92 | 84.92 | 84.92 | 84.92 | 84.92 | 84.92 | 75.02 | 75.02 | 75.02 | 75.02 | 75.02 | 75.02 | 75.02 | 75.02 | 75.02 | 75.02 | 75.02 | 75.02 | 75.02 | 75.02 | 75.02 | 75.02 | 84.92 | 84.92
Cooling Setpoint Schedule | School | Weekdays (Through 12/11) |  | 84.92 | 84.92 | 84.92 | 84.92 | 84.92 | 84.92 | 75.02 | 75.02 | 75.02 | 75.02 | 75.02 | 75.02 | 75.02 | 75.02 | 75.02 | 75.02 | 75.02 | 75.02 | 75.02 | 75.02 | 75.02 | 75.02 | 84.92 | 84.92
DHW Sch | School | AllOtherDays (Through 1/11) |  | 0 | 0 | 0 | 0 | 0 | 0 | 0 | 0 | 0 | 0 | 0 | 0 | 0 | 0 | 0 | 0 | 0 | 0 | 0 | 0 | 0 | 0 | 0 | 0
DHW Sch | School | AllOtherDays (Through 4/3) |  | 0.03 | 0.03 | 0.03 | 0.03 | 0.03 | 0.03 | 0.03 | 0.03 | 0.03 | 0.05 | 0.05 | 0.05 | 0.05 | 0.03 | 0.03 | 0.03 | 0.03 | 0.03 | 0.03 | 0.03 | 0.03 | 0.03 | 0.03 | 0.03
DHW Sch | School | AllOtherDays (Through 4/12) |  | 0 | 0 | 0 | 0 | 0 | 0 | 0 | 0 | 0 | 0 | 0 | 0 | 0 | 0 | 0 | 0 | 0 | 0 | 0 | 0 | 0 | 0 | 0 | 0
DHW Sch | School | AllOtherDays (Through 5/22) |  | 0.03 | 0.03 | 0.03 | 0.03 | 0.03 | 0.03 | 0.03 | 0.03 | 0.03 | 0.05 | 0.05 | 0.05 | 0.05 | 0.03 | 0.03 | 0.03 | 0.03 | 0.03 | 0.03 | 0.03 | 0.03 | 0.03 | 0.03 | 0.03
DHW Sch | School | AllOtherDays (Through 5/31) |  | 0 | 0 | 0 | 0 | 0 | 0 | 0 | 0 | 0 | 0 | 0 | 0 | 0 | 0 | 0 | 0 | 0 | 0 | 0 | 0 | 0 | 0 | 0 | 0
DHW Sch | School | AllOtherDays (Through 8/7) |  | 0.03 | 0.03 | 0.03 | 0.03 | 0.03 | 0.03 | 0.03 | 0.03 | 0.03 | 0.05 | 0.05 | 0.05 | 0.05 | 0.03 | 0.03 | 0.03 | 0.03 | 0.03 | 0.03 | 0.03 | 0.03 | 0.03 | 0.03 | 0.03
DHW Sch | School | AllOtherDays (Through 8/16) |  | 0 | 0 | 0 | 0 | 0 | 0 | 0 | 0 | 0 | 0 | 0 | 0 | 0 | 0 | 0 | 0 | 0 | 0 | 0 | 0 | 0 | 0 | 0 | 0
DHW Sch | School | AllOtherDays (Through 12/11) |  | 0.03 | 0.03 | 0.03 | 0.03 | 0.03 | 0.03 | 0.03 | 0.03 | 0.03 | 0.05 | 0.05 | 0.05 | 0.05 | 0.03 | 0.03 | 0.03 | 0.03 | 0.03 | 0.03 | 0.03 | 0.03 | 0.03 | 0.03 | 0.03
DHW Sch | School | AllOtherDays (Through 12/31) |  | 0 | 0 | 0 | 0 | 0 | 0 | 0 | 0 | 0 | 0 | 0 | 0 | 0 | 0 | 0 | 0 | 0 | 0 | 0 | 0 | 0 | 0 | 0 | 0
DHW Sch | School | Saturdays (Through 4/3) |  | 0.03 | 0.03 | 0.03 | 0.03 | 0.03 | 0.03 | 0.03 | 0.03 | 0.03 | 0.05 | 0.05 | 0.05 | 0.05 | 0.03 | 0.03 | 0.03 | 0.03 | 0.03 | 0.03 | 0.03 | 0.03 | 0.03 | 0.03 | 0.03
DHW Sch | School | Saturdays (Through 5/22) |  | 0.03 | 0.03 | 0.03 | 0.03 | 0.03 | 0.03 | 0.03 | 0.03 | 0.03 | 0.05 | 0.05 | 0.05 | 0.05 | 0.03 | 0.03 | 0.03 | 0.03 | 0.03 | 0.03 | 0.03 | 0.03 | 0.03 | 0.03 | 0.03
DHW Sch | School | Saturdays (Through 8/7) |  | 0.03 | 0.03 | 0.03 | 0.03 | 0.03 | 0.03 | 0.03 | 0.03 | 0.03 | 0.05 | 0.05 | 0.05 | 0.05 | 0.03 | 0.03 | 0.03 | 0.03 | 0.03 | 0.03 | 0.03 | 0.03 | 0.03 | 0.03 | 0.03
DHW Sch | School | Saturdays (Through 12/11) |  | 0.03 | 0.03 | 0.03 | 0.03 | 0.03 | 0.03 | 0.03 | 0.03 | 0.03 | 0.05 | 0.05 | 0.05 | 0.05 | 0.03 | 0.03 | 0.03 | 0.03 | 0.03 | 0.03 | 0.03 | 0.03 | 0.03 | 0.03 | 0.03
DHW Sch | School | Weekdays (Through 4/3) |  | 0.05 | 0.05 | 0.05 | 0.05 | 0.05 | 0.05 | 0.05 | 0.1 | 0.34 | 0.6 | 0.63 | 0.72 | 0.79 | 0.83 | 0.61 | 0.65 | 0.1 | 0.1 | 0.19 | 0.25 | 0.22 | 0.22 | 0.12 | 0.09
DHW Sch | School | Weekdays (Through 5/22) |  | 0.05 | 0.05 | 0.05 | 0.05 | 0.05 | 0.05 | 0.05 | 0.1 | 0.34 | 0.6 | 0.63 | 0.72 | 0.79 | 0.83 | 0.61 | 0.65 | 0.1 | 0.1 | 0.19 | 0.25 | 0.22 | 0.22 | 0.12 | 0.09
DHW Sch | School | Weekdays (Through 8/7) |  | 0.05 | 0.05 | 0.05 | 0.05 | 0.05 | 0.05 | 0.05 | 0.1 | 0.34 | 0.6 | 0.63 | 0.72 | 0.79 | 0.83 | 0.61 | 0.65 | 0.1 | 0.1 | 0.19 | 0.25 | 0.22 | 0.22 | 0.12 | 0.09
DHW Sch | School | Weekdays (Through 12/11) |  | 0.05 | 0.05 | 0.05 | 0.05 | 0.05 | 0.05 | 0.05 | 0.1 | 0.34 | 0.6 | 0.63 | 0.72 | 0.79 | 0.83 | 0.61 | 0.65 | 0.1 | 0.1 | 0.19 | 0.25 | 0.22 | 0.22 | 0.12 | 0.09
Elec Equip Sch | School | AllDays | bar: Hour 1 to Hour 24
Elec Equip Sch | School | AllOtherDays (Through 1/11) |  | 0 | 0 | 0 | 0 | 0 | 0 | 0 | 0 | 0 | 0 | 0 | 0 | 0 | 0 | 0 | 0 | 0 | 0 | 0 | 0 | 0 | 0 | 0 | 0
Elec Equip Sch | School | AllOtherDays (Through 4/3) |  | 0.05 | 0.05 | 0.05 | 0.05 | 0.05 | 0.05 | 0.05 | 0.05 | 0.05 | 0.05 | 0.05 | 0.05 | 0.05 | 0.05 | 0.05 | 0.05 | 0.05 | 0.05 | 0.05 | 0.05 | 0.05 | 0.05 | 0.05 | 0.05
Elec Equip Sch | School | AllOtherDays (Through 4/12) |  | 0 | 0 | 0 | 0 | 0 | 0 | 0 | 0 | 0 | 0 | 0 | 0 | 0 | 0 | 0 | 0 | 0 | 0 | 0 | 0 | 0 | 0 | 0 | 0
Elec Equip Sch | School | AllOtherDays (Through 5/22) |  | 0.05 | 0.05 | 0.05 | 0.05 | 0.05 | 0.05 | 0.05 | 0.05 | 0.05 | 0.05 | 0.05 | 0.05 | 0.05 | 0.05 | 0.05 | 0.05 | 0.05 | 0.05 | 0.05 | 0.05 | 0.05 | 0.05 | 0.05 | 0.05
Elec Equip Sch | School | AllOtherDays (Through 5/31) |  | 0 | 0 | 0 | 0 | 0 | 0 | 0 | 0 | 0 | 0 | 0 | 0 | 0 | 0 | 0 | 0 | 0 | 0 | 0 | 0 | 0 | 0 | 0 | 0
Elec Equip Sch | School | AllOtherDays (Through 8/7) |  | 0.05 | 0.05 | 0.05 | 0.05 | 0.05 | 0.05 | 0.05 | 0.05 | 0.05 | 0.05 | 0.05 | 0.05 | 0.05 | 0.05 | 0.05 | 0.05 | 0.05 | 0.05 | 0.05 | 0.05 | 0.05 | 0.05 | 0.05 | 0.05
Elec Equip Sch | School | AllOtherDays (Through 8/16) |  | 0 | 0 | 0 | 0 | 0 | 0 | 0 | 0 | 0 | 0 | 0 | 0 | 0 | 0 | 0 | 0 | 0 | 0 | 0 | 0 | 0 | 0 | 0 | 0
Elec Equip Sch | School | AllOtherDays (Through 12/11) |  | 0.05 | 0.05 | 0.05 | 0.05 | 0.05 | 0.05 | 0.05 | 0.05 | 0.05 | 0.05 | 0.05 | 0.05 | 0.05 | 0.05 | 0.05 | 0.05 | 0.05 | 0.05 | 0.05 | 0.05 | 0.05 | 0.05 | 0.05 | 0.05
Elec Equip Sch | School | AllOtherDays (Through 12/31) |  | 0 | 0 | 0 | 0 | 0 | 0 | 0 | 0 | 0 | 0 | 0 | 0 | 0 | 0 | 0 | 0 | 0 | 0 | 0 | 0 | 0 | 0 | 0 | 0
Elec Equip Sch | School | Saturdays (Through 4/3) |  | 0.05 | 0.05 | 0.05 | 0.05 | 0.05 | 0.05 | 0.05 | 0.05 | 0.15 | 0.15 | 0.15 | 0.15 | 0.15 | 0.05 | 0.05 | 0.05 | 0.05 | 0.05 | 0.05 | 0.05 | 0.05 | 0.05 | 0.05 | 0.05
Elec Equip Sch | School | Saturdays (Through 5/22) |  | 0.05 | 0.05 | 0.05 | 0.05 | 0.05 | 0.05 | 0.05 | 0.05 | 0.15 | 0.15 | 0.15 | 0.15 | 0.15 | 0.05 | 0.05 | 0.05 | 0.05 | 0.05 | 0.05 | 0.05 | 0.05 | 0.05 | 0.05 | 0.05
Elec Equip Sch | School | Saturdays (Through 8/7) |  | 0.05 | 0.05 | 0.05 | 0.05 | 0.05 | 0.05 | 0.05 | 0.05 | 0.15 | 0.15 | 0.15 | 0.15 | 0.15 | 0.05 | 0.05 | 0.05 | 0.05 | 0.05 | 0.05 | 0.05 | 0.05 | 0.05 | 0.05 | 0.05
Elec Equip Sch | School | Saturdays (Through 12/11) |  | 0.05 | 0.05 | 0.05 | 0.05 | 0.05 | 0.05 | 0.05 | 0.05 | 0.15 | 0.15 | 0.15 | 0.15 | 0.15 | 0.05 | 0.05 | 0.05 | 0.05 | 0.05 | 0.05 | 0.05 | 0.05 | 0.05 | 0.05 | 0.05
Elec Equip Sch | School | Weekdays (Through 4/3) |  | 0.05 | 0.05 | 0.05 | 0.05 | 0.05 | 0.05 | 0.05 | 0.3 | 0.85 | 0.95 | 0.95 | 0.95 | 0.8 | 0.8 | 0.8 | 0.7 | 0.5 | 0.5 | 0.35 | 0.35 | 0.35 | 0.3 | 0.05 | 0.05
Elec Equip Sch | School | Weekdays (Through 5/22) |  | 0.05 | 0.05 | 0.05 | 0.05 | 0.05 | 0.05 | 0.05 | 0.3 | 0.85 | 0.95 | 0.95 | 0.95 | 0.8 | 0.8 | 0.8 | 0.7 | 0.5 | 0.5 | 0.35 | 0.35 | 0.35 | 0.3 | 0.05 | 0.05
Elec Equip Sch | School | Weekdays (Through 8/7) |  | 0.05 | 0.05 | 0.05 | 0.05 | 0.05 | 0.05 | 0.05 | 0.3 | 0.85 | 0.95 | 0.95 | 0.95 | 0.8 | 0.8 | 0.8 | 0.7 | 0.5 | 0.5 | 0.35 | 0.35 | 0.35 | 0.3 | 0.05 | 0.05
Elec Equip Sch | School | Weekdays (Through 12/11) |  | 0.05 | 0.05 | 0.05 | 0.05 | 0.05 | 0.05 | 0.05 | 0.3 | 0.85 | 0.95 | 0.95 | 0.95 | 0.8 | 0.8 | 0.8 | 0.7 | 0.5 | 0.5 | 0.35 | 0.35 | 0.35 | 0.3 | 0.05 | 0.05
Heating Setpoint Schedule | School | AllOtherDays (Through 1/11) |  | 60.08 | 60.08 | 60.08 | 60.08 | 60.08 | 60.08 | 60.08 | 60.08 | 60.08 | 60.08 | 60.08 | 60.08 | 60.08 | 60.08 | 60.08 | 60.08 | 60.08 | 60.08 | 60.08 | 60.08 | 60.08 | 60.08 | 60.08 | 60.08
Heating Setpoint Schedule | School | AllOtherDays (Through 4/3) |  | 60.08 | 60.08 | 60.08 | 60.08 | 60.08 | 60.08 | 60.08 | 60.08 | 60.08 | 60.08 | 60.08 | 60.08 | 60.08 | 60.08 | 60.08 | 60.08 | 60.08 | 60.08 | 60.08 | 60.08 | 60.08 | 60.08 | 60.08 | 60.08
Heating Setpoint Schedule | School | AllOtherDays (Through 4/12) |  | 60.08 | 60.08 | 60.08 | 60.08 | 60.08 | 60.08 | 60.08 | 60.08 | 60.08 | 60.08 | 60.08 | 60.08 | 60.08 | 60.08 | 60.08 | 60.08 | 60.08 | 60.08 | 60.08 | 60.08 | 60.08 | 60.08 | 60.08 | 60.08
Heating Setpoint Schedule | School | AllOtherDays (Through 5/22) |  | 60.08 | 60.08 | 60.08 | 60.08 | 60.08 | 60.08 | 60.08 | 60.08 | 60.08 | 60.08 | 60.08 | 60.08 | 60.08 | 60.08 | 60.08 | 60.08 | 60.08 | 60.08 | 60.08 | 60.08 | 60.08 | 60.08 | 60.08 | 60.08
Heating Setpoint Schedule | School | AllOtherDays (Through 5/31) |  | 60.08 | 60.08 | 60.08 | 60.08 | 60.08 | 60.08 | 60.08 | 60.08 | 60.08 | 60.08 | 60.08 | 60.08 | 60.08 | 60.08 | 60.08 | 60.08 | 60.08 | 60.08 | 60.08 | 60.08 | 60.08 | 60.08 | 60.08 | 60.08
Heating Setpoint Schedule | School | AllOtherDays (Through 8/7) |  | 60.08 | 60.08 | 60.08 | 60.08 | 60.08 | 60.08 | 60.08 | 60.08 | 60.08 | 60.08 | 60.08 | 60.08 | 60.08 | 60.08 | 60.08 | 60.08 | 60.08 | 60.08 | 60.08 | 60.08 | 60.08 | 60.08 | 60.08 | 60.08
Heating Setpoint Schedule | School | AllOtherDays (Through 8/16) |  | 60.08 | 60.08 | 60.08 | 60.08 | 60.08 | 60.08 | 60.08 | 60.08 | 60.08 | 60.08 | 60.08 | 60.08 | 60.08 | 60.08 | 60.08 | 60.08 | 60.08 | 60.08 | 60.08 | 60.08 | 60.08 | 60.08 | 60.08 | 60.08
Heating Setpoint Schedule | School | AllOtherDays (Through 12/11) |  | 60.08 | 60.08 | 60.08 | 60.08 | 60.08 | 60.08 | 60.08 | 60.08 | 60.08 | 60.08 | 60.08 | 60.08 | 60.08 | 60.08 | 60.08 | 60.08 | 60.08 | 60.08 | 60.08 | 60.08 | 60.08 | 60.08 | 60.08 | 60.08
Heating Setpoint Schedule | School | AllOtherDays (Through 12/31) |  | 60.08 | 60.08 | 60.08 | 60.08 | 60.08 | 60.08 | 60.08 | 60.08 | 60.08 | 60.08 | 60.08 | 60.08 | 60.08 | 60.08 | 60.08 | 60.08 | 60.08 | 60.08 | 60.08 | 60.08 | 60.08 | 60.08 | 60.08 | 60.08
Heating Setpoint Schedule | School | Saturdays (Through 4/3) |  | 60.08 | 60.08 | 60.08 | 60.08 | 60.08 | 60.08 | 60.08 | 69.98 | 69.98 | 69.98 | 69.98 | 69.98 | 69.98 | 60.08 | 60.08 | 60.08 | 60.08 | 60.08 | 60.08 | 60.08 | 60.08 | 60.08 | 60.08 | 60.08
Heating Setpoint Schedule | School | Saturdays (Through 5/22) |  | 60.08 | 60.08 | 60.08 | 60.08 | 60.08 | 60.08 | 60.08 | 69.98 | 69.98 | 69.98 | 69.98 | 69.98 | 69.98 | 60.08 | 60.08 | 60.08 | 60.08 | 60.08 | 60.08 | 60.08 | 60.08 | 60.08 | 60.08 | 60.08
Heating Setpoint Schedule | School | Saturdays (Through 8/7) |  | 60.08 | 60.08 | 60.08 | 60.08 | 60.08 | 60.08 | 60.08 | 69.98 | 69.98 | 69.98 | 69.98 | 69.98 | 69.98 | 60.08 | 60.08 | 60.08 | 60.08 | 60.08 | 60.08 | 60.08 | 60.08 | 60.08 | 60.08 | 60.08
Heating Setpoint Schedule | School | Saturdays (Through 12/11) |  | 60.08 | 60.08 | 60.08 | 60.08 | 60.08 | 60.08 | 60.08 | 69.98 | 69.98 | 69.98 | 69.98 | 69.98 | 69.98 | 60.08 | 60.08 | 60.08 | 60.08 | 60.08 | 60.08 | 60.08 | 60.08 | 60.08 | 60.08 | 60.08
Heating Setpoint Schedule | School | Weekdays (Through 4/3) |  | 60.08 | 60.08 | 60.08 | 60.08 | 60.08 | 60.08 | 69.98 | 69.98 | 69.98 | 69.98 | 69.98 | 69.98 | 69.98 | 69.98 | 69.98 | 69.98 | 69.98 | 69.98 | 69.98 | 69.98 | 69.98 | 69.98 | 60.08 | 60.08
Heating Setpoint Schedule | School | Weekdays (Through 5/22) |  | 60.08 | 60.08 | 60.08 | 60.08 | 60.08 | 60.08 | 69.98 | 69.98 | 69.98 | 69.98 | 69.98 | 69.98 | 69.98 | 69.98 | 69.98 | 69.98 | 69.98 | 69.98 | 69.98 | 69.98 | 69.98 | 69.98 | 60.08 | 60.08
Heating Setpoint Schedule | School | Weekdays (Through 8/7) |  | 60.08 | 60.08 | 60.08 | 60.08 | 60.08 | 60.08 | 69.98 | 69.98 | 69.98 | 69.98 | 69.98 | 69.98 | 69.98 | 69.98 | 69.98 | 69.98 | 69.98 | 69.98 | 69.98 | 69.98 | 69.98 | 69.98 | 60.08 | 60.08
Heating Setpoint Schedule | School | Weekdays (Through 12/11) |  | 60.08 | 60.08 | 60.08 | 60.08 | 60.08 | 60.08 | 69.98 | 69.98 | 69.98 | 69.98 | 69.98 | 69.98 | 69.98 | 69.98 | 69.98 | 69.98 | 69.98 | 69.98 | 69.98 | 69.98 | 69.98 | 69.98 | 60.08 | 60.08
Infiltration Schedule | School | AllDays | bar: Hour 1 to Hour 24
Lighting Schedule | School | AllOtherDays (Through 1/11) |  | 0 | 0 | 0 | 0 | 0 | 0 | 0 | 0 | 0 | 0 | 0 | 0 | 0 | 0 | 0 | 0 | 0 | 0 | 0 | 0 | 0 | 0 | 0 | 0
Lighting Schedule | School | AllOtherDays (Through 4/3) |  | 0.05 | 0.05 | 0.05 | 0.05 | 0.05 | 0.05 | 0.05 | 0.05 | 0.05 | 0.05 | 0.05 | 0.05 | 0.05 | 0.05 | 0.05 | 0.05 | 0.05 | 0.05 | 0.05 | 0.05 | 0.05 | 0.05 | 0.05 | 0.05
Lighting Schedule | School | AllOtherDays (Through 4/12) |  | 0 | 0 | 0 | 0 | 0 | 0 | 0 | 0 | 0 | 0 | 0 | 0 | 0 | 0 | 0 | 0 | 0 | 0 | 0 | 0 | 0 | 0 | 0 | 0
Lighting Schedule | School | AllOtherDays (Through 5/22) |  | 0.05 | 0.05 | 0.05 | 0.05 | 0.05 | 0.05 | 0.05 | 0.05 | 0.05 | 0.05 | 0.05 | 0.05 | 0.05 | 0.05 | 0.05 | 0.05 | 0.05 | 0.05 | 0.05 | 0.05 | 0.05 | 0.05 | 0.05 | 0.05
Lighting Schedule | School | AllOtherDays (Through 5/31) |  | 0 | 0 | 0 | 0 | 0 | 0 | 0 | 0 | 0 | 0 | 0 | 0 | 0 | 0 | 0 | 0 | 0 | 0 | 0 | 0 | 0 | 0 | 0 | 0
Lighting Schedule | School | AllOtherDays (Through 8/7) |  | 0.05 | 0.05 | 0.05 | 0.05 | 0.05 | 0.05 | 0.05 | 0.05 | 0.05 | 0.05 | 0.05 | 0.05 | 0.05 | 0.05 | 0.05 | 0.05 | 0.05 | 0.05 | 0.05 | 0.05 | 0.05 | 0.05 | 0.05 | 0.05
Lighting Schedule | School | AllOtherDays (Through 8/16) |  | 0 | 0 | 0 | 0 | 0 | 0 | 0 | 0 | 0 | 0 | 0 | 0 | 0 | 0 | 0 | 0 | 0 | 0 | 0 | 0 | 0 | 0 | 0 | 0
Lighting Schedule | School | AllOtherDays (Through 12/11) |  | 0.05 | 0.05 | 0.05 | 0.05 | 0.05 | 0.05 | 0.05 | 0.05 | 0.05 | 0.05 | 0.05 | 0.05 | 0.05 | 0.05 | 0.05 | 0.05 | 0.05 | 0.05 | 0.05 | 0.05 | 0.05 | 0.05 | 0.05 | 0.05
Lighting Schedule | School | AllOtherDays (Through 12/31) |  | 0 | 0 | 0 | 0 | 0 | 0 | 0 | 0 | 0 | 0 | 0 | 0 | 0 | 0 | 0 | 0 | 0 | 0 | 0 | 0 | 0 | 0 | 0 | 0
Lighting Schedule | School | Saturdays (Through 4/3) |  | 0.05 | 0.05 | 0.05 | 0.05 | 0.05 | 0.05 | 0.05 | 0.05 | 0.15 | 0.15 | 0.15 | 0.15 | 0.15 | 0.05 | 0.05 | 0.05 | 0.05 | 0.05 | 0.05 | 0.05 | 0.05 | 0.05 | 0.05 | 0.05
Lighting Schedule | School | Saturdays (Through 5/22) |  | 0.05 | 0.05 | 0.05 | 0.05 | 0.05 | 0.05 | 0.05 | 0.05 | 0.15 | 0.15 | 0.15 | 0.15 | 0.15 | 0.05 | 0.05 | 0.05 | 0.05 | 0.05 | 0.05 | 0.05 | 0.05 | 0.05 | 0.05 | 0.05
Lighting Schedule | School | Saturdays (Through 8/7) |  | 0.05 | 0.05 | 0.05 | 0.05 | 0.05 | 0.05 | 0.05 | 0.05 | 0.15 | 0.15 | 0.15 | 0.15 | 0.15 | 0.05 | 0.05 | 0.05 | 0.05 | 0.05 | 0.05 | 0.05 | 0.05 | 0.05 | 0.05 | 0.05
Lighting Schedule | School | Saturdays (Through 12/11) |  | 0.05 | 0.05 | 0.05 | 0.05 | 0.05 | 0.05 | 0.05 | 0.05 | 0.15 | 0.15 | 0.15 | 0.15 | 0.15 | 0.05 | 0.05 | 0.05 | 0.05 | 0.05 | 0.05 | 0.05 | 0.05 | 0.05 | 0.05 | 0.05
Lighting Schedule | School | Weekdays (Through 4/3) |  | 0.05 | 0.05 | 0.05 | 0.05 | 0.05 | 0.05 | 0.05 | 0.3 | 0.6 | 0.65 | 0.65 | 0.65 | 0.55 | 0.55 | 0.55 | 0.5 | 0.35 | 0.35 | 0.35 | 0.35 | 0.35 | 0.3 | 0.05 | 0.05
Lighting Schedule | School | Weekdays (Through 5/22) |  | 0.05 | 0.05 | 0.05 | 0.05 | 0.05 | 0.05 | 0.05 | 0.3 | 0.6 | 0.65 | 0.65 | 0.65 | 0.55 | 0.55 | 0.55 | 0.5 | 0.35 | 0.35 | 0.35 | 0.35 | 0.35 | 0.3 | 0.05 | 0.05
Lighting Schedule | School | Weekdays (Through 8/7) |  | 0.05 | 0.05 | 0.05 | 0.05 | 0.05 | 0.05 | 0.05 | 0.3 | 0.6 | 0.65 | 0.65 | 0.65 | 0.55 | 0.55 | 0.55 | 0.5 | 0.35 | 0.35 | 0.35 | 0.35 | 0.35 | 0.3 | 0.05 | 0.05
Lighting Schedule | School | Weekdays (Through 12/11) |  | 0.05 | 0.05 | 0.05 | 0.05 | 0.05 | 0.05 | 0.05 | 0.3 | 0.6 | 0.65 | 0.65 | 0.65 | 0.55 | 0.55 | 0.55 | 0.5 | 0.35 | 0.35 | 0.35 | 0.35 | 0.35 | 0.3 | 0.05 | 0.05
OA Schedule | School | AllOtherDays (Through 1/11) |  | 0 | 0 | 0 | 0 | 0 | 0 | 0 | 0 | 0 | 0 | 0 | 0 | 0 | 0 | 0 | 0 | 0 | 0 | 0 | 0 | 0 | 0 | 0 | 0
OA Schedule | School | AllOtherDays (Through 4/3) |  | 0 | 0 | 0 | 0 | 0 | 0 | 0 | 0 | 0 | 0 | 0 | 0 | 0 | 0 | 0 | 0 | 0 | 0 | 0 | 0 | 0 | 0 | 0 | 0
OA Schedule | School | AllOtherDays (Through 4/12) |  | 0 | 0 | 0 | 0 | 0 | 0 | 0 | 0 | 0 | 0 | 0 | 0 | 0 | 0 | 0 | 0 | 0 | 0 | 0 | 0 | 0 | 0 | 0 | 0
OA Schedule | School | AllOtherDays (Through 5/22) |  | 0 | 0 | 0 | 0 | 0 | 0 | 0 | 0 | 0 | 0 | 0 | 0 | 0 | 0 | 0 | 0 | 0 | 0 | 0 | 0 | 0 | 0 | 0 | 0
OA Schedule | School | AllOtherDays (Through 5/31) |  | 0 | 0 | 0 | 0 | 0 | 0 | 0 | 0 | 0 | 0 | 0 | 0 | 0 | 0 | 0 | 0 | 0 | 0 | 0 | 0 | 0 | 0 | 0 | 0
OA Schedule | School | AllOtherDays (Through 8/7) |  | 0 | 0 | 0 | 0 | 0 | 0 | 0 | 0 | 0 | 0 | 0 | 0 | 0 | 0 | 0 | 0 | 0 | 0 | 0 | 0 | 0 | 0 | 0 | 0
OA Schedule | School | AllOtherDays (Through 8/16) |  | 0 | 0 | 0 | 0 | 0 | 0 | 0 | 0 | 0 | 0 | 0 | 0 | 0 | 0 | 0 | 0 | 0 | 0 | 0 | 0 | 0 | 0 | 0 | 0
OA Schedule | School | AllOtherDays (Through 12/11) |  | 0 | 0 | 0 | 0 | 0 | 0 | 0 | 0 | 0 | 0 | 0 | 0 | 0 | 0 | 0 | 0 | 0 | 0 | 0 | 0 | 0 | 0 | 0 | 0
OA Schedule | School | AllOtherDays (Through 12/31) |  | 0 | 0 | 0 | 0 | 0 | 0 | 0 | 0 | 0 | 0 | 0 | 0 | 0 | 0 | 0 | 0 | 0 | 0 | 0 | 0 | 0 | 0 | 0 | 0
OA Schedule | School | Saturdays (Through 4/3) |  | 0 | 0 | 0 | 0 | 0 | 0 | 0 | 1 | 1 | 1 | 1 | 1 | 1 | 0 | 0 | 0 | 0 | 0 | 0 | 0 | 0 | 0 | 0 | 0
OA Schedule | School | Saturdays (Through 5/22) |  | 0 | 0 | 0 | 0 | 0 | 0 | 0 | 1 | 1 | 1 | 1 | 1 | 1 | 0 | 0 | 0 | 0 | 0 | 0 | 0 | 0 | 0 | 0 | 0
OA Schedule | School | Saturdays (Through 8/7) |  | 0 | 0 | 0 | 0 | 0 | 0 | 0 | 1 | 1 | 1 | 1 | 1 | 1 | 0 | 0 | 0 | 0 | 0 | 0 | 0 | 0 | 0 | 0 | 0
OA Schedule | School | Saturdays (Through 12/11) |  | 0 | 0 | 0 | 0 | 0 | 0 | 0 | 1 | 1 | 1 | 1 | 1 | 1 | 0 | 0 | 0 | 0 | 0 | 0 | 0 | 0 | 0 | 0 | 0
OA Schedule | School | Weekdays (Through 4/3) |  | 0 | 0 | 0 | 0 | 0 | 0 | 1 | 1 | 1 | 1 | 1 | 1 | 1 | 1 | 1 | 1 | 1 | 1 | 1 | 1 | 1 | 1 | 0 | 0
OA Schedule | School | Weekdays (Through 5/22) |  | 0 | 0 | 0 | 0 | 0 | 0 | 1 | 1 | 1 | 1 | 1 | 1 | 1 | 1 | 1 | 1 | 1 | 1 | 1 | 1 | 1 | 1 | 0 | 0
OA Schedule | School | Weekdays (Through 8/7) |  | 0 | 0 | 0 | 0 | 0 | 0 | 1 | 1 | 1 | 1 | 1 | 1 | 1 | 1 | 1 | 1 | 1 | 1 | 1 | 1 | 1 | 1 | 0 | 0
OA Schedule | School | Weekdays (Through 12/11) |  | 0 | 0 | 0 | 0 | 0 | 0 | 1 | 1 | 1 | 1 | 1 | 1 | 1 | 1 | 1 | 1 | 1 | 1 | 1 | 1 | 1 | 1 | 0 | 0
Occupant Sch | School | AllOtherDays (Through 1/11) |  | 0 | 0 | 0 | 0 | 0 | 0 | 0 | 0 | 0 | 0 | 0 | 0 | 0 | 0 | 0 | 0 | 0 | 0 | 0 | 0 | 0 | 0 | 0 | 0
Occupant Sch | School | AllOtherDays (Through 4/3) |  | 0 | 0 | 0 | 0 | 0 | 0 | 0 | 0 | 0 | 0 | 0 | 0 | 0 | 0 | 0 | 0 | 0 | 0 | 0 | 0 | 0 | 0 | 0 | 0
Occupant Sch | School | AllOtherDays (Through 4/12) |  | 0 | 0 | 0 | 0 | 0 | 0 | 0 | 0 | 0 | 0 | 0 | 0 | 0 | 0 | 0 | 0 | 0 | 0 | 0 | 0 | 0 | 0 | 0 | 0
Occupant Sch | School | AllOtherDays (Through 5/22) |  | 0 | 0 | 0 | 0 | 0 | 0 | 0 | 0 | 0 | 0 | 0 | 0 | 0 | 0 | 0 | 0 | 0 | 0 | 0 | 0 | 0 | 0 | 0 | 0
Occupant Sch | School | AllOtherDays (Through 5/31) |  | 0 | 0 | 0 | 0 | 0 | 0 | 0 | 0 | 0 | 0 | 0 | 0 | 0 | 0 | 0 | 0 | 0 | 0 | 0 | 0 | 0 | 0 | 0 | 0
Occupant Sch | School | AllOtherDays (Through 8/7) |  | 0 | 0 | 0 | 0 | 0 | 0 | 0 | 0 | 0 | 0 | 0 | 0 | 0 | 0 | 0 | 0 | 0 | 0 | 0 | 0 | 0 | 0 | 0 | 0
Occupant Sch | School | AllOtherDays (Through 8/16) |  | 0 | 0 | 0 | 0 | 0 | 0 | 0 | 0 | 0 | 0 | 0 | 0 | 0 | 0 | 0 | 0 | 0 | 0 | 0 | 0 | 0 | 0 | 0 | 0
Occupant Sch | School | AllOtherDays (Through 12/11) |  | 0 | 0 | 0 | 0 | 0 | 0 | 0 | 0 | 0 | 0 | 0 | 0 | 0 | 0 | 0 | 0 | 0 | 0 | 0 | 0 | 0 | 0 | 0 | 0
Occupant Sch | School | AllOtherDays (Through 12/31) |  | 0 | 0 | 0 | 0 | 0 | 0 | 0 | 0 | 0 | 0 | 0 | 0 | 0 | 0 | 0 | 0 | 0 | 0 | 0 | 0 | 0 | 0 | 0 | 0
Occupant Sch | School | Saturdays (Through 4/3) |  | 0 | 0 | 0 | 0 | 0 | 0 | 0 | 0 | 0.1 | 0.1 | 0.1 | 0.1 | 0.1 | 0 | 0 | 0 | 0 | 0 | 0 | 0 | 0 | 0 | 0 | 0
Occupant Sch | School | Saturdays (Through 5/22) |  | 0 | 0 | 0 | 0 | 0 | 0 | 0 | 0 | 0.1 | 0.1 | 0.1 | 0.1 | 0.1 | 0 | 0 | 0 | 0 | 0 | 0 | 0 | 0 | 0 | 0 | 0
Occupant Sch | School | Saturdays (Through 8/7) |  | 0 | 0 | 0 | 0 | 0 | 0 | 0 | 0 | 0.1 | 0.1 | 0.1 | 0.1 | 0.1 | 0 | 0 | 0 | 0 | 0 | 0 | 0 | 0 | 0 | 0 | 0
Occupant Sch | School | Saturdays (Through 12/11) |  | 0 | 0 | 0 | 0 | 0 | 0 | 0 | 0 | 0.1 | 0.1 | 0.1 | 0.1 | 0.1 | 0 | 0 | 0 | 0 | 0 | 0 | 0 | 0 | 0 | 0 | 0
Occupant Sch | School | Weekdays (Through 4/3) |  | 0 | 0 | 0 | 0 | 0 | 0 | 0 | 0.05 | 0.75 | 0.9 | 0.9 | 0.8 | 0.8 | 0.8 | 0.8 | 0.45 | 0.15 | 0.05 | 0.15 | 0.2 | 0.2 | 0.1 | 0 | 0
Occupant Sch | School | Weekdays (Through 5/22) |  | 0 | 0 | 0 | 0 | 0 | 0 | 0 | 0.05 | 0.75 | 0.9 | 0.9 | 0.8 | 0.8 | 0.8 | 0.8 | 0.45 | 0.15 | 0.05 | 0.15 | 0.2 | 0.2 | 0.1 | 0 | 0
Occupant Sch | School | Weekdays (Through 8/7) |  | 0 | 0 | 0 | 0 | 0 | 0 | 0 | 0.05 | 0.75 | 0.9 | 0.9 | 0.8 | 0.8 | 0.8 | 0.8 | 0.45 | 0.15 | 0.05 | 0.15 | 0.2 | 0.2 | 0.1 | 0 | 0
Occupant Sch | School | Weekdays (Through 12/11) |  | 0 | 0 | 0 | 0 | 0 | 0 | 0 | 0.05 | 0.75 | 0.9 | 0.9 | 0.8 | 0.8 | 0.8 | 0.8 | 0.45 | 0.15 | 0.05 | 0.15 | 0.2 | 0.2 | 0.1 | 0 | 0

## Schedule_Figures
Schedule Figures (linked to Schedules tab)

## Raw_schedule (hidden)
Schedule Identifier | Schedule Name | Type | 1 | 2 | 3 | 4 | 5 | 6 | 7 | 8 | 9 | 10 | 11 | 12 | 13 | 14 | 15 | 16 | 17 | 18 | 19 | 20 | 21 | 22 | 23 | 24
Computer room | Cooling Setpoint Schedule | AllDays | 80.06 | 80.06 | 80.06 | 80.06 | 80.06 | 80.06 | 80.06 | 80.06 | 80.06 | 80.06 | 80.06 | 80.06 | 80.06 | 80.06 | 80.06 | 80.06 | 80.06 | 80.06 | 80.06 | 80.06 | 80.06 | 80.06 | 80.06 | 80.06
Computer room | DHW Sch | AllOtherDays | 0 | 0 | 0 | 0 | 0 | 0 | 0 | 0 | 0 | 0 | 0 | 0 | 0 | 0 | 0 | 0 | 0 | 0 | 0 | 0 | 0 | 0 | 0 | 0
Computer room | DHW Sch | Weekdays | 0 | 0 | 0 | 0 | 0.1 | 0.1 | 0.5 | 0.5 | 0.5 | 0.5 | 0.7 | 0.9 | 0.9 | 0.5 | 0.5 | 0.7 | 0.5 | 0.5 | 0.5 | 0.1 | 0.1 | 0.1 | 0.1 | 0
Computer room | Elec Equip Sch | AllOtherDays (Through 1/31) | 0.25 | 0.25 | 0.25 | 0.25 | 0.25 | 0.25 | 0.25 | 0.25 | 0.25 | 0.25 | 0.25 | 0.25 | 0.25 | 0.25 | 0.25 | 0.25 | 0.25 | 0.25 | 0.25 | 0.25 | 0.25 | 0.25 | 0.25 | 0.25
Computer room | Elec Equip Sch | AllOtherDays (Through 2/28) | 0.5 | 0.5 | 0.5 | 0.5 | 0.5 | 0.5 | 0.5 | 0.5 | 0.5 | 0.5 | 0.5 | 0.5 | 0.5 | 0.5 | 0.5 | 0.5 | 0.5 | 0.5 | 0.5 | 0.5 | 0.5 | 0.5 | 0.5 | 0.5
Computer room | Elec Equip Sch | AllOtherDays (Through 3/31) | 0.75 | 0.75 | 0.75 | 0.75 | 0.75 | 0.75 | 0.75 | 0.75 | 0.75 | 0.75 | 0.75 | 0.75 | 0.75 | 0.75 | 0.75 | 0.75 | 0.75 | 0.75 | 0.75 | 0.75 | 0.75 | 0.75 | 0.75 | 0.75
Computer room | Elec Equip Sch | AllOtherDays (Through 4/30) | 1 | 1 | 1 | 1 | 1 | 1 | 1 | 1 | 1 | 1 | 1 | 1 | 1 | 1 | 1 | 1 | 1 | 1 | 1 | 1 | 1 | 1 | 1 | 1
Computer room | Elec Equip Sch | AllOtherDays (Through 5/31) | 0.25 | 0.25 | 0.25 | 0.25 | 0.25 | 0.25 | 0.25 | 0.25 | 0.25 | 0.25 | 0.25 | 0.25 | 0.25 | 0.25 | 0.25 | 0.25 | 0.25 | 0.25 | 0.25 | 0.25 | 0.25 | 0.25 | 0.25 | 0.25
Computer room | Elec Equip Sch | AllOtherDays (Through 6/30) | 0.5 | 0.5 | 0.5 | 0.5 | 0.5 | 0.5 | 0.5 | 0.5 | 0.5 | 0.5 | 0.5 | 0.5 | 0.5 | 0.5 | 0.5 | 0.5 | 0.5 | 0.5 | 0.5 | 0.5 | 0.5 | 0.5 | 0.5 | 0.5
Computer room | Elec Equip Sch | AllOtherDays (Through 7/31) | 0.75 | 0.75 | 0.75 | 0.75 | 0.75 | 0.75 | 0.75 | 0.75 | 0.75 | 0.75 | 0.75 | 0.75 | 0.75 | 0.75 | 0.75 | 0.75 | 0.75 | 0.75 | 0.75 | 0.75 | 0.75 | 0.75 | 0.75 | 0.75
Computer room | Elec Equip Sch | AllOtherDays (Through 8/31) | 1 | 1 | 1 | 1 | 1 | 1 | 1 | 1 | 1 | 1 | 1 | 1 | 1 | 1 | 1 | 1 | 1 | 1 | 1 | 1 | 1 | 1 | 1 | 1
Computer room | Elec Equip Sch | AllOtherDays (Through 9/30) | 0.25 | 0.25 | 0.25 | 0.25 | 0.25 | 0.25 | 0.25 | 0.25 | 0.25 | 0.25 | 0.25 | 0.25 | 0.25 | 0.25 | 0.25 | 0.25 | 0.25 | 0.25 | 0.25 | 0.25 | 0.25 | 0.25 | 0.25 | 0.25
Computer room | Elec Equip Sch | AllOtherDays (Through 10/31) | 0.5 | 0.5 | 0.5 | 0.5 | 0.5 | 0.5 | 0.5 | 0.5 | 0.5 | 0.5 | 0.5 | 0.5 | 0.5 | 0.5 | 0.5 | 0.5 | 0.5 | 0.5 | 0.5 | 0.5 | 0.5 | 0.5 | 0.5 | 0.5
Computer room | Elec Equip Sch | AllOtherDays (Through 11/30) | 0.75 | 0.75 | 0.75 | 0.75 | 0.75 | 0.75 | 0.75 | 0.75 | 0.75 | 0.75 | 0.75 | 0.75 | 0.75 | 0.75 | 0.75 | 0.75 | 0.75 | 0.75 | 0.75 | 0.75 | 0.75 | 0.75 | 0.75 | 0.75
Computer room | Elec Equip Sch | AllOtherDays (Through 12/31) | 1 | 1 | 1 | 1 | 1 | 1 | 1 | 1 | 1 | 1 | 1 | 1 | 1 | 1 | 1 | 1 | 1 | 1 | 1 | 1 | 1 | 1 | 1 | 1
Computer room | Heating Setpoint Schedule | AllDays | 60.08 | 60.08 | 60.08 | 60.08 | 60.08 | 60.08 | 60.08 | 60.08 | 60.08 | 60.08 | 60.08 | 60.08 | 60.08 | 60.08 | 60.08 | 60.08 | 60.08 | 60.08 | 60.08 | 60.08 | 60.08 | 60.08 | 60.08 | 60.08
Computer room | Infiltration Schedule | AllDays | 1 | 1 | 1 | 1 | 1 | 1 | 1 | 1 | 1 | 1 | 1 | 1 | 1 | 1 | 1 | 1 | 1 | 1 | 1 | 1 | 1 | 1 | 1 | 1
Computer room | Lighting Schedule | AllOtherDays | 0.05 | 0.05 | 0.05 | 0.05 | 0.05 | 0.1 | 0.1 | 0.15 | 0.15 | 0.15 | 0.15 | 0.15 | 0.15 | 0.15 | 0.15 | 0.15 | 0.15 | 0.1 | 0.1 | 0.1 | 0.05 | 0.05 | 0.05 | 0.05
Computer room | Lighting Schedule | Saturdays | 0.05 | 0.05 | 0.05 | 0.05 | 0.05 | 0.1 | 0.15 | 0.25 | 0.25 | 0.25 | 0.25 | 0.25 | 0.25 | 0.25 | 0.2 | 0.2 | 0.2 | 0.15 | 0.1 | 0.1 | 0.1 | 0.1 | 0.1 | 0.1
Computer room | Lighting Schedule | Weekdays | 0.05 | 0.05 | 0.05 | 0.05 | 0.1 | 0.2 | 0.4 | 0.7 | 0.8 | 0.85 | 0.85 | 0.85 | 0.85 | 0.85 | 0.85 | 0.85 | 0.85 | 0.8 | 0.35 | 0.1 | 0.1 | 0.1 | 0.1 | 0.1
Computer room | OA Schedule | AllDays | 1 | 1 | 1 | 1 | 1 | 1 | 1 | 1 | 1 | 1 | 1 | 1 | 1 | 1 | 1 | 1 | 1 | 1 | 1 | 1 | 1 | 1 | 1 | 1
Computer room | Occupant Sch | AllOtherDays | 0 | 0 | 0 | 0 | 0 | 0 | 0 | 0.05 | 0.05 | 0.05 | 0.05 | 0.05 | 0.05 | 0.05 | 0.05 | 0.05 | 0.05 | 0.05 | 0.05 | 0.05 | 0 | 0 | 0 | 0
Computer room | Occupant Sch | Saturdays | 0 | 0 | 0 | 0 | 0 | 0 | 0.05 | 0.15 | 0.15 | 0.15 | 0.15 | 0.15 | 0.15 | 0.15 | 0.15 | 0.15 | 0.15 | 0.05 | 0.05 | 0.05 | 0 | 0 | 0 | 0
Computer room | Occupant Sch | Weekdays | 0 | 0 | 0 | 0 | 0.05 | 0.1 | 0.25 | 0.65 | 0.65 | 0.65 | 0.65 | 0.6 | 0.6 | 0.65 | 0.65 | 0.65 | 0.65 | 0.4 | 0.25 | 0.1 | 0.05 | 0.05 | 0.05 | 0
Kitchen | Cooling Setpoint Schedule | AllOtherDays | 75.02 | 75.02 | 75.02 | 84.92 | 84.92 | 84.92 | 84.92 | 84.92 | 84.92 | 75.02 | 75.02 | 75.02 | 75.02 | 75.02 | 75.02 | 75.02 | 75.02 | 75.02 | 75.02 | 75.02 | 75.02 | 75.02 | 75.02 | 75.02
Kitchen | Cooling Setpoint Schedule | Saturdays | 75.02 | 75.02 | 75.02 | 84.92 | 84.92 | 84.92 | 84.92 | 84.92 | 75.02 | 75.02 | 75.02 | 75.02 | 75.02 | 75.02 | 75.02 | 75.02 | 75.02 | 75.02 | 75.02 | 75.02 | 75.02 | 75.02 | 75.02 | 75.02
Kitchen | Cooling Setpoint Schedule | Weekdays | 75.02 | 75.02 | 75.02 | 84.92 | 84.92 | 84.92 | 75.02 | 75.02 | 75.02 | 75.02 | 75.02 | 75.02 | 75.02 | 75.02 | 75.02 | 75.02 | 75.02 | 75.02 | 75.02 | 75.02 | 75.02 | 75.02 | 75.02 | 75.02
Kitchen | DHW Sch | AllOtherDays | 0.25 | 0.2 | 0.2 | 0 | 0 | 0 | 0 | 0 | 0 | 0 | 0.5 | 0.5 | 0.4 | 0.4 | 0.3 | 0.3 | 0.3 | 0.4 | 0.5 | 0.5 | 0.4 | 0.5 | 0.4 | 0.2
Kitchen | DHW Sch | Saturdays | 0.2 | 0.15 | 0.15 | 0 | 0 | 0 | 0 | 0 | 0 | 0.5 | 0.45 | 0.5 | 0.5 | 0.45 | 0.4 | 0.4 | 0.35 | 0.4 | 0.55 | 0.55 | 0.5 | 0.55 | 0.4 | 0.3
Kitchen | DHW Sch | Weekdays | 0.2 | 0.15 | 0.15 | 0 | 0 | 0 | 0 | 0.6 | 0.55 | 0.45 | 0.4 | 0.45 | 0.4 | 0.35 | 0.3 | 0.3 | 0.3 | 0.4 | 0.55 | 0.6 | 0.5 | 0.55 | 0.45 | 0.25
Kitchen | Elec Equip Sch | AllDays | 1 | 1 | 1 | 1 | 1 | 1 | 1 | 1 | 1 | 1 | 1 | 1 | 1 | 1 | 1 | 1 | 1 | 1 | 1 | 1 | 1 | 1 | 1 | 1
Kitchen | Elec Equip Sch | AllOtherDays | 0.2 | 0.15 | 0.15 | 0.15 | 0.15 | 0.15 | 0.3 | 0.3 | 0.5 | 0.5 | 0.7 | 0.7 | 0.7 | 0.7 | 0.7 | 0.7 | 0.6 | 0.6 | 0.6 | 0.6 | 0.6 | 0.6 | 0.5 | 0.3
Kitchen | Elec Equip Sch | Saturdays | 0.2 | 0.15 | 0.15 | 0.15 | 0.15 | 0.15 | 0.3 | 0.3 | 0.6 | 0.6 | 0.8 | 0.8 | 0.8 | 0.8 | 0.8 | 0.8 | 0.8 | 0.9 | 0.9 | 0.9 | 0.9 | 0.9 | 0.5 | 0.3
Kitchen | Elec Equip Sch | Weekdays | 0.15 | 0.15 | 0.15 | 0.15 | 0.15 | 0.2 | 0.4 | 0.4 | 0.6 | 0.6 | 0.9 | 0.9 | 0.9 | 0.9 | 0.9 | 0.9 | 0.9 | 0.9 | 0.9 | 0.9 | 0.9 | 0.9 | 0.5 | 0.3
Kitchen | Heating Setpoint Schedule | AllOtherDays | 69.98 | 69.98 | 69.98 | 60.08 | 60.08 | 60.08 | 60.08 | 60.08 | 60.08 | 69.98 | 69.98 | 69.98 | 69.98 | 69.98 | 69.98 | 69.98 | 69.98 | 69.98 | 69.98 | 69.98 | 69.98 | 69.98 | 69.98 | 69.98
Kitchen | Heating Setpoint Schedule | Saturdays | 69.98 | 69.98 | 69.98 | 60.08 | 60.08 | 60.08 | 60.08 | 60.08 | 69.98 | 69.98 | 69.98 | 69.98 | 69.98 | 69.98 | 69.98 | 69.98 | 69.98 | 69.98 | 69.98 | 69.98 | 69.98 | 69.98 | 69.98 | 69.98
Kitchen | Heating Setpoint Schedule | Weekdays | 69.98 | 69.98 | 69.98 | 60.08 | 60.08 | 60.08 | 69.98 | 69.98 | 69.98 | 69.98 | 69.98 | 69.98 | 69.98 | 69.98 | 69.98 | 69.98 | 69.98 | 69.98 | 69.98 | 69.98 | 69.98 | 69.98 | 69.98 | 69.98
Kitchen | Infiltration Schedule | AllDays | 1 | 1 | 1 | 1 | 1 | 1 | 1 | 1 | 1 | 1 | 1 | 1 | 1 | 1 | 1 | 1 | 1 | 1 | 1 | 1 | 1 | 1 | 1 | 1
Kitchen | Lighting Schedule | AllOtherDays | 0.2 | 0.15 | 0.15 | 0.15 | 0.15 | 0.15 | 0.3 | 0.3 | 0.45 | 0.45 | 0.65 | 0.65 | 0.65 | 0.65 | 0.65 | 0.65 | 0.55 | 0.55 | 0.55 | 0.55 | 0.55 | 0.55 | 0.45 | 0.3
Kitchen | Lighting Schedule | Saturdays | 0.2 | 0.15 | 0.15 | 0.15 | 0.15 | 0.15 | 0.3 | 0.3 | 0.55 | 0.55 | 0.75 | 0.75 | 0.75 | 0.75 | 0.75 | 0.75 | 0.75 | 0.85 | 0.85 | 0.85 | 0.85 | 0.85 | 0.45 | 0.3
Kitchen | Lighting Schedule | Weekdays | 0.15 | 0.15 | 0.15 | 0.15 | 0.15 | 0.2 | 0.35 | 0.35 | 0.55 | 0.55 | 0.85 | 0.85 | 0.85 | 0.85 | 0.85 | 0.85 | 0.85 | 0.85 | 0.85 | 0.85 | 0.85 | 0.85 | 0.45 | 0.3
Kitchen | OA Schedule | AllOtherDays | 1 | 1 | 1 | 0 | 0 | 0 | 0 | 0 | 0 | 1 | 1 | 1 | 1 | 1 | 1 | 1 | 1 | 1 | 1 | 1 | 1 | 1 | 1 | 1
Kitchen | OA Schedule | Saturdays | 1 | 1 | 1 | 0 | 0 | 0 | 0 | 0 | 1 | 1 | 1 | 1 | 1 | 1 | 1 | 1 | 1 | 1 | 1 | 1 | 1 | 1 | 1 | 1
Kitchen | OA Schedule | Weekdays | 1 | 1 | 1 | 0 | 0 | 0 | 1 | 1 | 1 | 1 | 1 | 1 | 1 | 1 | 1 | 1 | 1 | 1 | 1 | 1 | 1 | 1 | 1 | 1
Kitchen | Occupant Sch | AllOtherDays | 0.2 | 0.2 | 0.05 | 0 | 0 | 0 | 0 | 0 | 0 | 0 | 0.1 | 0.2 | 0.25 | 0.25 | 0.15 | 0.2 | 0.25 | 0.35 | 0.55 | 0.65 | 0.7 | 0.35 | 0.2 | 0.2
Kitchen | Occupant Sch | Saturdays | 0.3 | 0.25 | 0.05 | 0 | 0 | 0 | 0 | 0 | 0 | 0.05 | 0.2 | 0.45 | 0.5 | 0.5 | 0.35 | 0.3 | 0.3 | 0.3 | 0.7 | 0.9 | 0.7 | 0.65 | 0.55 | 0.35
Kitchen | Occupant Sch | Weekdays | 0.15 | 0.15 | 0.05 | 0 | 0 | 0 | 0 | 0.05 | 0.05 | 0.05 | 0.2 | 0.5 | 0.8 | 0.7 | 0.4 | 0.2 | 0.25 | 0.5 | 0.8 | 0.8 | 0.8 | 0.5 | 0.35 | 0.2
Plenum | Infiltration Schedule | AllDays | 1 | 1 | 1 | 1 | 1 | 1 | 1 | 1 | 1 | 1 | 1 | 1 | 1 | 1 | 1 | 1 | 1 | 1 | 1 | 1 | 1 | 1 | 1 | 1
School | Cooling Setpoint Schedule | AllOtherDays (Through 1/11) | 84.92 | 84.92 | 84.92 | 84.92 | 84.92 | 84.92 | 84.92 | 84.92 | 84.92 | 84.92 | 84.92 | 84.92 | 84.92 | 84.92 | 84.92 | 84.92 | 84.92 | 84.92 | 84.92 | 84.92 | 84.92 | 84.92 | 84.92 | 84.92
School | Cooling Setpoint Schedule | AllOtherDays (Through 4/3) | 84.92 | 84.92 | 84.92 | 84.92 | 84.92 | 84.92 | 84.92 | 84.92 | 84.92 | 84.92 | 84.92 | 84.92 | 84.92 | 84.92 | 84.92 | 84.92 | 84.92 | 84.92 | 84.92 | 84.92 | 84.92 | 84.92 | 84.92 | 84.92
School | Cooling Setpoint Schedule | AllOtherDays (Through 4/12) | 84.92 | 84.92 | 84.92 | 84.92 | 84.92 | 84.92 | 84.92 | 84.92 | 84.92 | 84.92 | 84.92 | 84.92 | 84.92 | 84.92 | 84.92 | 84.92 | 84.92 | 84.92 | 84.92 | 84.92 | 84.92 | 84.92 | 84.92 | 84.92
School | Cooling Setpoint Schedule | AllOtherDays (Through 5/22) | 84.92 | 84.92 | 84.92 | 84.92 | 84.92 | 84.92 | 84.92 | 84.92 | 84.92 | 84.92 | 84.92 | 84.92 | 84.92 | 84.92 | 84.92 | 84.92 | 84.92 | 84.92 | 84.92 | 84.92 | 84.92 | 84.92 | 84.92 | 84.92
School | Cooling Setpoint Schedule | AllOtherDays (Through 5/31) | 84.92 | 84.92 | 84.92 | 84.92 | 84.92 | 84.92 | 84.92 | 84.92 | 84.92 | 84.92 | 84.92 | 84.92 | 84.92 | 84.92 | 84.92 | 84.92 | 84.92 | 84.92 | 84.92 | 84.92 | 84.92 | 84.92 | 84.92 | 84.92
School | Cooling Setpoint Schedule | AllOtherDays (Through 8/7) | 84.92 | 84.92 | 84.92 | 84.92 | 84.92 | 84.92 | 84.92 | 84.92 | 84.92 | 84.92 | 84.92 | 84.92 | 84.92 | 84.92 | 84.92 | 84.92 | 84.92 | 84.92 | 84.92 | 84.92 | 84.92 | 84.92 | 84.92 | 84.92
School | Cooling Setpoint Schedule | AllOtherDays (Through 8/16) | 84.92 | 84.92 | 84.92 | 84.92 | 84.92 | 84.92 | 84.92 | 84.92 | 84.92 | 84.92 | 84.92 | 84.92 | 84.92 | 84.92 | 84.92 | 84.92 | 84.92 | 84.92 | 84.92 | 84.92 | 84.92 | 84.92 | 84.92 | 84.92
School | Cooling Setpoint Schedule | AllOtherDays (Through 12/11) | 84.92 | 84.92 | 84.92 | 84.92 | 84.92 | 84.92 | 84.92 | 84.92 | 84.92 | 84.92 | 84.92 | 84.92 | 84.92 | 84.92 | 84.92 | 84.92 | 84.92 | 84.92 | 84.92 | 84.92 | 84.92 | 84.92 | 84.92 | 84.92
School | Cooling Setpoint Schedule | AllOtherDays (Through 12/31) | 84.92 | 84.92 | 84.92 | 84.92 | 84.92 | 84.92 | 84.92 | 84.92 | 84.92 | 84.92 | 84.92 | 84.92 | 84.92 | 84.92 | 84.92 | 84.92 | 84.92 | 84.92 | 84.92 | 84.92 | 84.92 | 84.92 | 84.92 | 84.92
School | Cooling Setpoint Schedule | Saturdays (Through 4/3) | 84.92 | 84.92 | 84.92 | 84.92 | 84.92 | 84.92 | 84.92 | 75.02 | 75.02 | 75.02 | 75.02 | 75.02 | 75.02 | 84.92 | 84.92 | 84.92 | 84.92 | 84.92 | 84.92 | 84.92 | 84.92 | 84.92 | 84.92 | 84.92
School | Cooling Setpoint Schedule | Saturdays (Through 5/22) | 84.92 | 84.92 | 84.92 | 84.92 | 84.92 | 84.92 | 84.92 | 75.02 | 75.02 | 75.02 | 75.02 | 75.02 | 75.02 | 84.92 | 84.92 | 84.92 | 84.92 | 84.92 | 84.92 | 84.92 | 84.92 | 84.92 | 84.92 | 84.92
School | Cooling Setpoint Schedule | Saturdays (Through 8/7) | 84.92 | 84.92 | 84.92 | 84.92 | 84.92 | 84.92 | 84.92 | 75.02 | 75.02 | 75.02 | 75.02 | 75.02 | 75.02 | 84.92 | 84.92 | 84.92 | 84.92 | 84.92 | 84.92 | 84.92 | 84.92 | 84.92 | 84.92 | 84.92
School | Cooling Setpoint Schedule | Saturdays (Through 12/11) | 84.92 | 84.92 | 84.92 | 84.92 | 84.92 | 84.92 | 84.92 | 75.02 | 75.02 | 75.02 | 75.02 | 75.02 | 75.02 | 84.92 | 84.92 | 84.92 | 84.92 | 84.92 | 84.92 | 84.92 | 84.92 | 84.92 | 84.92 | 84.92
School | Cooling Setpoint Schedule | Weekdays (Through 4/3) | 84.92 | 84.92 | 84.92 | 84.92 | 84.92 | 84.92 | 75.02 | 75.02 | 75.02 | 75.02 | 75.02 | 75.02 | 75.02 | 75.02 | 75.02 | 75.02 | 75.02 | 75.02 | 75.02 | 75.02 | 75.02 | 75.02 | 84.92 | 84.92
School | Cooling Setpoint Schedule | Weekdays (Through 5/22) | 84.92 | 84.92 | 84.92 | 84.92 | 84.92 | 84.92 | 75.02 | 75.02 | 75.02 | 75.02 | 75.02 | 75.02 | 75.02 | 75.02 | 75.02 | 75.02 | 75.02 | 75.02 | 75.02 | 75.02 | 75.02 | 75.02 | 84.92 | 84.92
School | Cooling Setpoint Schedule | Weekdays (Through 8/7) | 84.92 | 84.92 | 84.92 | 84.92 | 84.92 | 84.92 | 75.02 | 75.02 | 75.02 | 75.02 | 75.02 | 75.02 | 75.02 | 75.02 | 75.02 | 75.02 | 75.02 | 75.02 | 75.02 | 75.02 | 75.02 | 75.02 | 84.92 | 84.92
School | Cooling Setpoint Schedule | Weekdays (Through 12/11) | 84.92 | 84.92 | 84.92 | 84.92 | 84.92 | 84.92 | 75.02 | 75.02 | 75.02 | 75.02 | 75.02 | 75.02 | 75.02 | 75.02 | 75.02 | 75.02 | 75.02 | 75.02 | 75.02 | 75.02 | 75.02 | 75.02 | 84.92 | 84.92
School | DHW Sch | AllOtherDays (Through 1/11) | 0 | 0 | 0 | 0 | 0 | 0 | 0 | 0 | 0 | 0 | 0 | 0 | 0 | 0 | 0 | 0 | 0 | 0 | 0 | 0 | 0 | 0 | 0 | 0
School | DHW Sch | AllOtherDays (Through 4/3) | 0.03 | 0.03 | 0.03 | 0.03 | 0.03 | 0.03 | 0.03 | 0.03 | 0.03 | 0.05 | 0.05 | 0.05 | 0.05 | 0.03 | 0.03 | 0.03 | 0.03 | 0.03 | 0.03 | 0.03 | 0.03 | 0.03 | 0.03 | 0.03
School | DHW Sch | AllOtherDays (Through 4/12) | 0 | 0 | 0 | 0 | 0 | 0 | 0 | 0 | 0 | 0 | 0 | 0 | 0 | 0 | 0 | 0 | 0 | 0 | 0 | 0 | 0 | 0 | 0 | 0
School | DHW Sch | AllOtherDays (Through 5/22) | 0.03 | 0.03 | 0.03 | 0.03 | 0.03 | 0.03 | 0.03 | 0.03 | 0.03 | 0.05 | 0.05 | 0.05 | 0.05 | 0.03 | 0.03 | 0.03 | 0.03 | 0.03 | 0.03 | 0.03 | 0.03 | 0.03 | 0.03 | 0.03
School | DHW Sch | AllOtherDays (Through 5/31) | 0 | 0 | 0 | 0 | 0 | 0 | 0 | 0 | 0 | 0 | 0 | 0 | 0 | 0 | 0 | 0 | 0 | 0 | 0 | 0 | 0 | 0 | 0 | 0
School | DHW Sch | AllOtherDays (Through 8/7) | 0.03 | 0.03 | 0.03 | 0.03 | 0.03 | 0.03 | 0.03 | 0.03 | 0.03 | 0.05 | 0.05 | 0.05 | 0.05 | 0.03 | 0.03 | 0.03 | 0.03 | 0.03 | 0.03 | 0.03 | 0.03 | 0.03 | 0.03 | 0.03
School | DHW Sch | AllOtherDays (Through 8/16) | 0 | 0 | 0 | 0 | 0 | 0 | 0 | 0 | 0 | 0 | 0 | 0 | 0 | 0 | 0 | 0 | 0 | 0 | 0 | 0 | 0 | 0 | 0 | 0
School | DHW Sch | AllOtherDays (Through 12/11) | 0.03 | 0.03 | 0.03 | 0.03 | 0.03 | 0.03 | 0.03 | 0.03 | 0.03 | 0.05 | 0.05 | 0.05 | 0.05 | 0.03 | 0.03 | 0.03 | 0.03 | 0.03 | 0.03 | 0.03 | 0.03 | 0.03 | 0.03 | 0.03
School | DHW Sch | AllOtherDays (Through 12/31) | 0 | 0 | 0 | 0 | 0 | 0 | 0 | 0 | 0 | 0 | 0 | 0 | 0 | 0 | 0 | 0 | 0 | 0 | 0 | 0 | 0 | 0 | 0 | 0
School | DHW Sch | Saturdays (Through 4/3) | 0.03 | 0.03 | 0.03 | 0.03 | 0.03 | 0.03 | 0.03 | 0.03 | 0.03 | 0.05 | 0.05 | 0.05 | 0.05 | 0.03 | 0.03 | 0.03 | 0.03 | 0.03 | 0.03 | 0.03 | 0.03 | 0.03 | 0.03 | 0.03
School | DHW Sch | Saturdays (Through 5/22) | 0.03 | 0.03 | 0.03 | 0.03 | 0.03 | 0.03 | 0.03 | 0.03 | 0.03 | 0.05 | 0.05 | 0.05 | 0.05 | 0.03 | 0.03 | 0.03 | 0.03 | 0.03 | 0.03 | 0.03 | 0.03 | 0.03 | 0.03 | 0.03
School | DHW Sch | Saturdays (Through 8/7) | 0.03 | 0.03 | 0.03 | 0.03 | 0.03 | 0.03 | 0.03 | 0.03 | 0.03 | 0.05 | 0.05 | 0.05 | 0.05 | 0.03 | 0.03 | 0.03 | 0.03 | 0.03 | 0.03 | 0.03 | 0.03 | 0.03 | 0.03 | 0.03
School | DHW Sch | Saturdays (Through 12/11) | 0.03 | 0.03 | 0.03 | 0.03 | 0.03 | 0.03 | 0.03 | 0.03 | 0.03 | 0.05 | 0.05 | 0.05 | 0.05 | 0.03 | 0.03 | 0.03 | 0.03 | 0.03 | 0.03 | 0.03 | 0.03 | 0.03 | 0.03 | 0.03
School | DHW Sch | Weekdays (Through 4/3) | 0.05 | 0.05 | 0.05 | 0.05 | 0.05 | 0.05 | 0.05 | 0.1 | 0.34 | 0.6 | 0.63 | 0.72 | 0.79 | 0.83 | 0.61 | 0.65 | 0.1 | 0.1 | 0.19 | 0.25 | 0.22 | 0.22 | 0.12 | 0.09
School | DHW Sch | Weekdays (Through 5/22) | 0.05 | 0.05 | 0.05 | 0.05 | 0.05 | 0.05 | 0.05 | 0.1 | 0.34 | 0.6 | 0.63 | 0.72 | 0.79 | 0.83 | 0.61 | 0.65 | 0.1 | 0.1 | 0.19 | 0.25 | 0.22 | 0.22 | 0.12 | 0.09
School | DHW Sch | Weekdays (Through 8/7) | 0.05 | 0.05 | 0.05 | 0.05 | 0.05 | 0.05 | 0.05 | 0.1 | 0.34 | 0.6 | 0.63 | 0.72 | 0.79 | 0.83 | 0.61 | 0.65 | 0.1 | 0.1 | 0.19 | 0.25 | 0.22 | 0.22 | 0.12 | 0.09
School | DHW Sch | Weekdays (Through 12/11) | 0.05 | 0.05 | 0.05 | 0.05 | 0.05 | 0.05 | 0.05 | 0.1 | 0.34 | 0.6 | 0.63 | 0.72 | 0.79 | 0.83 | 0.61 | 0.65 | 0.1 | 0.1 | 0.19 | 0.25 | 0.22 | 0.22 | 0.12 | 0.09
School | Elec Equip Sch | AllDays | 1 | 1 | 1 | 1 | 1 | 1 | 1 | 1 | 1 | 1 | 1 | 1 | 1 | 1 | 1 | 1 | 1 | 1 | 1 | 1 | 1 | 1 | 1 | 1
School | Elec Equip Sch | AllOtherDays (Through 1/11) | 0 | 0 | 0 | 0 | 0 | 0 | 0 | 0 | 0 | 0 | 0 | 0 | 0 | 0 | 0 | 0 | 0 | 0 | 0 | 0 | 0 | 0 | 0 | 0
School | Elec Equip Sch | AllOtherDays (Through 4/3) | 0.05 | 0.05 | 0.05 | 0.05 | 0.05 | 0.05 | 0.05 | 0.05 | 0.05 | 0.05 | 0.05 | 0.05 | 0.05 | 0.05 | 0.05 | 0.05 | 0.05 | 0.05 | 0.05 | 0.05 | 0.05 | 0.05 | 0.05 | 0.05
School | Elec Equip Sch | AllOtherDays (Through 4/12) | 0 | 0 | 0 | 0 | 0 | 0 | 0 | 0 | 0 | 0 | 0 | 0 | 0 | 0 | 0 | 0 | 0 | 0 | 0 | 0 | 0 | 0 | 0 | 0
School | Elec Equip Sch | AllOtherDays (Through 5/22) | 0.05 | 0.05 | 0.05 | 0.05 | 0.05 | 0.05 | 0.05 | 0.05 | 0.05 | 0.05 | 0.05 | 0.05 | 0.05 | 0.05 | 0.05 | 0.05 | 0.05 | 0.05 | 0.05 | 0.05 | 0.05 | 0.05 | 0.05 | 0.05
School | Elec Equip Sch | AllOtherDays (Through 5/31) | 0 | 0 | 0 | 0 | 0 | 0 | 0 | 0 | 0 | 0 | 0 | 0 | 0 | 0 | 0 | 0 | 0 | 0 | 0 | 0 | 0 | 0 | 0 | 0
School | Elec Equip Sch | AllOtherDays (Through 8/7) | 0.05 | 0.05 | 0.05 | 0.05 | 0.05 | 0.05 | 0.05 | 0.05 | 0.05 | 0.05 | 0.05 | 0.05 | 0.05 | 0.05 | 0.05 | 0.05 | 0.05 | 0.05 | 0.05 | 0.05 | 0.05 | 0.05 | 0.05 | 0.05
School | Elec Equip Sch | AllOtherDays (Through 8/16) | 0 | 0 | 0 | 0 | 0 | 0 | 0 | 0 | 0 | 0 | 0 | 0 | 0 | 0 | 0 | 0 | 0 | 0 | 0 | 0 | 0 | 0 | 0 | 0
School | Elec Equip Sch | AllOtherDays (Through 12/11) | 0.05 | 0.05 | 0.05 | 0.05 | 0.05 | 0.05 | 0.05 | 0.05 | 0.05 | 0.05 | 0.05 | 0.05 | 0.05 | 0.05 | 0.05 | 0.05 | 0.05 | 0.05 | 0.05 | 0.05 | 0.05 | 0.05 | 0.05 | 0.05
School | Elec Equip Sch | AllOtherDays (Through 12/31) | 0 | 0 | 0 | 0 | 0 | 0 | 0 | 0 | 0 | 0 | 0 | 0 | 0 | 0 | 0 | 0 | 0 | 0 | 0 | 0 | 0 | 0 | 0 | 0
School | Elec Equip Sch | Saturdays (Through 4/3) | 0.05 | 0.05 | 0.05 | 0.05 | 0.05 | 0.05 | 0.05 | 0.05 | 0.15 | 0.15 | 0.15 | 0.15 | 0.15 | 0.05 | 0.05 | 0.05 | 0.05 | 0.05 | 0.05 | 0.05 | 0.05 | 0.05 | 0.05 | 0.05
School | Elec Equip Sch | Saturdays (Through 5/22) | 0.05 | 0.05 | 0.05 | 0.05 | 0.05 | 0.05 | 0.05 | 0.05 | 0.15 | 0.15 | 0.15 | 0.15 | 0.15 | 0.05 | 0.05 | 0.05 | 0.05 | 0.05 | 0.05 | 0.05 | 0.05 | 0.05 | 0.05 | 0.05
School | Elec Equip Sch | Saturdays (Through 8/7) | 0.05 | 0.05 | 0.05 | 0.05 | 0.05 | 0.05 | 0.05 | 0.05 | 0.15 | 0.15 | 0.15 | 0.15 | 0.15 | 0.05 | 0.05 | 0.05 | 0.05 | 0.05 | 0.05 | 0.05 | 0.05 | 0.05 | 0.05 | 0.05
School | Elec Equip Sch | Saturdays (Through 12/11) | 0.05 | 0.05 | 0.05 | 0.05 | 0.05 | 0.05 | 0.05 | 0.05 | 0.15 | 0.15 | 0.15 | 0.15 | 0.15 | 0.05 | 0.05 | 0.05 | 0.05 | 0.05 | 0.05 | 0.05 | 0.05 | 0.05 | 0.05 | 0.05
School | Elec Equip Sch | Weekdays (Through 4/3) | 0.05 | 0.05 | 0.05 | 0.05 | 0.05 | 0.05 | 0.05 | 0.3 | 0.85 | 0.95 | 0.95 | 0.95 | 0.8 | 0.8 | 0.8 | 0.7 | 0.5 | 0.5 | 0.35 | 0.35 | 0.35 | 0.3 | 0.05 | 0.05
School | Elec Equip Sch | Weekdays (Through 5/22) | 0.05 | 0.05 | 0.05 | 0.05 | 0.05 | 0.05 | 0.05 | 0.3 | 0.85 | 0.95 | 0.95 | 0.95 | 0.8 | 0.8 | 0.8 | 0.7 | 0.5 | 0.5 | 0.35 | 0.35 | 0.35 | 0.3 | 0.05 | 0.05
School | Elec Equip Sch | Weekdays (Through 8/7) | 0.05 | 0.05 | 0.05 | 0.05 | 0.05 | 0.05 | 0.05 | 0.3 | 0.85 | 0.95 | 0.95 | 0.95 | 0.8 | 0.8 | 0.8 | 0.7 | 0.5 | 0.5 | 0.35 | 0.35 | 0.35 | 0.3 | 0.05 | 0.05
School | Elec Equip Sch | Weekdays (Through 12/11) | 0.05 | 0.05 | 0.05 | 0.05 | 0.05 | 0.05 | 0.05 | 0.3 | 0.85 | 0.95 | 0.95 | 0.95 | 0.8 | 0.8 | 0.8 | 0.7 | 0.5 | 0.5 | 0.35 | 0.35 | 0.35 | 0.3 | 0.05 | 0.05
School | Heating Setpoint Schedule | AllOtherDays (Through 1/11) | 60.08 | 60.08 | 60.08 | 60.08 | 60.08 | 60.08 | 60.08 | 60.08 | 60.08 | 60.08 | 60.08 | 60.08 | 60.08 | 60.08 | 60.08 | 60.08 | 60.08 | 60.08 | 60.08 | 60.08 | 60.08 | 60.08 | 60.08 | 60.08
School | Heating Setpoint Schedule | AllOtherDays (Through 4/3) | 60.08 | 60.08 | 60.08 | 60.08 | 60.08 | 60.08 | 60.08 | 60.08 | 60.08 | 60.08 | 60.08 | 60.08 | 60.08 | 60.08 | 60.08 | 60.08 | 60.08 | 60.08 | 60.08 | 60.08 | 60.08 | 60.08 | 60.08 | 60.08
School | Heating Setpoint Schedule | AllOtherDays (Through 4/12) | 60.08 | 60.08 | 60.08 | 60.08 | 60.08 | 60.08 | 60.08 | 60.08 | 60.08 | 60.08 | 60.08 | 60.08 | 60.08 | 60.08 | 60.08 | 60.08 | 60.08 | 60.08 | 60.08 | 60.08 | 60.08 | 60.08 | 60.08 | 60.08
School | Heating Setpoint Schedule | AllOtherDays (Through 5/22) | 60.08 | 60.08 | 60.08 | 60.08 | 60.08 | 60.08 | 60.08 | 60.08 | 60.08 | 60.08 | 60.08 | 60.08 | 60.08 | 60.08 | 60.08 | 60.08 | 60.08 | 60.08 | 60.08 | 60.08 | 60.08 | 60.08 | 60.08 | 60.08
School | Heating Setpoint Schedule | AllOtherDays (Through 5/31) | 60.08 | 60.08 | 60.08 | 60.08 | 60.08 | 60.08 | 60.08 | 60.08 | 60.08 | 60.08 | 60.08 | 60.08 | 60.08 | 60.08 | 60.08 | 60.08 | 60.08 | 60.08 | 60.08 | 60.08 | 60.08 | 60.08 | 60.08 | 60.08
School | Heating Setpoint Schedule | AllOtherDays (Through 8/7) | 60.08 | 60.08 | 60.08 | 60.08 | 60.08 | 60.08 | 60.08 | 60.08 | 60.08 | 60.08 | 60.08 | 60.08 | 60.08 | 60.08 | 60.08 | 60.08 | 60.08 | 60.08 | 60.08 | 60.08 | 60.08 | 60.08 | 60.08 | 60.08
School | Heating Setpoint Schedule | AllOtherDays (Through 8/16) | 60.08 | 60.08 | 60.08 | 60.08 | 60.08 | 60.08 | 60.08 | 60.08 | 60.08 | 60.08 | 60.08 | 60.08 | 60.08 | 60.08 | 60.08 | 60.08 | 60.08 | 60.08 | 60.08 | 60.08 | 60.08 | 60.08 | 60.08 | 60.08
School | Heating Setpoint Schedule | AllOtherDays (Through 12/11) | 60.08 | 60.08 | 60.08 | 60.08 | 60.08 | 60.08 | 60.08 | 60.08 | 60.08 | 60.08 | 60.08 | 60.08 | 60.08 | 60.08 | 60.08 | 60.08 | 60.08 | 60.08 | 60.08 | 60.08 | 60.08 | 60.08 | 60.08 | 60.08
School | Heating Setpoint Schedule | AllOtherDays (Through 12/31) | 60.08 | 60.08 | 60.08 | 60.08 | 60.08 | 60.08 | 60.08 | 60.08 | 60.08 | 60.08 | 60.08 | 60.08 | 60.08 | 60.08 | 60.08 | 60.08 | 60.08 | 60.08 | 60.08 | 60.08 | 60.08 | 60.08 | 60.08 | 60.08
School | Heating Setpoint Schedule | Saturdays (Through 4/3) | 60.08 | 60.08 | 60.08 | 60.08 | 60.08 | 60.08 | 60.08 | 69.98 | 69.98 | 69.98 | 69.98 | 69.98 | 69.98 | 60.08 | 60.08 | 60.08 | 60.08 | 60.08 | 60.08 | 60.08 | 60.08 | 60.08 | 60.08 | 60.08
School | Heating Setpoint Schedule | Saturdays (Through 5/22) | 60.08 | 60.08 | 60.08 | 60.08 | 60.08 | 60.08 | 60.08 | 69.98 | 69.98 | 69.98 | 69.98 | 69.98 | 69.98 | 60.08 | 60.08 | 60.08 | 60.08 | 60.08 | 60.08 | 60.08 | 60.08 | 60.08 | 60.08 | 60.08
School | Heating Setpoint Schedule | Saturdays (Through 8/7) | 60.08 | 60.08 | 60.08 | 60.08 | 60.08 | 60.08 | 60.08 | 69.98 | 69.98 | 69.98 | 69.98 | 69.98 | 69.98 | 60.08 | 60.08 | 60.08 | 60.08 | 60.08 | 60.08 | 60.08 | 60.08 | 60.08 | 60.08 | 60.08
School | Heating Setpoint Schedule | Saturdays (Through 12/11) | 60.08 | 60.08 | 60.08 | 60.08 | 60.08 | 60.08 | 60.08 | 69.98 | 69.98 | 69.98 | 69.98 | 69.98 | 69.98 | 60.08 | 60.08 | 60.08 | 60.08 | 60.08 | 60.08 | 60.08 | 60.08 | 60.08 | 60.08 | 60.08
School | Heating Setpoint Schedule | Weekdays (Through 4/3) | 60.08 | 60.08 | 60.08 | 60.08 | 60.08 | 60.08 | 69.98 | 69.98 | 69.98 | 69.98 | 69.98 | 69.98 | 69.98 | 69.98 | 69.98 | 69.98 | 69.98 | 69.98 | 69.98 | 69.98 | 69.98 | 69.98 | 60.08 | 60.08
School | Heating Setpoint Schedule | Weekdays (Through 5/22) | 60.08 | 60.08 | 60.08 | 60.08 | 60.08 | 60.08 | 69.98 | 69.98 | 69.98 | 69.98 | 69.98 | 69.98 | 69.98 | 69.98 | 69.98 | 69.98 | 69.98 | 69.98 | 69.98 | 69.98 | 69.98 | 69.98 | 60.08 | 60.08
School | Heating Setpoint Schedule | Weekdays (Through 8/7) | 60.08 | 60.08 | 60.08 | 60.08 | 60.08 | 60.08 | 69.98 | 69.98 | 69.98 | 69.98 | 69.98 | 69.98 | 69.98 | 69.98 | 69.98 | 69.98 | 69.98 | 69.98 | 69.98 | 69.98 | 69.98 | 69.98 | 60.08 | 60.08
School | Heating Setpoint Schedule | Weekdays (Through 12/11) | 60.08 | 60.08 | 60.08 | 60.08 | 60.08 | 60.08 | 69.98 | 69.98 | 69.98 | 69.98 | 69.98 | 69.98 | 69.98 | 69.98 | 69.98 | 69.98 | 69.98 | 69.98 | 69.98 | 69.98 | 69.98 | 69.98 | 60.08 | 60.08
School | Infiltration Schedule | AllDays | 1 | 1 | 1 | 1 | 1 | 1 | 1 | 1 | 1 | 1 | 1 | 1 | 1 | 1 | 1 | 1 | 1 | 1 | 1 | 1 | 1 | 1 | 1 | 1
School | Lighting Schedule | AllOtherDays (Through 1/11) | 0 | 0 | 0 | 0 | 0 | 0 | 0 | 0 | 0 | 0 | 0 | 0 | 0 | 0 | 0 | 0 | 0 | 0 | 0 | 0 | 0 | 0 | 0 | 0
School | Lighting Schedule | AllOtherDays (Through 4/3) | 0.05 | 0.05 | 0.05 | 0.05 | 0.05 | 0.05 | 0.05 | 0.05 | 0.05 | 0.05 | 0.05 | 0.05 | 0.05 | 0.05 | 0.05 | 0.05 | 0.05 | 0.05 | 0.05 | 0.05 | 0.05 | 0.05 | 0.05 | 0.05
School | Lighting Schedule | AllOtherDays (Through 4/12) | 0 | 0 | 0 | 0 | 0 | 0 | 0 | 0 | 0 | 0 | 0 | 0 | 0 | 0 | 0 | 0 | 0 | 0 | 0 | 0 | 0 | 0 | 0 | 0
School | Lighting Schedule | AllOtherDays (Through 5/22) | 0.05 | 0.05 | 0.05 | 0.05 | 0.05 | 0.05 | 0.05 | 0.05 | 0.05 | 0.05 | 0.05 | 0.05 | 0.05 | 0.05 | 0.05 | 0.05 | 0.05 | 0.05 | 0.05 | 0.05 | 0.05 | 0.05 | 0.05 | 0.05
School | Lighting Schedule | AllOtherDays (Through 5/31) | 0 | 0 | 0 | 0 | 0 | 0 | 0 | 0 | 0 | 0 | 0 | 0 | 0 | 0 | 0 | 0 | 0 | 0 | 0 | 0 | 0 | 0 | 0 | 0
School | Lighting Schedule | AllOtherDays (Through 8/7) | 0.05 | 0.05 | 0.05 | 0.05 | 0.05 | 0.05 | 0.05 | 0.05 | 0.05 | 0.05 | 0.05 | 0.05 | 0.05 | 0.05 | 0.05 | 0.05 | 0.05 | 0.05 | 0.05 | 0.05 | 0.05 | 0.05 | 0.05 | 0.05
School | Lighting Schedule | AllOtherDays (Through 8/16) | 0 | 0 | 0 | 0 | 0 | 0 | 0 | 0 | 0 | 0 | 0 | 0 | 0 | 0 | 0 | 0 | 0 | 0 | 0 | 0 | 0 | 0 | 0 | 0
School | Lighting Schedule | AllOtherDays (Through 12/11) | 0.05 | 0.05 | 0.05 | 0.05 | 0.05 | 0.05 | 0.05 | 0.05 | 0.05 | 0.05 | 0.05 | 0.05 | 0.05 | 0.05 | 0.05 | 0.05 | 0.05 | 0.05 | 0.05 | 0.05 | 0.05 | 0.05 | 0.05 | 0.05
School | Lighting Schedule | AllOtherDays (Through 12/31) | 0 | 0 | 0 | 0 | 0 | 0 | 0 | 0 | 0 | 0 | 0 | 0 | 0 | 0 | 0 | 0 | 0 | 0 | 0 | 0 | 0 | 0 | 0 | 0
School | Lighting Schedule | Saturdays (Through 4/3) | 0.05 | 0.05 | 0.05 | 0.05 | 0.05 | 0.05 | 0.05 | 0.05 | 0.15 | 0.15 | 0.15 | 0.15 | 0.15 | 0.05 | 0.05 | 0.05 | 0.05 | 0.05 | 0.05 | 0.05 | 0.05 | 0.05 | 0.05 | 0.05
School | Lighting Schedule | Saturdays (Through 5/22) | 0.05 | 0.05 | 0.05 | 0.05 | 0.05 | 0.05 | 0.05 | 0.05 | 0.15 | 0.15 | 0.15 | 0.15 | 0.15 | 0.05 | 0.05 | 0.05 | 0.05 | 0.05 | 0.05 | 0.05 | 0.05 | 0.05 | 0.05 | 0.05
School | Lighting Schedule | Saturdays (Through 8/7) | 0.05 | 0.05 | 0.05 | 0.05 | 0.05 | 0.05 | 0.05 | 0.05 | 0.15 | 0.15 | 0.15 | 0.15 | 0.15 | 0.05 | 0.05 | 0.05 | 0.05 | 0.05 | 0.05 | 0.05 | 0.05 | 0.05 | 0.05 | 0.05
School | Lighting Schedule | Saturdays (Through 12/11) | 0.05 | 0.05 | 0.05 | 0.05 | 0.05 | 0.05 | 0.05 | 0.05 | 0.15 | 0.15 | 0.15 | 0.15 | 0.15 | 0.05 | 0.05 | 0.05 | 0.05 | 0.05 | 0.05 | 0.05 | 0.05 | 0.05 | 0.05 | 0.05
School | Lighting Schedule | Weekdays (Through 4/3) | 0.05 | 0.05 | 0.05 | 0.05 | 0.05 | 0.05 | 0.05 | 0.3 | 0.6 | 0.65 | 0.65 | 0.65 | 0.55 | 0.55 | 0.55 | 0.5 | 0.35 | 0.35 | 0.35 | 0.35 | 0.35 | 0.3 | 0.05 | 0.05
School | Lighting Schedule | Weekdays (Through 5/22) | 0.05 | 0.05 | 0.05 | 0.05 | 0.05 | 0.05 | 0.05 | 0.3 | 0.6 | 0.65 | 0.65 | 0.65 | 0.55 | 0.55 | 0.55 | 0.5 | 0.35 | 0.35 | 0.35 | 0.35 | 0.35 | 0.3 | 0.05 | 0.05
School | Lighting Schedule | Weekdays (Through 8/7) | 0.05 | 0.05 | 0.05 | 0.05 | 0.05 | 0.05 | 0.05 | 0.3 | 0.6 | 0.65 | 0.65 | 0.65 | 0.55 | 0.55 | 0.55 | 0.5 | 0.35 | 0.35 | 0.35 | 0.35 | 0.35 | 0.3 | 0.05 | 0.05
School | Lighting Schedule | Weekdays (Through 12/11) | 0.05 | 0.05 | 0.05 | 0.05 | 0.05 | 0.05 | 0.05 | 0.3 | 0.6 | 0.65 | 0.65 | 0.65 | 0.55 | 0.55 | 0.55 | 0.5 | 0.35 | 0.35 | 0.35 | 0.35 | 0.35 | 0.3 | 0.05 | 0.05
School | OA Schedule | AllOtherDays (Through 1/11) | 0 | 0 | 0 | 0 | 0 | 0 | 0 | 0 | 0 | 0 | 0 | 0 | 0 | 0 | 0 | 0 | 0 | 0 | 0 | 0 | 0 | 0 | 0 | 0
School | OA Schedule | AllOtherDays (Through 4/3) | 0 | 0 | 0 | 0 | 0 | 0 | 0 | 0 | 0 | 0 | 0 | 0 | 0 | 0 | 0 | 0 | 0 | 0 | 0 | 0 | 0 | 0 | 0 | 0
School | OA Schedule | AllOtherDays (Through 4/12) | 0 | 0 | 0 | 0 | 0 | 0 | 0 | 0 | 0 | 0 | 0 | 0 | 0 | 0 | 0 | 0 | 0 | 0 | 0 | 0 | 0 | 0 | 0 | 0
School | OA Schedule | AllOtherDays (Through 5/22) | 0 | 0 | 0 | 0 | 0 | 0 | 0 | 0 | 0 | 0 | 0 | 0 | 0 | 0 | 0 | 0 | 0 | 0 | 0 | 0 | 0 | 0 | 0 | 0
School | OA Schedule | AllOtherDays (Through 5/31) | 0 | 0 | 0 | 0 | 0 | 0 | 0 | 0 | 0 | 0 | 0 | 0 | 0 | 0 | 0 | 0 | 0 | 0 | 0 | 0 | 0 | 0 | 0 | 0
School | OA Schedule | AllOtherDays (Through 8/7) | 0 | 0 | 0 | 0 | 0 | 0 | 0 | 0 | 0 | 0 | 0 | 0 | 0 | 0 | 0 | 0 | 0 | 0 | 0 | 0 | 0 | 0 | 0 | 0
School | OA Schedule | AllOtherDays (Through 8/16) | 0 | 0 | 0 | 0 | 0 | 0 | 0 | 0 | 0 | 0 | 0 | 0 | 0 | 0 | 0 | 0 | 0 | 0 | 0 | 0 | 0 | 0 | 0 | 0
School | OA Schedule | AllOtherDays (Through 12/11) | 0 | 0 | 0 | 0 | 0 | 0 | 0 | 0 | 0 | 0 | 0 | 0 | 0 | 0 | 0 | 0 | 0 | 0 | 0 | 0 | 0 | 0 | 0 | 0
School | OA Schedule | AllOtherDays (Through 12/31) | 0 | 0 | 0 | 0 | 0 | 0 | 0 | 0 | 0 | 0 | 0 | 0 | 0 | 0 | 0 | 0 | 0 | 0 | 0 | 0 | 0 | 0 | 0 | 0
School | OA Schedule | Saturdays (Through 4/3) | 0 | 0 | 0 | 0 | 0 | 0 | 0 | 1 | 1 | 1 | 1 | 1 | 1 | 0 | 0 | 0 | 0 | 0 | 0 | 0 | 0 | 0 | 0 | 0
School | OA Schedule | Saturdays (Through 5/22) | 0 | 0 | 0 | 0 | 0 | 0 | 0 | 1 | 1 | 1 | 1 | 1 | 1 | 0 | 0 | 0 | 0 | 0 | 0 | 0 | 0 | 0 | 0 | 0
School | OA Schedule | Saturdays (Through 8/7) | 0 | 0 | 0 | 0 | 0 | 0 | 0 | 1 | 1 | 1 | 1 | 1 | 1 | 0 | 0 | 0 | 0 | 0 | 0 | 0 | 0 | 0 | 0 | 0
School | OA Schedule | Saturdays (Through 12/11) | 0 | 0 | 0 | 0 | 0 | 0 | 0 | 1 | 1 | 1 | 1 | 1 | 1 | 0 | 0 | 0 | 0 | 0 | 0 | 0 | 0 | 0 | 0 | 0
School | OA Schedule | Weekdays (Through 4/3) | 0 | 0 | 0 | 0 | 0 | 0 | 1 | 1 | 1 | 1 | 1 | 1 | 1 | 1 | 1 | 1 | 1 | 1 | 1 | 1 | 1 | 1 | 0 | 0
School | OA Schedule | Weekdays (Through 5/22) | 0 | 0 | 0 | 0 | 0 | 0 | 1 | 1 | 1 | 1 | 1 | 1 | 1 | 1 | 1 | 1 | 1 | 1 | 1 | 1 | 1 | 1 | 0 | 0
School | OA Schedule | Weekdays (Through 8/7) | 0 | 0 | 0 | 0 | 0 | 0 | 1 | 1 | 1 | 1 | 1 | 1 | 1 | 1 | 1 | 1 | 1 | 1 | 1 | 1 | 1 | 1 | 0 | 0
School | OA Schedule | Weekdays (Through 12/11) | 0 | 0 | 0 | 0 | 0 | 0 | 1 | 1 | 1 | 1 | 1 | 1 | 1 | 1 | 1 | 1 | 1 | 1 | 1 | 1 | 1 | 1 | 0 | 0
School | Occupant Sch | AllOtherDays (Through 1/11) | 0 | 0 | 0 | 0 | 0 | 0 | 0 | 0 | 0 | 0 | 0 | 0 | 0 | 0 | 0 | 0 | 0 | 0 | 0 | 0 | 0 | 0 | 0 | 0
School | Occupant Sch | AllOtherDays (Through 4/3) | 0 | 0 | 0 | 0 | 0 | 0 | 0 | 0 | 0 | 0 | 0 | 0 | 0 | 0 | 0 | 0 | 0 | 0 | 0 | 0 | 0 | 0 | 0 | 0
School | Occupant Sch | AllOtherDays (Through 4/12) | 0 | 0 | 0 | 0 | 0 | 0 | 0 | 0 | 0 | 0 | 0 | 0 | 0 | 0 | 0 | 0 | 0 | 0 | 0 | 0 | 0 | 0 | 0 | 0
School | Occupant Sch | AllOtherDays (Through 5/22) | 0 | 0 | 0 | 0 | 0 | 0 | 0 | 0 | 0 | 0 | 0 | 0 | 0 | 0 | 0 | 0 | 0 | 0 | 0 | 0 | 0 | 0 | 0 | 0
School | Occupant Sch | AllOtherDays (Through 5/31) | 0 | 0 | 0 | 0 | 0 | 0 | 0 | 0 | 0 | 0 | 0 | 0 | 0 | 0 | 0 | 0 | 0 | 0 | 0 | 0 | 0 | 0 | 0 | 0
School | Occupant Sch | AllOtherDays (Through 8/7) | 0 | 0 | 0 | 0 | 0 | 0 | 0 | 0 | 0 | 0 | 0 | 0 | 0 | 0 | 0 | 0 | 0 | 0 | 0 | 0 | 0 | 0 | 0 | 0
School | Occupant Sch | AllOtherDays (Through 8/16) | 0 | 0 | 0 | 0 | 0 | 0 | 0 | 0 | 0 | 0 | 0 | 0 | 0 | 0 | 0 | 0 | 0 | 0 | 0 | 0 | 0 | 0 | 0 | 0
School | Occupant Sch | AllOtherDays (Through 12/11) | 0 | 0 | 0 | 0 | 0 | 0 | 0 | 0 | 0 | 0 | 0 | 0 | 0 | 0 | 0 | 0 | 0 | 0 | 0 | 0 | 0 | 0 | 0 | 0
School | Occupant Sch | AllOtherDays (Through 12/31) | 0 | 0 | 0 | 0 | 0 | 0 | 0 | 0 | 0 | 0 | 0 | 0 | 0 | 0 | 0 | 0 | 0 | 0 | 0 | 0 | 0 | 0 | 0 | 0
School | Occupant Sch | Saturdays (Through 4/3) | 0 | 0 | 0 | 0 | 0 | 0 | 0 | 0 | 0.1 | 0.1 | 0.1 | 0.1 | 0.1 | 0 | 0 | 0 | 0 | 0 | 0 | 0 | 0 | 0 | 0 | 0
School | Occupant Sch | Saturdays (Through 5/22) | 0 | 0 | 0 | 0 | 0 | 0 | 0 | 0 | 0.1 | 0.1 | 0.1 | 0.1 | 0.1 | 0 | 0 | 0 | 0 | 0 | 0 | 0 | 0 | 0 | 0 | 0
School | Occupant Sch | Saturdays (Through 8/7) | 0 | 0 | 0 | 0 | 0 | 0 | 0 | 0 | 0.1 | 0.1 | 0.1 | 0.1 | 0.1 | 0 | 0 | 0 | 0 | 0 | 0 | 0 | 0 | 0 | 0 | 0
School | Occupant Sch | Saturdays (Through 12/11) | 0 | 0 | 0 | 0 | 0 | 0 | 0 | 0 | 0.1 | 0.1 | 0.1 | 0.1 | 0.1 | 0 | 0 | 0 | 0 | 0 | 0 | 0 | 0 | 0 | 0 | 0
School | Occupant Sch | Weekdays (Through 4/3) | 0 | 0 | 0 | 0 | 0 | 0 | 0 | 0.05 | 0.75 | 0.9 | 0.9 | 0.8 | 0.8 | 0.8 | 0.8 | 0.45 | 0.15 | 0.05 | 0.15 | 0.2 | 0.2 | 0.1 | 0 | 0
School | Occupant Sch | Weekdays (Through 5/22) | 0 | 0 | 0 | 0 | 0 | 0 | 0 | 0.05 | 0.75 | 0.9 | 0.9 | 0.8 | 0.8 | 0.8 | 0.8 | 0.45 | 0.15 | 0.05 | 0.15 | 0.2 | 0.2 | 0.1 | 0 | 0
School | Occupant Sch | Weekdays (Through 8/7) | 0 | 0 | 0 | 0 | 0 | 0 | 0 | 0.05 | 0.75 | 0.9 | 0.9 | 0.8 | 0.8 | 0.8 | 0.8 | 0.45 | 0.15 | 0.05 | 0.15 | 0.2 | 0.2 | 0.1 | 0 | 0
School | Occupant Sch | Weekdays (Through 12/11) | 0 | 0 | 0 | 0 | 0 | 0 | 0 | 0.05 | 0.75 | 0.9 | 0.9 | 0.8 | 0.8 | 0.8 | 0.8 | 0.45 | 0.15 | 0.05 | 0.15 | 0.2 | 0.2 | 0.1 | 0 | 0

## Energy Usage
Energy Consumption - Education - Community College
Climate Zone | HVAC Type | Vintage | Total Floorspace (Excluding Plenums and Crawl Space) (ft²) | Annual Electricity Intensity (kBtu/ft²) | Annual Gas Intensity (kBtu/ft²) | Notes
CZ01 | cAVVG | Existing | 150093.2 | 34.7977 | 20.9547
CZ01 | cAVVG | New Construction | 150093.2 | 30.1189 | 21.3527
CZ01 | cDXGF | Existing | 150093.2 | 39.9853 | 17.105
CZ01 | cDXGF | New Construction | 150093.2 | 33.1988 | 18.1099
CZ01 | cDXHP | Existing | 150093.2 | 40.8315 | 13.6347
CZ01 | cDXHP | New Construction | 150093.2 | 34.2811 | 13.6211
CZ01 | cDXOH | Existing | 150093.2 | 39.971 | 13.6374
CZ01 | cDXOH | New Construction | 150093.2 | 33.1703 | 13.626
CZ01 | cPVVG | Existing | 150093.2 | 34.5814 | 19.2893
CZ01 | cPVVG | New Construction | 150093.2 | 29.3123 | 20.1347
CZ02 | cAVVG | Existing | 150093.2 | 40.8323 | 17.6069
CZ02 | cAVVG | New Construction | 150093.2 | 34.7035 | 19.3492
CZ02 | cDXGF | Existing | 150093.2 | 45.2323 | 14.897
CZ02 | cDXGF | New Construction | 150093.2 | 37.725 | 16.2474
CZ02 | cDXHP | Existing | 150093.2 | 45.8229 | 12.6445
CZ02 | cDXHP | New Construction | 150093.2 | 38.6304 | 12.6655
CZ02 | cDXOH | Existing | 150093.2 | 45.2237 | 12.6481
CZ02 | cDXOH | New Construction | 150093.2 | 37.709 | 12.6785
CZ02 | cPVVG | Existing | 150093.2 | 39.3818 | 16.2865
CZ02 | cPVVG | New Construction | 150093.2 | 33.0921 | 17.8483
CZ03 | cAVVG | Existing | 150093.2 | 37.8445 | 15.7836
CZ03 | cAVVG | New Construction | 150093.2 | 32.0331 | 16.9242
CZ03 | cDXGF | Existing | 150093.2 | 43.0412 | 13.7963
CZ03 | cDXGF | New Construction | 150093.2 | 35.7659 | 14.8605
CZ03 | cDXHP | Existing | 150093.2 | 43.3129 | 12.6003
CZ03 | cDXHP | New Construction | 150093.2 | 36.2922 | 12.6045
CZ03 | cDXOH | Existing | 150093.2 | 43.0318 | 12.6002
CZ03 | cDXOH | New Construction | 150093.2 | 35.7429 | 12.6072
CZ03 | cPVVG | Existing | 150093.2 | 37.505 | 14.716
CZ03 | cPVVG | New Construction | 150093.2 | 31.4287 | 16.081
CZ04 | cAVVG | Existing | 150093.2 | 41.4595 | 15.2914
CZ04 | cAVVG | New Construction | 150093.2 | 34.9954 | 16.2128
CZ04 | cDXGF | Existing | 150093.2 | 46.3158 | 13.2829
CZ04 | cDXGF | New Construction | 150093.2 | 38.4674 | 14.1387
CZ04 | cDXHP | Existing | 150093.2 | 46.5663 | 12.2069
CZ04 | cDXHP | New Construction | 150093.2 | 38.9215 | 12.2057
CZ04 | cDXOH | Existing | 150093.2 | 46.3036 | 12.2068
CZ04 | cDXOH | New Construction | 150093.2 | 38.4415 | 12.2122
CZ04 | cPVVG | Existing | 150093.2 | 40.4875 | 14.1309
CZ04 | cPVVG | New Construction | 150093.2 | 33.9275 | 15.2264
CZ05 | cAVVG | Existing | 150093.2 | 39.1624 | 15.6449
CZ05 | cAVVG | New Construction | 150093.2 | 32.8765 | 16.895
CZ05 | cDXGF | Existing | 150093.2 | 43.9816 | 13.7002
CZ05 | cDXGF | New Construction | 150093.2 | 36.4806 | 14.7335
CZ05 | cDXHP | Existing | 150093.2 | 44.2513 | 12.5991
CZ05 | cDXHP | New Construction | 150093.2 | 36.9913 | 12.6041
CZ05 | cDXOH | Existing | 150093.2 | 43.961 | 12.5995
CZ05 | cDXOH | New Construction | 150093.2 | 36.4311 | 12.6068
CZ05 | cPVVG | Existing | 150093.2 | 38.6072 | 14.4779
CZ05 | cPVVG | New Construction | 150093.2 | 32.268 | 15.8531
CZ06 | cAVVG | Existing | 150093.2 | 43.4941 | 12.5945
CZ06 | cAVVG | New Construction | 150093.2 | 36.3932 | 13.208
CZ06 | cDXGF | Existing | 150093.2 | 46.7541 | 11.9333
CZ06 | cDXGF | New Construction | 150093.2 | 38.7 | 12.1941
CZ06 | cDXHP | Existing | 150093.2 | 46.6809 | 11.7218
CZ06 | cDXHP | New Construction | 150093.2 | 38.6964 | 11.7151
CZ06 | cDXOH | Existing | 150093.2 | 46.7496 | 11.7219
CZ06 | cDXOH | New Construction | 150093.2 | 38.6896 | 11.7157
CZ06 | cPVVG | Existing | 150093.2 | 41.5864 | 12.1724
CZ06 | cPVVG | New Construction | 150093.2 | 34.6411 | 12.574
CZ07 | cAVVG | Existing | 150093.2 | 44.3896 | 12.6189
CZ07 | cAVVG | New Construction | 150093.2 | 36.8972 | 13.1973
CZ07 | cDXGF | Existing | 150093.2 | 47.2053 | 11.8089
CZ07 | cDXGF | New Construction | 150093.2 | 39.0124 | 12.0325
CZ07 | cDXHP | Existing | 150093.2 | 47.1802 | 11.5835
CZ07 | cDXHP | New Construction | 150093.2 | 39.0452 | 11.5764
CZ07 | cDXOH | Existing | 150093.2 | 47.202 | 11.5837
CZ07 | cDXOH | New Construction | 150093.2 | 39.0032 | 11.5763
CZ07 | cPVVG | Existing | 150093.2 | 41.9469 | 12.0383
CZ07 | cPVVG | New Construction | 150093.2 | 34.9342 | 12.3863
CZ08 | cAVVG | Existing | 150093.2 | 45.0469 | 12.9357
CZ08 | cAVVG | New Construction | 150093.2 | 37.9046 | 13.5433
CZ08 | cDXGF | Existing | 150093.2 | 48.6229 | 11.8725
CZ08 | cDXGF | New Construction | 150093.2 | 40.2509 | 12.1883
CZ08 | cDXHP | Existing | 150093.2 | 48.6606 | 11.5671
CZ08 | cDXHP | New Construction | 150093.2 | 40.3677 | 11.5616
CZ08 | cDXOH | Existing | 150093.2 | 48.6169 | 11.5672
CZ08 | cDXOH | New Construction | 150093.2 | 40.2336 | 11.5612
CZ08 | cPVVG | Existing | 150093.2 | 43.0493 | 12.1719
CZ08 | cPVVG | New Construction | 150093.2 | 35.9257 | 12.6409
CZ09 | cAVVG | Existing | 150093.2 | 46.8043 | 12.6046
CZ09 | cAVVG | New Construction | 150093.2 | 39.3283 | 13.2322
CZ09 | cDXGF | Existing | 150093.2 | 50.4492 | 11.6397
CZ09 | cDXGF | New Construction | 150093.2 | 41.542 | 11.8919
CZ09 | cDXHP | Existing | 150093.2 | 50.4594 | 11.4269
CZ09 | cDXHP | New Construction | 150093.2 | 41.6083 | 11.4237
CZ09 | cDXOH | Existing | 150093.2 | 50.4444 | 11.4273
CZ09 | cDXOH | New Construction | 150093.2 | 41.5274 | 11.4238
CZ09 | cPVVG | Existing | 150093.2 | 44.5338 | 11.8882
CZ09 | cPVVG | New Construction | 150093.2 | 37.0267 | 12.2794
CZ10 | cAVVG | Existing | 150093.2 | 49.0588 | 14.0649
CZ10 | cAVVG | New Construction | 150093.2 | 41.6822 | 14.5002
CZ10 | cDXGF | Existing | 150093.2 | 52.3877 | 12.2645
CZ10 | cDXGF | New Construction | 150093.2 | 43.7834 | 12.7275
CZ10 | cDXHP | Existing | 150093.2 | 52.6491 | 11.317
CZ10 | cDXHP | New Construction | 150093.2 | 44.1557 | 11.3134
CZ10 | cDXOH | Existing | 150093.2 | 52.367 | 11.3174
CZ10 | cDXOH | New Construction | 150093.2 | 43.7497 | 11.3179
CZ10 | cPVVG | Existing | 150093.2 | 46.2302 | 12.88
CZ10 | cPVVG | New Construction | 150093.2 | 39.0558 | 13.4421
CZ11 | cAVVG | Existing | 150093.2 | 49.6241 | 16.9188
CZ11 | cAVVG | New Construction | 150093.2 | 40.9305 | 16.0574
CZ11 | cDXGF | Existing | 150093.2 | 53.2859 | 13.7212
CZ11 | cDXGF | New Construction | 150093.2 | 42.172 | 13.8881
CZ11 | cDXHP | Existing | 150093.2 | 53.898 | 11.5265
CZ11 | cDXHP | New Construction | 150093.2 | 42.8175 | 11.5042
CZ11 | cDXOH | Existing | 150093.2 | 53.2954 | 11.5315
CZ11 | cDXOH | New Construction | 150093.2 | 42.1425 | 11.5077
CZ11 | cPVVG | Existing | 150093.2 | 46.7102 | 15.1372
CZ11 | cPVVG | New Construction | 150093.2 | 38.1962 | 14.9575
CZ12 | cAVVG | Existing | 150093.2 | 47.468 | 16.2921
CZ12 | cAVVG | New Construction | 150093.2 | 39.4773 | 15.8156
CZ12 | cDXGF | Existing | 150093.2 | 50.3201 | 13.7861
CZ12 | cDXGF | New Construction | 150093.2 | 40.5505 | 14.0954
CZ12 | cDXHP | Existing | 150093.2 | 50.851 | 11.8343
CZ12 | cDXHP | New Construction | 150093.2 | 41.1506 | 11.8159
CZ12 | cDXOH | Existing | 150093.2 | 50.3333 | 11.8388
CZ12 | cDXOH | New Construction | 150093.2 | 40.5213 | 11.8178
CZ12 | cPVVG | Existing | 150093.2 | 44.4019 | 15.0018
CZ12 | cPVVG | New Construction | 150093.2 | 36.6791 | 15.057
CZ13 | cAVVG | Existing | 150093.2 | 51.5853 | 14.9815
CZ13 | cAVVG | New Construction | 150093.2 | 42.397 | 14.5761
CZ13 | cDXGF | Existing | 150093.2 | 54.4297 | 12.6033
CZ13 | cDXGF | New Construction | 150093.2 | 43.186 | 12.9035
CZ13 | cDXHP | Existing | 150093.2 | 54.8055 | 11.2284
CZ13 | cDXHP | New Construction | 150093.2 | 43.6335 | 11.2115
CZ13 | cDXOH | Existing | 150093.2 | 54.43 | 11.2296
CZ13 | cDXOH | New Construction | 150093.2 | 43.1621 | 11.2108
CZ13 | cPVVG | Existing | 150093.2 | 48.0672 | 13.5901
CZ13 | cPVVG | New Construction | 150093.2 | 39.3093 | 13.6971
CZ14 | cAVVG | Existing | 150093.2 | 55.4324 | 13.4305
CZ14 | cAVVG | New Construction | 150093.2 | 45.5776 | 13.186
CZ14 | cDXGF | Existing | 150093.2 | 58.6382 | 11.4353
CZ14 | cDXGF | New Construction | 150093.2 | 46.4542 | 11.6493
CZ14 | cDXHP | Existing | 150093.2 | 58.8671 | 10.7079
CZ14 | cDXHP | New Construction | 150093.2 | 46.7304 | 10.6952
CZ14 | cDXOH | Existing | 150093.2 | 58.6251 | 10.7079
CZ14 | cDXOH | New Construction | 150093.2 | 46.4306 | 10.6961
CZ14 | cPVVG | Existing | 150093.2 | 51.7203 | 12.0491
CZ14 | cPVVG | New Construction | 150093.2 | 42.317 | 12.2198
CZ15 | cAVVG | Existing | 150093.2 | 63.3445 | 11.272
CZ15 | cAVVG | New Construction | 150093.2 | 51.8347 | 11.1027
CZ15 | cDXGF | Existing | 150093.2 | 63.3608 | 9.9034
CZ15 | cDXGF | New Construction | 150093.2 | 50.0819 | 10.0136
CZ15 | cDXHP | Existing | 150093.2 | 63.4272 | 9.6688
CZ15 | cDXHP | New Construction | 150093.2 | 50.1843 | 9.6588
CZ15 | cDXOH | Existing | 150093.2 | 63.3517 | 9.6695
CZ15 | cDXOH | New Construction | 150093.2 | 50.0555 | 9.6561
CZ15 | cPVVG | Existing | 150093.2 | 56.8932 | 10.1105
CZ15 | cPVVG | New Construction | 150093.2 | 46.463 | 10.2385
CZ16 | cAVVG | Existing | 150093.2 | 49.5084 | 18.8775
CZ16 | cAVVG | New Construction | 150093.2 | 41.3747 | 17.9387
CZ16 | cDXGF | Existing | 150093.2 | 53.3311 | 15.3463
CZ16 | cDXGF | New Construction | 150093.2 | 42.8791 | 15.6617
CZ16 | cDXHP | Existing | 150093.2 | 54.3842 | 12.4301
CZ16 | cDXHP | New Construction | 150093.2 | 43.9766 | 12.4033
CZ16 | cDXOH | Existing | 150093.2 | 53.3763 | 12.4403
CZ16 | cDXOH | New Construction | 150093.2 | 42.8565 | 12.415
CZ16 | cPVVG | Existing | 150093.2 | 46.5018 | 17.08
CZ16 | cPVVG | New Construction | 150093.2 | 38.4289 | 17.047

## Energy Usage_Figures
Energy Figures (from 'Energy Usage' Tab)
cAVVG ¦ Annual Electricity Intensity (kBtu/ft²) |  |  | cAVVG ¦ Annual Gas Intensity (kBtu/ft²)
Climate Zone | Existing | New Construction | Climate Zone | Existing | New Construction
CZ01 | 34.7977 | 30.1189 | CZ01 | 20.9547 | 21.3527
CZ02 | 40.8323 | 34.7035 | CZ02 | 17.6069 | 19.3492
CZ03 | 37.8445 | 32.0331 | CZ03 | 15.7836 | 16.9242
CZ04 | 41.4595 | 34.9954 | CZ04 | 15.2914 | 16.2128
CZ05 | 39.1624 | 32.8765 | CZ05 | 15.6449 | 16.895
CZ06 | 43.4941 | 36.3932 | CZ06 | 12.5945 | 13.208
CZ07 | 44.3896 | 36.8972 | CZ07 | 12.6189 | 13.1973
CZ08 | 45.0469 | 37.9046 | CZ08 | 12.9357 | 13.5433
CZ09 | 46.8043 | 39.3283 | CZ09 | 12.6046 | 13.2322
CZ10 | 49.0588 | 41.6822 | CZ10 | 14.0649 | 14.5002
CZ11 | 49.6241 | 40.9305 | CZ11 | 16.9188 | 16.0574
CZ12 | 47.468 | 39.4773 | CZ12 | 16.2921 | 15.8156
CZ13 | 51.5853 | 42.397 | CZ13 | 14.9815 | 14.5761
CZ14 | 55.4324 | 45.5776 | CZ14 | 13.4305 | 13.186
CZ15 | 63.3445 | 51.8347 | CZ15 | 11.272 | 11.1027
CZ16 | 49.5084 | 41.3747 | CZ16 | 18.8775 | 17.9387
cDXGF ¦ Annual Electricity Intensity (kBtu/ft²) |  |  | cDXGF ¦ Annual Gas Intensity (kBtu/ft²)
Climate Zone | Existing | New Construction | Climate Zone | Existing | New Construction
CZ01 | 39.9853 | 33.1988 | CZ01 | 17.105 | 18.1099
CZ02 | 45.2323 | 37.725 | CZ02 | 14.897 | 16.2474
CZ03 | 43.0412 | 35.7659 | CZ03 | 13.7963 | 14.8605
CZ04 | 46.3158 | 38.4674 | CZ04 | 13.2829 | 14.1387
CZ05 | 43.9816 | 36.4806 | CZ05 | 13.7002 | 14.7335
CZ06 | 46.7541 | 38.7 | CZ06 | 11.9333 | 12.1941
CZ07 | 47.2053 | 39.0124 | CZ07 | 11.8089 | 12.0325
CZ08 | 48.6229 | 40.2509 | CZ08 | 11.8725 | 12.1883
CZ09 | 50.4492 | 41.542 | CZ09 | 11.6397 | 11.8919
CZ10 | 52.3877 | 43.7834 | CZ10 | 12.2645 | 12.7275
CZ11 | 53.2859 | 42.172 | CZ11 | 13.7212 | 13.8881
CZ12 | 50.3201 | 40.5505 | CZ12 | 13.7861 | 14.0954
CZ13 | 54.4297 | 43.186 | CZ13 | 12.6033 | 12.9035
CZ14 | 58.6382 | 46.4542 | CZ14 | 11.4353 | 11.6493
CZ15 | 63.3608 | 50.0819 | CZ15 | 9.9034 | 10.0136
CZ16 | 53.3311 | 42.8791 | CZ16 | 15.3463 | 15.6617
cDXHP ¦ Annual Electricity Intensity (kBtu/ft²) |  |  | cDXHP ¦ Annual Gas Intensity (kBtu/ft²)
Climate Zone | Existing | New Construction | Climate Zone | Existing | New Construction
CZ01 | 40.8315 | 34.2811 | CZ01 | 13.6347 | 13.6211
CZ02 | 45.8229 | 38.6304 | CZ02 | 12.6445 | 12.6655
CZ03 | 43.3129 | 36.2922 | CZ03 | 12.6003 | 12.6045
CZ04 | 46.5663 | 38.9215 | CZ04 | 12.2069 | 12.2057
CZ05 | 44.2513 | 36.9913 | CZ05 | 12.5991 | 12.6041
CZ06 | 46.6809 | 38.6964 | CZ06 | 11.7218 | 11.7151
CZ07 | 47.1802 | 39.0452 | CZ07 | 11.5835 | 11.5764
CZ08 | 48.6606 | 40.3677 | CZ08 | 11.5671 | 11.5616
CZ09 | 50.4594 | 41.6083 | CZ09 | 11.4269 | 11.4237
CZ10 | 52.6491 | 44.1557 | CZ10 | 11.317 | 11.3134
CZ11 | 53.898 | 42.8175 | CZ11 | 11.5265 | 11.5042
CZ12 | 50.851 | 41.1506 | CZ12 | 11.8343 | 11.8159
CZ13 | 54.8055 | 43.6335 | CZ13 | 11.2284 | 11.2115
CZ14 | 58.8671 | 46.7304 | CZ14 | 10.7079 | 10.6952
CZ15 | 63.4272 | 50.1843 | CZ15 | 9.6688 | 9.6588
CZ16 | 54.3842 | 43.9766 | CZ16 | 12.4301 | 12.4033
cDXOH ¦ Annual Electricity Intensity (kBtu/ft²) |  |  | cDXOH ¦ Annual Gas Intensity (kBtu/ft²)
Climate Zone | Existing | New Construction | Climate Zone | Existing | New Construction
CZ01 | 39.971 | 33.1703 | CZ01 | 13.6374 | 13.626
CZ02 | 45.2237 | 37.709 | CZ02 | 12.6481 | 12.6785
CZ03 | 43.0318 | 35.7429 | CZ03 | 12.6002 | 12.6072
CZ04 | 46.3036 | 38.4415 | CZ04 | 12.2068 | 12.2122
CZ05 | 43.961 | 36.4311 | CZ05 | 12.5995 | 12.6068
CZ06 | 46.7496 | 38.6896 | CZ06 | 11.7219 | 11.7157
CZ07 | 47.202 | 39.0032 | CZ07 | 11.5837 | 11.5763
CZ08 | 48.6169 | 40.2336 | CZ08 | 11.5672 | 11.5612
CZ09 | 50.4444 | 41.5274 | CZ09 | 11.4273 | 11.4238
CZ10 | 52.367 | 43.7497 | CZ10 | 11.3174 | 11.3179
CZ11 | 53.2954 | 42.1425 | CZ11 | 11.5315 | 11.5077
CZ12 | 50.3333 | 40.5213 | CZ12 | 11.8388 | 11.8178
CZ13 | 54.43 | 43.1621 | CZ13 | 11.2296 | 11.2108
CZ14 | 58.6251 | 46.4306 | CZ14 | 10.7079 | 10.6961
CZ15 | 63.3517 | 50.0555 | CZ15 | 9.6695 | 9.6561
CZ16 | 53.3763 | 42.8565 | CZ16 | 12.4403 | 12.415
cPVVG ¦ Annual Electricity Intensity (kBtu/ft²) |  |  | cPVVG ¦ Annual Gas Intensity (kBtu/ft²)
Climate Zone | Existing | New Construction | Climate Zone | Existing | New Construction
CZ01 | 34.5814 | 29.3123 | CZ01 | 19.2893 | 20.1347
CZ02 | 39.3818 | 33.0921 | CZ02 | 16.2865 | 17.8483
CZ03 | 37.505 | 31.4287 | CZ03 | 14.716 | 16.081
CZ04 | 40.4875 | 33.9275 | CZ04 | 14.1309 | 15.2264
CZ05 | 38.6072 | 32.268 | CZ05 | 14.4779 | 15.8531
CZ06 | 41.5864 | 34.6411 | CZ06 | 12.1724 | 12.574
CZ07 | 41.9469 | 34.9342 | CZ07 | 12.0383 | 12.3863
CZ08 | 43.0493 | 35.9257 | CZ08 | 12.1719 | 12.6409
CZ09 | 44.5338 | 37.0267 | CZ09 | 11.8882 | 12.2794
CZ10 | 46.2302 | 39.0558 | CZ10 | 12.88 | 13.4421
CZ11 | 46.7102 | 38.1962 | CZ11 | 15.1372 | 14.9575
CZ12 | 44.4019 | 36.6791 | CZ12 | 15.0018 | 15.057
CZ13 | 48.0672 | 39.3093 | CZ13 | 13.5901 | 13.6971
CZ14 | 51.7203 | 42.317 | CZ14 | 12.0491 | 12.2198
CZ15 | 56.8932 | 46.463 | CZ15 | 10.1105 | 10.2385
CZ16 | 46.5018 | 38.4289 | CZ16 | 17.08 | 17.047

## Raw_totalendusesannual (hidden)
Vintage | Climate Zone | HVAC System | Electricity (kBtu) | Natural Gas (kBtu)
Existing | CZ01 | cAVVG | 5222899.03 | 3145156.3
Existing | CZ02 | cAVVG | 6128648.89 | 2642673.95
Existing | CZ03 | cAVVG | 5680196.16 | 2369017.58
Existing | CZ04 | cAVVG | 6222784.98 | 2295129.83
Existing | CZ05 | cAVVG | 5878011.97 | 2348190.71
Existing | CZ06 | cAVVG | 6528164.39 | 1890342.52
Existing | CZ07 | cAVVG | 6662582.65 | 1894009.78
Existing | CZ08 | cAVVG | 6761233.2 | 1941554.65
Existing | CZ09 | cAVVG | 7025009 | 1891870.34
Existing | CZ10 | cAVVG | 7363392.58 | 2111045.25
Existing | CZ11 | cAVVG | 7448238.95 | 2539398.9
Existing | CZ12 | cAVVG | 7124630.22 | 2445329.5
Existing | CZ13 | cAVVG | 7742603.46 | 2248616.74
Existing | CZ14 | cAVVG | 8320030.86 | 2015833.83
Existing | CZ15 | cAVVG | 9507581.36 | 1691847.67
Existing | CZ16 | cAVVG | 7430869.83 | 2833380.09
New Construction | CZ01 | cAVVG | 4520640.91 | 3204895.33
New Construction | CZ02 | cAVVG | 5208764.57 | 2904184.16
New Construction | CZ03 | cAVVG | 4807949.38 | 2540208.85
New Construction | CZ04 | cAVVG | 5252572.86 | 2433427.71
New Construction | CZ05 | cAVVG | 4934533.7 | 2535829.72
New Construction | CZ06 | cAVVG | 5462378.11 | 1982434.71
New Construction | CZ07 | cAVVG | 5538023.37 | 1980824.18
New Construction | CZ08 | cAVVG | 5689219.39 | 2032760.27
New Construction | CZ09 | cAVVG | 5902904.82 | 1986058.73
New Construction | CZ10 | cAVVG | 6256219.61 | 2176387.5
New Construction | CZ11 | cAVVG | 6143390.36 | 2410108.58
New Construction | CZ12 | cAVVG | 5925278.76 | 2373817.56
New Construction | CZ13 | cAVVG | 6363507.61 | 2187766.68
New Construction | CZ14 | cAVVG | 6840881.71 | 1979132.73
New Construction | CZ15 | cAVVG | 7780031.87 | 1666433.09
New Construction | CZ16 | cAVVG | 6210060.83 | 2692477.62
Existing | CZ01 | cDXGF | 6001523.46 | 2567348.57
Existing | CZ02 | cDXGF | 6789067.84 | 2235935.35
Existing | CZ03 | cDXGF | 6460186.66 | 2070725.74
Existing | CZ04 | cDXGF | 6951680.56 | 1993678.47
Existing | CZ05 | cDXGF | 6601334.9 | 2056302.51
Existing | CZ06 | cDXGF | 7017474.51 | 1791100.29
Existing | CZ07 | cDXGF | 7085195.25 | 1772428.63
Existing | CZ08 | cDXGF | 7297965.11 | 1781982.08
Existing | CZ09 | cDXGF | 7572074.79 | 1747042.24
Existing | CZ10 | cDXGF | 7863041.87 | 1840812.26
Existing | CZ11 | cDXGF | 7997857.07 | 2059460.11
Existing | CZ12 | cDXGF | 7552708.48 | 2069196.95
Existing | CZ13 | cDXGF | 8169531.3 | 1891663.84
Existing | CZ14 | cDXGF | 8801192.66 | 1716358.36
Existing | CZ15 | cDXGF | 9510019.28 | 1486425.77
Existing | CZ16 | cDXGF | 8004635.85 | 2303377.56
New Construction | CZ01 | cDXGF | 4982921.21 | 2718180.31
New Construction | CZ02 | cDXGF | 5662270.01 | 2438630.96
New Construction | CZ03 | cDXGF | 5368219.6 | 2230463.33
New Construction | CZ04 | cDXGF | 5773698.18 | 2122123.79
New Construction | CZ05 | cDXGF | 5475486.92 | 2211403.42
New Construction | CZ06 | cDXGF | 5808601.57 | 1830258.48
New Construction | CZ07 | cDXGF | 5855496.93 | 1805999.07
New Construction | CZ08 | cDXGF | 6041390.77 | 1829378.72
New Construction | CZ09 | cDXGF | 6235173.09 | 1784898.09
New Construction | CZ10 | cDXGF | 6571583.16 | 1910313.64
New Construction | CZ11 | cDXGF | 6329729.3 | 2084507.98
New Construction | CZ12 | cDXGF | 6086361.04 | 2115625.54
New Construction | CZ13 | cDXGF | 6481930.05 | 1936728.94
New Construction | CZ14 | cDXGF | 6972452.26 | 1748482.44
New Construction | CZ15 | cDXGF | 7516948 | 1502966.46
New Construction | CZ16 | cDXGF | 6435862.06 | 2350714.06
Existing | CZ01 | cDXHP | 6128530.81 | 2046470.58
Existing | CZ02 | cDXHP | 6877709.47 | 1897855.31
Existing | CZ03 | cDXHP | 6500968.15 | 1891218.04
Existing | CZ04 | cDXHP | 6989282.1 | 1832171.02
Existing | CZ05 | cDXHP | 6641818.82 | 1891037.13
Existing | CZ06 | cDXHP | 7006492.29 | 1759367.93
Existing | CZ07 | cDXHP | 7081421.78 | 1738606.58
Existing | CZ08 | cDXHP | 7303630.67 | 1736139.44
Existing | CZ09 | cDXHP | 7573614.41 | 1715097.21
Existing | CZ10 | cDXHP | 7902270.22 | 1698602.47
Existing | CZ11 | cDXHP | 8089723.55 | 1730050.99
Existing | CZ12 | cDXHP | 7632385.01 | 1776250.82
Existing | CZ13 | cDXHP | 8225930.9 | 1685310.66
Existing | CZ14 | cDXHP | 8835548.91 | 1607177.96
Existing | CZ15 | cDXHP | 9519986.18 | 1451213.94
Existing | CZ16 | cDXHP | 8162697.37 | 1865679.18
New Construction | CZ01 | cDXHP | 5145362.79 | 2044433.61
New Construction | CZ02 | cDXHP | 5798163.41 | 1901001.76
New Construction | CZ03 | cDXHP | 5447211.52 | 1891851.33
New Construction | CZ04 | cDXHP | 5841854.09 | 1831985.75
New Construction | CZ05 | cDXHP | 5552145.44 | 1891785.13
New Construction | CZ06 | cDXHP | 5808070.36 | 1758360.23
New Construction | CZ07 | cDXHP | 5860422.64 | 1737541.59
New Construction | CZ08 | cDXHP | 6058919.97 | 1735320.32
New Construction | CZ09 | cDXHP | 6245129.28 | 1714616.41
New Construction | CZ10 | cDXHP | 6627466.78 | 1698058.57
New Construction | CZ11 | cDXHP | 6426619.95 | 1726696.35
New Construction | CZ12 | cDXHP | 6176426.45 | 1773481.25
New Construction | CZ13 | cDXHP | 6549086.87 | 1682768.39
New Construction | CZ14 | cDXHP | 7013909.86 | 1605280.18
New Construction | CZ15 | cDXHP | 7532315.09 | 1449724.34
New Construction | CZ16 | cDXHP | 6600581.73 | 1861649.44
Existing | CZ01 | cDXOH | 5999374.18 | 2046881.05
Existing | CZ02 | cDXOH | 6787765.41 | 1898395.27
Existing | CZ03 | cDXOH | 6458779.33 | 1891205.2
Existing | CZ04 | cDXOH | 6949855.96 | 1832150.45
Existing | CZ05 | cDXOH | 6598253.57 | 1891097.02
Existing | CZ06 | cDXOH | 7016801.65 | 1759376.54
Existing | CZ07 | cDXOH | 7084693.61 | 1738629.54
Existing | CZ08 | cDXOH | 7297064.73 | 1736150.76
Existing | CZ09 | cDXOH | 7571355.73 | 1715154.06
Existing | CZ10 | cDXOH | 7859933.57 | 1698666.07
Existing | CZ11 | cDXOH | 7999270.38 | 1730803.11
Existing | CZ12 | cDXOH | 7554689.79 | 1776915.91
Existing | CZ13 | cDXOH | 8169568.87 | 1685488.13
Existing | CZ14 | cDXOH | 8799233.04 | 1607182.79
Existing | CZ15 | cDXOH | 9508655.62 | 1451332.84
Existing | CZ16 | cDXOH | 8011424.04 | 1867201.08
New Construction | CZ01 | cDXOH | 4978640.29 | 2045176.95
New Construction | CZ02 | cDXOH | 5659859.18 | 1902954.24
New Construction | CZ03 | cDXOH | 5364768.77 | 1892257.02
New Construction | CZ04 | cDXOH | 5769812.38 | 1832964.04
New Construction | CZ05 | cDXOH | 5468067.11 | 1892189.17
New Construction | CZ06 | cDXOH | 5807044.61 | 1758442.91
New Construction | CZ07 | cDXOH | 5854116.89 | 1737518.04
New Construction | CZ08 | cDXOH | 6038782.65 | 1735250.95
New Construction | CZ09 | cDXOH | 6232984.47 | 1714640.74
New Construction | CZ10 | cDXOH | 6566534.74 | 1698743.9
New Construction | CZ11 | cDXOH | 6325307.48 | 1727220.66
New Construction | CZ12 | cDXOH | 6081965.11 | 1773778.65
New Construction | CZ13 | cDXOH | 6478335.88 | 1682669.5
New Construction | CZ14 | cDXOH | 6968915.58 | 1605418.32
New Construction | CZ15 | cDXOH | 7512997.06 | 1449320.04
New Construction | CZ16 | cDXOH | 6432463.22 | 1863401.8
Existing | CZ01 | cPVVG | 5190428.03 | 2895190.86
Existing | CZ02 | cPVVG | 5910937.01 | 2444498.82
Existing | CZ03 | cPVVG | 5629250.69 | 2208774.93
Existing | CZ04 | cPVVG | 6076895.38 | 2120956.34
Existing | CZ05 | cPVVG | 5794671.73 | 2173027.04
Existing | CZ06 | cPVVG | 6241837.39 | 1826988.98
Existing | CZ07 | cPVVG | 6295942.7 | 1806872.08
Existing | CZ08 | cPVVG | 6461411.02 | 1826919.79
Existing | CZ09 | cPVVG | 6684218.68 | 1784335.26
Existing | CZ10 | cPVVG | 6938836.77 | 1933200.2
Existing | CZ11 | cPVVG | 7010889.07 | 2271984.92
Existing | CZ12 | cPVVG | 6664419.72 | 2251671.02
Existing | CZ13 | cPVVG | 7214564.13 | 2039789.1
Existing | CZ14 | cPVVG | 7762869.69 | 1808485.92
Existing | CZ15 | cPVVG | 8539289.17 | 1517522.77
Existing | CZ16 | cPVVG | 6979604.15 | 2563592.96
New Construction | CZ01 | cPVVG | 4399574.81 | 3022078.04
New Construction | CZ02 | cPVVG | 4966896.15 | 2678915.07
New Construction | CZ03 | cPVVG | 4717237.76 | 2413652.49
New Construction | CZ04 | cPVVG | 5092282.76 | 2285382.34
New Construction | CZ05 | cPVVG | 4843205.72 | 2379448.64
New Construction | CZ06 | cPVVG | 5199391.72 | 1887274.23
New Construction | CZ07 | cPVVG | 5243387.83 | 1859103.98
New Construction | CZ08 | cPVVG | 5392201.12 | 1897307.48
New Construction | CZ09 | cPVVG | 5557463.29 | 1843056
New Construction | CZ10 | cPVVG | 5862008.76 | 2017564.23
New Construction | CZ11 | cPVVG | 5732996.74 | 2245023.33
New Construction | CZ12 | cPVVG | 5505279.57 | 2259955.53
New Construction | CZ13 | cPVVG | 5900065.64 | 2055841.06
New Construction | CZ14 | cPVVG | 6351499.5 | 1834115.49
New Construction | CZ15 | cPVVG | 6973787.21 | 1536729.97
New Construction | CZ16 | cPVVG | 5767919.21 | 2558633.81

## Energy Usage by End Use
Energy Consumption by End Use - Education - Community College
Climate Zone | HVAC System | Vintage | End Use | Electricity (kBtu) | Natural Gas (kBtu) | Note
CZ01 | cAVVG | Existing | Heating | 0 | 1099734.41
CZ01 | cAVVG | Existing | Cooling | 95110.34 | 0
CZ01 | cAVVG | Existing | Interior Lighting | 1197553.41 | 0
CZ01 | cAVVG | Existing | Exterior Lighting | 0 | 0
CZ01 | cAVVG | Existing | Interior Equipment | 3196971.72 | 234323.45
CZ01 | cAVVG | Existing | Exterior Equipment | 0 | 0
CZ01 | cAVVG | Existing | Fans | 708571.94 | 0
CZ01 | cAVVG | Existing | Pumps | 24691.62 | 0
CZ01 | cAVVG | Existing | Heat Rejection | 0 | 0
CZ01 | cAVVG | Existing | Humidification | 0 | 0
CZ01 | cAVVG | Existing | Heat Recovery | 0 | 0
CZ01 | cAVVG | Existing | Water Systems | 0 | 1811098.44
CZ01 | cAVVG | Existing | Refrigeration | 0 | 0
CZ01 | cAVVG | Existing | Generators | 0 | 0
CZ01 | cAVVG | Existing | Total End Uses | 5222899.03 | 3145156.3
CZ02 | cAVVG | Existing | Heating | 0 | 747253.21
CZ02 | cAVVG | Existing | Cooling | 802765.76 | 0
CZ02 | cAVVG | Existing | Interior Lighting | 1197553.41 | 0
CZ02 | cAVVG | Existing | Exterior Lighting | 0 | 0
CZ02 | cAVVG | Existing | Interior Equipment | 3196971.72 | 234323.45
CZ02 | cAVVG | Existing | Exterior Equipment | 0 | 0
CZ02 | cAVVG | Existing | Fans | 880038.52 | 0
CZ02 | cAVVG | Existing | Pumps | 51319.48 | 0
CZ02 | cAVVG | Existing | Heat Rejection | 0 | 0
CZ02 | cAVVG | Existing | Humidification | 0 | 0
CZ02 | cAVVG | Existing | Heat Recovery | 0 | 0
CZ02 | cAVVG | Existing | Water Systems | 0 | 1661097.29
CZ02 | cAVVG | Existing | Refrigeration | 0 | 0
CZ02 | cAVVG | Existing | Generators | 0 | 0
CZ02 | cAVVG | Existing | Total End Uses | 6128648.89 | 2642673.95
CZ03 | cAVVG | Existing | Heating | 0 | 478517.75
CZ03 | cAVVG | Existing | Cooling | 511522.64 | 0
CZ03 | cAVVG | Existing | Interior Lighting | 1197553.41 | 0
CZ03 | cAVVG | Existing | Exterior Lighting | 0 | 0
CZ03 | cAVVG | Existing | Interior Equipment | 3196971.72 | 234323.45
CZ03 | cAVVG | Existing | Exterior Equipment | 0 | 0
CZ03 | cAVVG | Existing | Fans | 722461.04 | 0
CZ03 | cAVVG | Existing | Pumps | 51687.35 | 0
CZ03 | cAVVG | Existing | Heat Rejection | 0 | 0
CZ03 | cAVVG | Existing | Humidification | 0 | 0
CZ03 | cAVVG | Existing | Heat Recovery | 0 | 0
CZ03 | cAVVG | Existing | Water Systems | 0 | 1656176.37
CZ03 | cAVVG | Existing | Refrigeration | 0 | 0
CZ03 | cAVVG | Existing | Generators | 0 | 0
CZ03 | cAVVG | Existing | Total End Uses | 5680196.16 | 2369017.58
CZ04 | cAVVG | Existing | Heating | 0 | 463768.4
CZ04 | cAVVG | Existing | Cooling | 942530.26 | 0
CZ04 | cAVVG | Existing | Interior Lighting | 1197553.41 | 0
CZ04 | cAVVG | Existing | Exterior Lighting | 0 | 0
CZ04 | cAVVG | Existing | Interior Equipment | 3196971.72 | 234323.45
CZ04 | cAVVG | Existing | Exterior Equipment | 0 | 0
CZ04 | cAVVG | Existing | Fans | 827858.54 | 0
CZ04 | cAVVG | Existing | Pumps | 57871.05 | 0
CZ04 | cAVVG | Existing | Heat Rejection | 0 | 0
CZ04 | cAVVG | Existing | Humidification | 0 | 0
CZ04 | cAVVG | Existing | Heat Recovery | 0 | 0
CZ04 | cAVVG | Existing | Water Systems | 0 | 1597037.98
CZ04 | cAVVG | Existing | Refrigeration | 0 | 0
CZ04 | cAVVG | Existing | Generators | 0 | 0
CZ04 | cAVVG | Existing | Total End Uses | 6222784.98 | 2295129.83
CZ05 | cAVVG | Existing | Heating | 0 | 457475.48
CZ05 | cAVVG | Existing | Cooling | 643924.17 | 0
CZ05 | cAVVG | Existing | Interior Lighting | 1197553.41 | 0
CZ05 | cAVVG | Existing | Exterior Lighting | 0 | 0
CZ05 | cAVVG | Existing | Interior Equipment | 3196971.72 | 234323.45
CZ05 | cAVVG | Existing | Exterior Equipment | 0 | 0
CZ05 | cAVVG | Existing | Fans | 786330.94 | 0
CZ05 | cAVVG | Existing | Pumps | 53231.74 | 0
CZ05 | cAVVG | Existing | Heat Rejection | 0 | 0
CZ05 | cAVVG | Existing | Humidification | 0 | 0
CZ05 | cAVVG | Existing | Heat Recovery | 0 | 0
CZ05 | cAVVG | Existing | Water Systems | 0 | 1656391.78
CZ05 | cAVVG | Existing | Refrigeration | 0 | 0
CZ05 | cAVVG | Existing | Generators | 0 | 0
CZ05 | cAVVG | Existing | Total End Uses | 5878011.97 | 2348190.71
CZ06 | cAVVG | Existing | Heating | 0 | 130893.85
CZ06 | cAVVG | Existing | Cooling | 1110383.74 | 0
CZ06 | cAVVG | Existing | Interior Lighting | 1197553.41 | 0
CZ06 | cAVVG | Existing | Exterior Lighting | 0 | 0
CZ06 | cAVVG | Existing | Interior Equipment | 3196971.72 | 234323.45
CZ06 | cAVVG | Existing | Exterior Equipment | 0 | 0
CZ06 | cAVVG | Existing | Fans | 948763.67 | 0
CZ06 | cAVVG | Existing | Pumps | 74491.86 | 0
CZ06 | cAVVG | Existing | Heat Rejection | 0 | 0
CZ06 | cAVVG | Existing | Humidification | 0 | 0
CZ06 | cAVVG | Existing | Heat Recovery | 0 | 0
CZ06 | cAVVG | Existing | Water Systems | 0 | 1525125.22
CZ06 | cAVVG | Existing | Refrigeration | 0 | 0
CZ06 | cAVVG | Existing | Generators | 0 | 0
CZ06 | cAVVG | Existing | Total End Uses | 6528164.39 | 1890342.52
CZ07 | cAVVG | Existing | Heating | 0 | 155450.37
CZ07 | cAVVG | Existing | Cooling | 1241262.8 | 0
CZ07 | cAVVG | Existing | Interior Lighting | 1197553.41 | 0
CZ07 | cAVVG | Existing | Exterior Lighting | 0 | 0
CZ07 | cAVVG | Existing | Interior Equipment | 3196971.72 | 234323.45
CZ07 | cAVVG | Existing | Exterior Equipment | 0 | 0
CZ07 | cAVVG | Existing | Fans | 949810.3 | 0
CZ07 | cAVVG | Existing | Pumps | 76984.43 | 0
CZ07 | cAVVG | Existing | Heat Rejection | 0 | 0
CZ07 | cAVVG | Existing | Humidification | 0 | 0
CZ07 | cAVVG | Existing | Heat Recovery | 0 | 0
CZ07 | cAVVG | Existing | Water Systems | 0 | 1504235.96
CZ07 | cAVVG | Existing | Refrigeration | 0 | 0
CZ07 | cAVVG | Existing | Generators | 0 | 0
CZ07 | cAVVG | Existing | Total End Uses | 6662582.65 | 1894009.78
CZ08 | cAVVG | Existing | Heating | 0 | 205506.15
CZ08 | cAVVG | Existing | Cooling | 1377342.58 | 0
CZ08 | cAVVG | Existing | Interior Lighting | 1197553.41 | 0
CZ08 | cAVVG | Existing | Exterior Lighting | 0 | 0
CZ08 | cAVVG | Existing | Interior Equipment | 3196971.72 | 234323.45
CZ08 | cAVVG | Existing | Exterior Equipment | 0 | 0
CZ08 | cAVVG | Existing | Fans | 916127.72 | 0
CZ08 | cAVVG | Existing | Pumps | 73237.77 | 0
CZ08 | cAVVG | Existing | Heat Rejection | 0 | 0
CZ08 | cAVVG | Existing | Humidification | 0 | 0
CZ08 | cAVVG | Existing | Heat Recovery | 0 | 0
CZ08 | cAVVG | Existing | Water Systems | 0 | 1501725.05
CZ08 | cAVVG | Existing | Refrigeration | 0 | 0
CZ08 | cAVVG | Existing | Generators | 0 | 0
CZ08 | cAVVG | Existing | Total End Uses | 6761233.2 | 1941554.65
CZ09 | cAVVG | Existing | Heating | 0 | 176752.92
CZ09 | cAVVG | Existing | Cooling | 1560767.71 | 0
CZ09 | cAVVG | Existing | Interior Lighting | 1197553.41 | 0
CZ09 | cAVVG | Existing | Exterior Lighting | 0 | 0
CZ09 | cAVVG | Existing | Interior Equipment | 3196971.72 | 234323.45
CZ09 | cAVVG | Existing | Exterior Equipment | 0 | 0
CZ09 | cAVVG | Existing | Fans | 994096.6 | 0
CZ09 | cAVVG | Existing | Pumps | 75619.56 | 0
CZ09 | cAVVG | Existing | Heat Rejection | 0 | 0
CZ09 | cAVVG | Existing | Humidification | 0 | 0
CZ09 | cAVVG | Existing | Heat Recovery | 0 | 0
CZ09 | cAVVG | Existing | Water Systems | 0 | 1480793.97
CZ09 | cAVVG | Existing | Refrigeration | 0 | 0
CZ09 | cAVVG | Existing | Generators | 0 | 0
CZ09 | cAVVG | Existing | Total End Uses | 7025009 | 1891870.34
CZ10 | cAVVG | Existing | Heating | 0 | 412958.33
CZ10 | cAVVG | Existing | Cooling | 1826951.74 | 0
CZ10 | cAVVG | Existing | Interior Lighting | 1197553.41 | 0
CZ10 | cAVVG | Existing | Exterior Lighting | 0 | 0
CZ10 | cAVVG | Existing | Interior Equipment | 3196971.72 | 234323.45
CZ10 | cAVVG | Existing | Exterior Equipment | 0 | 0
CZ10 | cAVVG | Existing | Fans | 1068101.8 | 0
CZ10 | cAVVG | Existing | Pumps | 73813.91 | 0
CZ10 | cAVVG | Existing | Heat Rejection | 0 | 0
CZ10 | cAVVG | Existing | Humidification | 0 | 0
CZ10 | cAVVG | Existing | Heat Recovery | 0 | 0
CZ10 | cAVVG | Existing | Water Systems | 0 | 1463763.47
CZ10 | cAVVG | Existing | Refrigeration | 0 | 0
CZ10 | cAVVG | Existing | Generators | 0 | 0
CZ10 | cAVVG | Existing | Total End Uses | 7363392.58 | 2111045.25
CZ11 | cAVVG | Existing | Heating | 0 | 811631.5
CZ11 | cAVVG | Existing | Cooling | 1858980.74 | 0
CZ11 | cAVVG | Existing | Interior Lighting | 1197553.41 | 0
CZ11 | cAVVG | Existing | Exterior Lighting | 0 | 0
CZ11 | cAVVG | Existing | Interior Equipment | 3196971.72 | 234323.45
CZ11 | cAVVG | Existing | Exterior Equipment | 0 | 0
CZ11 | cAVVG | Existing | Fans | 1127574.83 | 0
CZ11 | cAVVG | Existing | Pumps | 67158.25 | 0
CZ11 | cAVVG | Existing | Heat Rejection | 0 | 0
CZ11 | cAVVG | Existing | Humidification | 0 | 0
CZ11 | cAVVG | Existing | Heat Recovery | 0 | 0
CZ11 | cAVVG | Existing | Water Systems | 0 | 1493443.95
CZ11 | cAVVG | Existing | Refrigeration | 0 | 0
CZ11 | cAVVG | Existing | Generators | 0 | 0
CZ11 | cAVVG | Existing | Total End Uses | 7448238.95 | 2539398.9
CZ12 | cAVVG | Existing | Heating | 0 | 671795.74
CZ12 | cAVVG | Existing | Cooling | 1576022.35 | 0
CZ12 | cAVVG | Existing | Interior Lighting | 1197553.41 | 0
CZ12 | cAVVG | Existing | Exterior Lighting | 0 | 0
CZ12 | cAVVG | Existing | Interior Equipment | 3196971.72 | 234323.45
CZ12 | cAVVG | Existing | Exterior Equipment | 0 | 0
CZ12 | cAVVG | Existing | Fans | 1087439.11 | 0
CZ12 | cAVVG | Existing | Pumps | 66643.63 | 0
CZ12 | cAVVG | Existing | Heat Rejection | 0 | 0
CZ12 | cAVVG | Existing | Humidification | 0 | 0
CZ12 | cAVVG | Existing | Heat Recovery | 0 | 0
CZ12 | cAVVG | Existing | Water Systems | 0 | 1539210.31
CZ12 | cAVVG | Existing | Refrigeration | 0 | 0
CZ12 | cAVVG | Existing | Generators | 0 | 0
CZ12 | cAVVG | Existing | Total End Uses | 7124630.22 | 2445329.5
CZ13 | cAVVG | Existing | Heating | 0 | 565177.03
CZ13 | cAVVG | Existing | Cooling | 2088566.4 | 0
CZ13 | cAVVG | Existing | Interior Lighting | 1197553.41 | 0
CZ13 | cAVVG | Existing | Exterior Lighting | 0 | 0
CZ13 | cAVVG | Existing | Interior Equipment | 3196971.72 | 234323.45
CZ13 | cAVVG | Existing | Exterior Equipment | 0 | 0
CZ13 | cAVVG | Existing | Fans | 1185223.02 | 0
CZ13 | cAVVG | Existing | Pumps | 74288.91 | 0
CZ13 | cAVVG | Existing | Heat Rejection | 0 | 0
CZ13 | cAVVG | Existing | Humidification | 0 | 0
CZ13 | cAVVG | Existing | Heat Recovery | 0 | 0
CZ13 | cAVVG | Existing | Water Systems | 0 | 1449116.26
CZ13 | cAVVG | Existing | Refrigeration | 0 | 0
CZ13 | cAVVG | Existing | Generators | 0 | 0
CZ13 | cAVVG | Existing | Total End Uses | 7742603.46 | 2248616.74
CZ14 | cAVVG | Existing | Heating | 0 | 409301.21
CZ14 | cAVVG | Existing | Cooling | 2522255.88 | 0
CZ14 | cAVVG | Existing | Interior Lighting | 1197553.41 | 0
CZ14 | cAVVG | Existing | Exterior Lighting | 0 | 0
CZ14 | cAVVG | Existing | Interior Equipment | 3196971.72 | 234323.45
CZ14 | cAVVG | Existing | Exterior Equipment | 0 | 0
CZ14 | cAVVG | Existing | Fans | 1331055.11 | 0
CZ14 | cAVVG | Existing | Pumps | 72194.74 | 0
CZ14 | cAVVG | Existing | Heat Rejection | 0 | 0
CZ14 | cAVVG | Existing | Humidification | 0 | 0
CZ14 | cAVVG | Existing | Heat Recovery | 0 | 0
CZ14 | cAVVG | Existing | Water Systems | 0 | 1372209.17
CZ14 | cAVVG | Existing | Refrigeration | 0 | 0
CZ14 | cAVVG | Existing | Generators | 0 | 0
CZ14 | cAVVG | Existing | Total End Uses | 8320030.86 | 2015833.83
CZ15 | cAVVG | Existing | Heating | 0 | 240926.13
CZ15 | cAVVG | Existing | Cooling | 3602236.94 | 0
CZ15 | cAVVG | Existing | Interior Lighting | 1197553.41 | 0
CZ15 | cAVVG | Existing | Exterior Lighting | 0 | 0
CZ15 | cAVVG | Existing | Interior Equipment | 3196971.72 | 234323.45
CZ15 | cAVVG | Existing | Exterior Equipment | 0 | 0
CZ15 | cAVVG | Existing | Fans | 1413141.95 | 0
CZ15 | cAVVG | Existing | Pumps | 97677.33 | 0
CZ15 | cAVVG | Existing | Heat Rejection | 0 | 0
CZ15 | cAVVG | Existing | Humidification | 0 | 0
CZ15 | cAVVG | Existing | Heat Recovery | 0 | 0
CZ15 | cAVVG | Existing | Water Systems | 0 | 1216598.09
CZ15 | cAVVG | Existing | Refrigeration | 0 | 0
CZ15 | cAVVG | Existing | Generators | 0 | 0
CZ15 | cAVVG | Existing | Total End Uses | 9507581.36 | 1691847.67
CZ16 | cAVVG | Existing | Heating | 0 | 973677.67
CZ16 | cAVVG | Existing | Cooling | 1657558.82 | 0
CZ16 | cAVVG | Existing | Interior Lighting | 1197553.41 | 0
CZ16 | cAVVG | Existing | Exterior Lighting | 0 | 0
CZ16 | cAVVG | Existing | Interior Equipment | 3196971.72 | 234323.45
CZ16 | cAVVG | Existing | Exterior Equipment | 0 | 0
CZ16 | cAVVG | Existing | Fans | 1311921.79 | 0
CZ16 | cAVVG | Existing | Pumps | 66864.09 | 0
CZ16 | cAVVG | Existing | Heat Rejection | 0 | 0
CZ16 | cAVVG | Existing | Humidification | 0 | 0
CZ16 | cAVVG | Existing | Heat Recovery | 0 | 0
CZ16 | cAVVG | Existing | Water Systems | 0 | 1625378.97
CZ16 | cAVVG | Existing | Refrigeration | 0 | 0
CZ16 | cAVVG | Existing | Generators | 0 | 0
CZ16 | cAVVG | Existing | Total End Uses | 7430869.83 | 2833380.09
CZ01 | cAVVG | New Construction | Heating | 0 | 1161063.03
CZ01 | cAVVG | New Construction | Cooling | 82153.58 | 0
CZ01 | cAVVG | New Construction | Interior Lighting | 558894.68 | 0
CZ01 | cAVVG | New Construction | Exterior Lighting | 0 | 0
CZ01 | cAVVG | New Construction | Interior Equipment | 3196971.72 | 234323.45
CZ01 | cAVVG | New Construction | Exterior Equipment | 0 | 0
CZ01 | cAVVG | New Construction | Fans | 662852.64 | 0
CZ01 | cAVVG | New Construction | Pumps | 19768.29 | 0
CZ01 | cAVVG | New Construction | Heat Rejection | 0 | 0
CZ01 | cAVVG | New Construction | Humidification | 0 | 0
CZ01 | cAVVG | New Construction | Heat Recovery | 0 | 0
CZ01 | cAVVG | New Construction | Water Systems | 0 | 1809508.85
CZ01 | cAVVG | New Construction | Refrigeration | 0 | 0
CZ01 | cAVVG | New Construction | Generators | 0 | 0
CZ01 | cAVVG | New Construction | Total End Uses | 4520640.91 | 3204895.33
CZ02 | cAVVG | New Construction | Heating | 0 | 1010049.04
CZ02 | cAVVG | New Construction | Cooling | 650730.17 | 0
CZ02 | cAVVG | New Construction | Interior Lighting | 558894.68 | 0
CZ02 | cAVVG | New Construction | Exterior Lighting | 0 | 0
CZ02 | cAVVG | New Construction | Interior Equipment | 3196971.72 | 234323.45
CZ02 | cAVVG | New Construction | Exterior Equipment | 0 | 0
CZ02 | cAVVG | New Construction | Fans | 762829.19 | 0
CZ02 | cAVVG | New Construction | Pumps | 39338.81 | 0
CZ02 | cAVVG | New Construction | Heat Rejection | 0 | 0
CZ02 | cAVVG | New Construction | Humidification | 0 | 0
CZ02 | cAVVG | New Construction | Heat Recovery | 0 | 0
CZ02 | cAVVG | New Construction | Water Systems | 0 | 1659811.66
CZ02 | cAVVG | New Construction | Refrigeration | 0 | 0
CZ02 | cAVVG | New Construction | Generators | 0 | 0
CZ02 | cAVVG | New Construction | Total End Uses | 5208764.57 | 2904184.16
CZ03 | cAVVG | New Construction | Heating | 0 | 651087.07
CZ03 | cAVVG | New Construction | Cooling | 400692.12 | 0
CZ03 | cAVVG | New Construction | Interior Lighting | 558894.68 | 0
CZ03 | cAVVG | New Construction | Exterior Lighting | 0 | 0
CZ03 | cAVVG | New Construction | Interior Equipment | 3196971.72 | 234323.45
CZ03 | cAVVG | New Construction | Exterior Equipment | 0 | 0
CZ03 | cAVVG | New Construction | Fans | 612421.85 | 0
CZ03 | cAVVG | New Construction | Pumps | 38969.01 | 0
CZ03 | cAVVG | New Construction | Heat Rejection | 0 | 0
CZ03 | cAVVG | New Construction | Humidification | 0 | 0
CZ03 | cAVVG | New Construction | Heat Recovery | 0 | 0
CZ03 | cAVVG | New Construction | Water Systems | 0 | 1654798.33
CZ03 | cAVVG | New Construction | Refrigeration | 0 | 0
CZ03 | cAVVG | New Construction | Generators | 0 | 0
CZ03 | cAVVG | New Construction | Total End Uses | 4807949.38 | 2540208.85
CZ04 | cAVVG | New Construction | Heating | 0 | 603059.98
CZ04 | cAVVG | New Construction | Cooling | 760928.04 | 0
CZ04 | cAVVG | New Construction | Interior Lighting | 558894.68 | 0
CZ04 | cAVVG | New Construction | Exterior Lighting | 0 | 0
CZ04 | cAVVG | New Construction | Interior Equipment | 3196971.72 | 234323.45
CZ04 | cAVVG | New Construction | Exterior Equipment | 0 | 0
CZ04 | cAVVG | New Construction | Fans | 690430 | 0
CZ04 | cAVVG | New Construction | Pumps | 45348.42 | 0
CZ04 | cAVVG | New Construction | Heat Rejection | 0 | 0
CZ04 | cAVVG | New Construction | Humidification | 0 | 0
CZ04 | cAVVG | New Construction | Heat Recovery | 0 | 0
CZ04 | cAVVG | New Construction | Water Systems | 0 | 1596044.28
CZ04 | cAVVG | New Construction | Refrigeration | 0 | 0
CZ04 | cAVVG | New Construction | Generators | 0 | 0
CZ04 | cAVVG | New Construction | Total End Uses | 5252572.86 | 2433427.71
CZ05 | cAVVG | New Construction | Heating | 0 | 646070.23
CZ05 | cAVVG | New Construction | Cooling | 497267.48 | 0
CZ05 | cAVVG | New Construction | Interior Lighting | 558894.68 | 0
CZ05 | cAVVG | New Construction | Exterior Lighting | 0 | 0
CZ05 | cAVVG | New Construction | Interior Equipment | 3196971.72 | 234323.45
CZ05 | cAVVG | New Construction | Exterior Equipment | 0 | 0
CZ05 | cAVVG | New Construction | Fans | 643429.9 | 0
CZ05 | cAVVG | New Construction | Pumps | 37969.92 | 0
CZ05 | cAVVG | New Construction | Heat Rejection | 0 | 0
CZ05 | cAVVG | New Construction | Humidification | 0 | 0
CZ05 | cAVVG | New Construction | Heat Recovery | 0 | 0
CZ05 | cAVVG | New Construction | Water Systems | 0 | 1655436.04
CZ05 | cAVVG | New Construction | Refrigeration | 0 | 0
CZ05 | cAVVG | New Construction | Generators | 0 | 0
CZ05 | cAVVG | New Construction | Total End Uses | 4934533.7 | 2535829.72
CZ06 | cAVVG | New Construction | Heating | 0 | 223719.27
CZ06 | cAVVG | New Construction | Cooling | 885247.08 | 0
CZ06 | cAVVG | New Construction | Interior Lighting | 558894.68 | 0
CZ06 | cAVVG | New Construction | Exterior Lighting | 0 | 0
CZ06 | cAVVG | New Construction | Interior Equipment | 3196971.72 | 234323.45
CZ06 | cAVVG | New Construction | Exterior Equipment | 0 | 0
CZ06 | cAVVG | New Construction | Fans | 762089.67 | 0
CZ06 | cAVVG | New Construction | Pumps | 59174.96 | 0
CZ06 | cAVVG | New Construction | Heat Rejection | 0 | 0
CZ06 | cAVVG | New Construction | Humidification | 0 | 0
CZ06 | cAVVG | New Construction | Heat Recovery | 0 | 0
CZ06 | cAVVG | New Construction | Water Systems | 0 | 1524391.99
CZ06 | cAVVG | New Construction | Refrigeration | 0 | 0
CZ06 | cAVVG | New Construction | Generators | 0 | 0
CZ06 | cAVVG | New Construction | Total End Uses | 5462378.11 | 1982434.71
CZ07 | cAVVG | New Construction | Heating | 0 | 243177.9
CZ07 | cAVVG | New Construction | Cooling | 976780.09 | 0
CZ07 | cAVVG | New Construction | Interior Lighting | 558894.68 | 0
CZ07 | cAVVG | New Construction | Exterior Lighting | 0 | 0
CZ07 | cAVVG | New Construction | Interior Equipment | 3196971.72 | 234323.45
CZ07 | cAVVG | New Construction | Exterior Equipment | 0 | 0
CZ07 | cAVVG | New Construction | Fans | 748695.07 | 0
CZ07 | cAVVG | New Construction | Pumps | 56681.81 | 0
CZ07 | cAVVG | New Construction | Heat Rejection | 0 | 0
CZ07 | cAVVG | New Construction | Humidification | 0 | 0
CZ07 | cAVVG | New Construction | Heat Recovery | 0 | 0
CZ07 | cAVVG | New Construction | Water Systems | 0 | 1503322.83
CZ07 | cAVVG | New Construction | Refrigeration | 0 | 0
CZ07 | cAVVG | New Construction | Generators | 0 | 0
CZ07 | cAVVG | New Construction | Total End Uses | 5538023.37 | 1980824.18
CZ08 | cAVVG | New Construction | Heating | 0 | 297589.07
CZ08 | cAVVG | New Construction | Cooling | 1111730.72 | 0
CZ08 | cAVVG | New Construction | Interior Lighting | 558894.68 | 0
CZ08 | cAVVG | New Construction | Exterior Lighting | 0 | 0
CZ08 | cAVVG | New Construction | Interior Equipment | 3196971.72 | 234323.45
CZ08 | cAVVG | New Construction | Exterior Equipment | 0 | 0
CZ08 | cAVVG | New Construction | Fans | 762727.53 | 0
CZ08 | cAVVG | New Construction | Pumps | 58894.74 | 0
CZ08 | cAVVG | New Construction | Heat Rejection | 0 | 0
CZ08 | cAVVG | New Construction | Humidification | 0 | 0
CZ08 | cAVVG | New Construction | Heat Recovery | 0 | 0
CZ08 | cAVVG | New Construction | Water Systems | 0 | 1500847.75
CZ08 | cAVVG | New Construction | Refrigeration | 0 | 0
CZ08 | cAVVG | New Construction | Generators | 0 | 0
CZ08 | cAVVG | New Construction | Total End Uses | 5689219.39 | 2032760.27
CZ09 | cAVVG | New Construction | Heating | 0 | 271873.81
CZ09 | cAVVG | New Construction | Cooling | 1254434.81 | 0
CZ09 | cAVVG | New Construction | Interior Lighting | 558894.68 | 0
CZ09 | cAVVG | New Construction | Exterior Lighting | 0 | 0
CZ09 | cAVVG | New Construction | Interior Equipment | 3196971.72 | 234323.45
CZ09 | cAVVG | New Construction | Exterior Equipment | 0 | 0
CZ09 | cAVVG | New Construction | Fans | 831836.78 | 0
CZ09 | cAVVG | New Construction | Pumps | 60766.83 | 0
CZ09 | cAVVG | New Construction | Heat Rejection | 0 | 0
CZ09 | cAVVG | New Construction | Humidification | 0 | 0
CZ09 | cAVVG | New Construction | Heat Recovery | 0 | 0
CZ09 | cAVVG | New Construction | Water Systems | 0 | 1479861.47
CZ09 | cAVVG | New Construction | Refrigeration | 0 | 0
CZ09 | cAVVG | New Construction | Generators | 0 | 0
CZ09 | cAVVG | New Construction | Total End Uses | 5902904.82 | 1986058.73
CZ10 | cAVVG | New Construction | Heating | 0 | 479398.08
CZ10 | cAVVG | New Construction | Cooling | 1549031.65 | 0
CZ10 | cAVVG | New Construction | Interior Lighting | 558894.68 | 0
CZ10 | cAVVG | New Construction | Exterior Lighting | 0 | 0
CZ10 | cAVVG | New Construction | Interior Equipment | 3196971.72 | 234323.45
CZ10 | cAVVG | New Construction | Exterior Equipment | 0 | 0
CZ10 | cAVVG | New Construction | Fans | 889595.5 | 0
CZ10 | cAVVG | New Construction | Pumps | 61726.07 | 0
CZ10 | cAVVG | New Construction | Heat Rejection | 0 | 0
CZ10 | cAVVG | New Construction | Humidification | 0 | 0
CZ10 | cAVVG | New Construction | Heat Recovery | 0 | 0
CZ10 | cAVVG | New Construction | Water Systems | 0 | 1462665.97
CZ10 | cAVVG | New Construction | Refrigeration | 0 | 0
CZ10 | cAVVG | New Construction | Generators | 0 | 0
CZ10 | cAVVG | New Construction | Total End Uses | 6256219.61 | 2176387.5
CZ11 | cAVVG | New Construction | Heating | 0 | 684552.67
CZ11 | cAVVG | New Construction | Cooling | 1441112.38 | 0
CZ11 | cAVVG | New Construction | Interior Lighting | 558894.68 | 0
CZ11 | cAVVG | New Construction | Exterior Lighting | 0 | 0
CZ11 | cAVVG | New Construction | Interior Equipment | 3196971.72 | 234323.45
CZ11 | cAVVG | New Construction | Exterior Equipment | 0 | 0
CZ11 | cAVVG | New Construction | Fans | 892407.74 | 0
CZ11 | cAVVG | New Construction | Pumps | 54003.84 | 0
CZ11 | cAVVG | New Construction | Heat Rejection | 0 | 0
CZ11 | cAVVG | New Construction | Humidification | 0 | 0
CZ11 | cAVVG | New Construction | Heat Recovery | 0 | 0
CZ11 | cAVVG | New Construction | Water Systems | 0 | 1491232.46
CZ11 | cAVVG | New Construction | Refrigeration | 0 | 0
CZ11 | cAVVG | New Construction | Generators | 0 | 0
CZ11 | cAVVG | New Construction | Total End Uses | 6143390.36 | 2410108.58
CZ12 | cAVVG | New Construction | Heating | 0 | 601533.8
CZ12 | cAVVG | New Construction | Cooling | 1233612.11 | 0
CZ12 | cAVVG | New Construction | Interior Lighting | 558894.68 | 0
CZ12 | cAVVG | New Construction | Exterior Lighting | 0 | 0
CZ12 | cAVVG | New Construction | Interior Equipment | 3196971.72 | 234323.45
CZ12 | cAVVG | New Construction | Exterior Equipment | 0 | 0
CZ12 | cAVVG | New Construction | Fans | 881300.3 | 0
CZ12 | cAVVG | New Construction | Pumps | 54499.96 | 0
CZ12 | cAVVG | New Construction | Heat Rejection | 0 | 0
CZ12 | cAVVG | New Construction | Humidification | 0 | 0
CZ12 | cAVVG | New Construction | Heat Recovery | 0 | 0
CZ12 | cAVVG | New Construction | Water Systems | 0 | 1537960.3
CZ12 | cAVVG | New Construction | Refrigeration | 0 | 0
CZ12 | cAVVG | New Construction | Generators | 0 | 0
CZ12 | cAVVG | New Construction | Total End Uses | 5925278.76 | 2373817.56
CZ13 | cAVVG | New Construction | Heating | 0 | 505883.84
CZ13 | cAVVG | New Construction | Cooling | 1618573.35 | 0
CZ13 | cAVVG | New Construction | Interior Lighting | 558894.68 | 0
CZ13 | cAVVG | New Construction | Exterior Lighting | 0 | 0
CZ13 | cAVVG | New Construction | Interior Equipment | 3196971.72 | 234323.45
CZ13 | cAVVG | New Construction | Exterior Equipment | 0 | 0
CZ13 | cAVVG | New Construction | Fans | 928806.39 | 0
CZ13 | cAVVG | New Construction | Pumps | 60261.47 | 0
CZ13 | cAVVG | New Construction | Heat Rejection | 0 | 0
CZ13 | cAVVG | New Construction | Humidification | 0 | 0
CZ13 | cAVVG | New Construction | Heat Recovery | 0 | 0
CZ13 | cAVVG | New Construction | Water Systems | 0 | 1447559.39
CZ13 | cAVVG | New Construction | Refrigeration | 0 | 0
CZ13 | cAVVG | New Construction | Generators | 0 | 0
CZ13 | cAVVG | New Construction | Total End Uses | 6363507.61 | 2187766.68
CZ14 | cAVVG | New Construction | Heating | 0 | 374177.81
CZ14 | cAVVG | New Construction | Cooling | 1993005.85 | 0
CZ14 | cAVVG | New Construction | Interior Lighting | 558894.68 | 0
CZ14 | cAVVG | New Construction | Exterior Lighting | 0 | 0
CZ14 | cAVVG | New Construction | Interior Equipment | 3196971.72 | 234323.45
CZ14 | cAVVG | New Construction | Exterior Equipment | 0 | 0
CZ14 | cAVVG | New Construction | Fans | 1034992.81 | 0
CZ14 | cAVVG | New Construction | Pumps | 57016.65 | 0
CZ14 | cAVVG | New Construction | Heat Rejection | 0 | 0
CZ14 | cAVVG | New Construction | Humidification | 0 | 0
CZ14 | cAVVG | New Construction | Heat Recovery | 0 | 0
CZ14 | cAVVG | New Construction | Water Systems | 0 | 1370631.47
CZ14 | cAVVG | New Construction | Refrigeration | 0 | 0
CZ14 | cAVVG | New Construction | Generators | 0 | 0
CZ14 | cAVVG | New Construction | Total End Uses | 6840881.71 | 1979132.73
CZ15 | cAVVG | New Construction | Heating | 0 | 216817.31
CZ15 | cAVVG | New Construction | Cooling | 2857370.87 | 0
CZ15 | cAVVG | New Construction | Interior Lighting | 558894.68 | 0
CZ15 | cAVVG | New Construction | Exterior Lighting | 0 | 0
CZ15 | cAVVG | New Construction | Interior Equipment | 3196971.72 | 234323.45
CZ15 | cAVVG | New Construction | Exterior Equipment | 0 | 0
CZ15 | cAVVG | New Construction | Fans | 1089558.46 | 0
CZ15 | cAVVG | New Construction | Pumps | 77236.14 | 0
CZ15 | cAVVG | New Construction | Heat Rejection | 0 | 0
CZ15 | cAVVG | New Construction | Humidification | 0 | 0
CZ15 | cAVVG | New Construction | Heat Recovery | 0 | 0
CZ15 | cAVVG | New Construction | Water Systems | 0 | 1215292.33
CZ15 | cAVVG | New Construction | Refrigeration | 0 | 0
CZ15 | cAVVG | New Construction | Generators | 0 | 0
CZ15 | cAVVG | New Construction | Total End Uses | 7780031.87 | 1666433.09
CZ16 | cAVVG | New Construction | Heating | 0 | 834180.81
CZ16 | cAVVG | New Construction | Cooling | 1326345.82 | 0
CZ16 | cAVVG | New Construction | Interior Lighting | 558894.68 | 0
CZ16 | cAVVG | New Construction | Exterior Lighting | 0 | 0
CZ16 | cAVVG | New Construction | Interior Equipment | 3196971.72 | 234323.45
CZ16 | cAVVG | New Construction | Exterior Equipment | 0 | 0
CZ16 | cAVVG | New Construction | Fans | 1074960.46 | 0
CZ16 | cAVVG | New Construction | Pumps | 52888.15 | 0
CZ16 | cAVVG | New Construction | Heat Rejection | 0 | 0
CZ16 | cAVVG | New Construction | Humidification | 0 | 0
CZ16 | cAVVG | New Construction | Heat Recovery | 0 | 0
CZ16 | cAVVG | New Construction | Water Systems | 0 | 1623973.36
CZ16 | cAVVG | New Construction | Refrigeration | 0 | 0
CZ16 | cAVVG | New Construction | Generators | 0 | 0
CZ16 | cAVVG | New Construction | Total End Uses | 6210060.83 | 2692477.62
CZ01 | cDXGF | Existing | Heating | 0 | 522145.96
CZ01 | cDXGF | Existing | Cooling | 87154.62 | 0
CZ01 | cDXGF | Existing | Interior Lighting | 1197553.41 | 0
CZ01 | cDXGF | Existing | Exterior Lighting | 0 | 0
CZ01 | cDXGF | Existing | Interior Equipment | 3196971.72 | 234323.45
CZ01 | cDXGF | Existing | Exterior Equipment | 0 | 0
CZ01 | cDXGF | Existing | Fans | 1517604.02 | 0
CZ01 | cDXGF | Existing | Pumps | 2239.69 | 0
CZ01 | cDXGF | Existing | Heat Rejection | 0 | 0
CZ01 | cDXGF | Existing | Humidification | 0 | 0
CZ01 | cDXGF | Existing | Heat Recovery | 0 | 0
CZ01 | cDXGF | Existing | Water Systems | 0 | 1810879.16
CZ01 | cDXGF | Existing | Refrigeration | 0 | 0
CZ01 | cDXGF | Existing | Generators | 0 | 0
CZ01 | cDXGF | Existing | Total End Uses | 6001523.46 | 2567348.57
CZ02 | cDXGF | Existing | Heating | 0 | 340520.32
CZ02 | cDXGF | Existing | Cooling | 663239.35 | 0
CZ02 | cDXGF | Existing | Interior Lighting | 1197553.41 | 0
CZ02 | cDXGF | Existing | Exterior Lighting | 0 | 0
CZ02 | cDXGF | Existing | Interior Equipment | 3196971.72 | 234323.45
CZ02 | cDXGF | Existing | Exterior Equipment | 0 | 0
CZ02 | cDXGF | Existing | Fans | 1728485.17 | 0
CZ02 | cDXGF | Existing | Pumps | 2818.19 | 0
CZ02 | cDXGF | Existing | Heat Rejection | 0 | 0
CZ02 | cDXGF | Existing | Humidification | 0 | 0
CZ02 | cDXGF | Existing | Heat Recovery | 0 | 0
CZ02 | cDXGF | Existing | Water Systems | 0 | 1661091.57
CZ02 | cDXGF | Existing | Refrigeration | 0 | 0
CZ02 | cDXGF | Existing | Generators | 0 | 0
CZ02 | cDXGF | Existing | Total End Uses | 6789067.84 | 2235935.35
CZ03 | cDXGF | Existing | Heating | 0 | 180213.66
CZ03 | cDXGF | Existing | Cooling | 408501.23 | 0
CZ03 | cDXGF | Existing | Interior Lighting | 1197553.41 | 0
CZ03 | cDXGF | Existing | Exterior Lighting | 0 | 0
CZ03 | cDXGF | Existing | Interior Equipment | 3196971.72 | 234323.45
CZ03 | cDXGF | Existing | Exterior Equipment | 0 | 0
CZ03 | cDXGF | Existing | Fans | 1654185.05 | 0
CZ03 | cDXGF | Existing | Pumps | 2975.25 | 0
CZ03 | cDXGF | Existing | Heat Rejection | 0 | 0
CZ03 | cDXGF | Existing | Humidification | 0 | 0
CZ03 | cDXGF | Existing | Heat Recovery | 0 | 0
CZ03 | cDXGF | Existing | Water Systems | 0 | 1656188.63
CZ03 | cDXGF | Existing | Refrigeration | 0 | 0
CZ03 | cDXGF | Existing | Generators | 0 | 0
CZ03 | cDXGF | Existing | Total End Uses | 6460186.66 | 2070725.74
CZ04 | cDXGF | Existing | Heating | 0 | 162314.26
CZ04 | cDXGF | Existing | Cooling | 796684.89 | 0
CZ04 | cDXGF | Existing | Interior Lighting | 1197553.41 | 0
CZ04 | cDXGF | Existing | Exterior Lighting | 0 | 0
CZ04 | cDXGF | Existing | Interior Equipment | 3196971.72 | 234323.45
CZ04 | cDXGF | Existing | Exterior Equipment | 0 | 0
CZ04 | cDXGF | Existing | Fans | 1757298.17 | 0
CZ04 | cDXGF | Existing | Pumps | 3172.37 | 0
CZ04 | cDXGF | Existing | Heat Rejection | 0 | 0
CZ04 | cDXGF | Existing | Humidification | 0 | 0
CZ04 | cDXGF | Existing | Heat Recovery | 0 | 0
CZ04 | cDXGF | Existing | Water Systems | 0 | 1597040.76
CZ04 | cDXGF | Existing | Refrigeration | 0 | 0
CZ04 | cDXGF | Existing | Generators | 0 | 0
CZ04 | cDXGF | Existing | Total End Uses | 6951680.56 | 1993678.47
CZ05 | cDXGF | Existing | Heating | 0 | 165699.18
CZ05 | cDXGF | Existing | Cooling | 536597.66 | 0
CZ05 | cDXGF | Existing | Interior Lighting | 1197553.41 | 0
CZ05 | cDXGF | Existing | Exterior Lighting | 0 | 0
CZ05 | cDXGF | Existing | Interior Equipment | 3196971.72 | 234323.45
CZ05 | cDXGF | Existing | Exterior Equipment | 0 | 0
CZ05 | cDXGF | Existing | Fans | 1667378.45 | 0
CZ05 | cDXGF | Existing | Pumps | 2833.67 | 0
CZ05 | cDXGF | Existing | Heat Rejection | 0 | 0
CZ05 | cDXGF | Existing | Humidification | 0 | 0
CZ05 | cDXGF | Existing | Heat Recovery | 0 | 0
CZ05 | cDXGF | Existing | Water Systems | 0 | 1656279.88
CZ05 | cDXGF | Existing | Refrigeration | 0 | 0
CZ05 | cDXGF | Existing | Generators | 0 | 0
CZ05 | cDXGF | Existing | Total End Uses | 6601334.9 | 2056302.51
CZ06 | cDXGF | Existing | Heating | 0 | 31724.08
CZ06 | cDXGF | Existing | Cooling | 886618.54 | 0
CZ06 | cDXGF | Existing | Interior Lighting | 1197553.41 | 0
CZ06 | cDXGF | Existing | Exterior Lighting | 0 | 0
CZ06 | cDXGF | Existing | Interior Equipment | 3196971.72 | 234323.45
CZ06 | cDXGF | Existing | Exterior Equipment | 0 | 0
CZ06 | cDXGF | Existing | Fans | 1733042.9 | 0
CZ06 | cDXGF | Existing | Pumps | 3287.94 | 0
CZ06 | cDXGF | Existing | Heat Rejection | 0 | 0
CZ06 | cDXGF | Existing | Humidification | 0 | 0
CZ06 | cDXGF | Existing | Heat Recovery | 0 | 0
CZ06 | cDXGF | Existing | Water Systems | 0 | 1525052.76
CZ06 | cDXGF | Existing | Refrigeration | 0 | 0
CZ06 | cDXGF | Existing | Generators | 0 | 0
CZ06 | cDXGF | Existing | Total End Uses | 7017474.51 | 1791100.29
CZ07 | cDXGF | Existing | Heating | 0 | 33776.42
CZ07 | cDXGF | Existing | Cooling | 995021.64 | 0
CZ07 | cDXGF | Existing | Interior Lighting | 1197553.41 | 0
CZ07 | cDXGF | Existing | Exterior Lighting | 0 | 0
CZ07 | cDXGF | Existing | Interior Equipment | 3196971.72 | 234323.45
CZ07 | cDXGF | Existing | Exterior Equipment | 0 | 0
CZ07 | cDXGF | Existing | Fans | 1692209.29 | 0
CZ07 | cDXGF | Existing | Pumps | 3439.19 | 0
CZ07 | cDXGF | Existing | Heat Rejection | 0 | 0
CZ07 | cDXGF | Existing | Humidification | 0 | 0
CZ07 | cDXGF | Existing | Heat Recovery | 0 | 0
CZ07 | cDXGF | Existing | Water Systems | 0 | 1504328.75
CZ07 | cDXGF | Existing | Refrigeration | 0 | 0
CZ07 | cDXGF | Existing | Generators | 0 | 0
CZ07 | cDXGF | Existing | Total End Uses | 7085195.25 | 1772428.63
CZ08 | cDXGF | Existing | Heating | 0 | 45846.05
CZ08 | cDXGF | Existing | Cooling | 1124868.26 | 0
CZ08 | cDXGF | Existing | Interior Lighting | 1197553.41 | 0
CZ08 | cDXGF | Existing | Exterior Lighting | 0 | 0
CZ08 | cDXGF | Existing | Interior Equipment | 3196971.72 | 234323.45
CZ08 | cDXGF | Existing | Exterior Equipment | 0 | 0
CZ08 | cDXGF | Existing | Fans | 1775057.61 | 0
CZ08 | cDXGF | Existing | Pumps | 3514.1 | 0
CZ08 | cDXGF | Existing | Heat Rejection | 0 | 0
CZ08 | cDXGF | Existing | Humidification | 0 | 0
CZ08 | cDXGF | Existing | Heat Recovery | 0 | 0
CZ08 | cDXGF | Existing | Water Systems | 0 | 1501812.58
CZ08 | cDXGF | Existing | Refrigeration | 0 | 0
CZ08 | cDXGF | Existing | Generators | 0 | 0
CZ08 | cDXGF | Existing | Total End Uses | 7297965.11 | 1781982.08
CZ09 | cDXGF | Existing | Heating | 0 | 31946.56
CZ09 | cDXGF | Existing | Cooling | 1296317.87 | 0
CZ09 | cDXGF | Existing | Interior Lighting | 1197553.41 | 0
CZ09 | cDXGF | Existing | Exterior Lighting | 0 | 0
CZ09 | cDXGF | Existing | Interior Equipment | 3196971.72 | 234323.45
CZ09 | cDXGF | Existing | Exterior Equipment | 0 | 0
CZ09 | cDXGF | Existing | Fans | 1877571.05 | 0
CZ09 | cDXGF | Existing | Pumps | 3660.74 | 0
CZ09 | cDXGF | Existing | Heat Rejection | 0 | 0
CZ09 | cDXGF | Existing | Humidification | 0 | 0
CZ09 | cDXGF | Existing | Heat Recovery | 0 | 0
CZ09 | cDXGF | Existing | Water Systems | 0 | 1480772.23
CZ09 | cDXGF | Existing | Refrigeration | 0 | 0
CZ09 | cDXGF | Existing | Generators | 0 | 0
CZ09 | cDXGF | Existing | Total End Uses | 7572074.79 | 1747042.24
CZ10 | cDXGF | Existing | Heating | 0 | 142648.44
CZ10 | cDXGF | Existing | Cooling | 1532927.89 | 0
CZ10 | cDXGF | Existing | Interior Lighting | 1197553.41 | 0
CZ10 | cDXGF | Existing | Exterior Lighting | 0 | 0
CZ10 | cDXGF | Existing | Interior Equipment | 3196971.72 | 234323.45
CZ10 | cDXGF | Existing | Exterior Equipment | 0 | 0
CZ10 | cDXGF | Existing | Fans | 1932056.74 | 0
CZ10 | cDXGF | Existing | Pumps | 3532.11 | 0
CZ10 | cDXGF | Existing | Heat Rejection | 0 | 0
CZ10 | cDXGF | Existing | Humidification | 0 | 0
CZ10 | cDXGF | Existing | Heat Recovery | 0 | 0
CZ10 | cDXGF | Existing | Water Systems | 0 | 1463840.38
CZ10 | cDXGF | Existing | Refrigeration | 0 | 0
CZ10 | cDXGF | Existing | Generators | 0 | 0
CZ10 | cDXGF | Existing | Total End Uses | 7863041.87 | 1840812.26
CZ11 | cDXGF | Existing | Heating | 0 | 331670.39
CZ11 | cDXGF | Existing | Cooling | 1591027.68 | 0
CZ11 | cDXGF | Existing | Interior Lighting | 1197553.41 | 0
CZ11 | cDXGF | Existing | Exterior Lighting | 0 | 0
CZ11 | cDXGF | Existing | Interior Equipment | 3196971.72 | 234323.45
CZ11 | cDXGF | Existing | Exterior Equipment | 0 | 0
CZ11 | cDXGF | Existing | Fans | 2008899.87 | 0
CZ11 | cDXGF | Existing | Pumps | 3404.39 | 0
CZ11 | cDXGF | Existing | Heat Rejection | 0 | 0
CZ11 | cDXGF | Existing | Humidification | 0 | 0
CZ11 | cDXGF | Existing | Heat Recovery | 0 | 0
CZ11 | cDXGF | Existing | Water Systems | 0 | 1493466.26
CZ11 | cDXGF | Existing | Refrigeration | 0 | 0
CZ11 | cDXGF | Existing | Generators | 0 | 0
CZ11 | cDXGF | Existing | Total End Uses | 7997857.07 | 2059460.11
CZ12 | cDXGF | Existing | Heating | 0 | 295628.5
CZ12 | cDXGF | Existing | Cooling | 1321957.8 | 0
CZ12 | cDXGF | Existing | Interior Lighting | 1197553.41 | 0
CZ12 | cDXGF | Existing | Exterior Lighting | 0 | 0
CZ12 | cDXGF | Existing | Interior Equipment | 3196971.72 | 234323.45
CZ12 | cDXGF | Existing | Exterior Equipment | 0 | 0
CZ12 | cDXGF | Existing | Fans | 1832996.51 | 0
CZ12 | cDXGF | Existing | Pumps | 3229.04 | 0
CZ12 | cDXGF | Existing | Heat Rejection | 0 | 0
CZ12 | cDXGF | Existing | Humidification | 0 | 0
CZ12 | cDXGF | Existing | Heat Recovery | 0 | 0
CZ12 | cDXGF | Existing | Water Systems | 0 | 1539244.99
CZ12 | cDXGF | Existing | Refrigeration | 0 | 0
CZ12 | cDXGF | Existing | Generators | 0 | 0
CZ12 | cDXGF | Existing | Total End Uses | 7552708.48 | 2069196.95
CZ13 | cDXGF | Existing | Heating | 0 | 208119.87
CZ13 | cDXGF | Existing | Cooling | 1776794.44 | 0
CZ13 | cDXGF | Existing | Interior Lighting | 1197553.41 | 0
CZ13 | cDXGF | Existing | Exterior Lighting | 0 | 0
CZ13 | cDXGF | Existing | Interior Equipment | 3196971.72 | 234323.45
CZ13 | cDXGF | Existing | Exterior Equipment | 0 | 0
CZ13 | cDXGF | Existing | Fans | 1994638.93 | 0
CZ13 | cDXGF | Existing | Pumps | 3572.8 | 0
CZ13 | cDXGF | Existing | Heat Rejection | 0 | 0
CZ13 | cDXGF | Existing | Humidification | 0 | 0
CZ13 | cDXGF | Existing | Heat Recovery | 0 | 0
CZ13 | cDXGF | Existing | Water Systems | 0 | 1449220.52
CZ13 | cDXGF | Existing | Refrigeration | 0 | 0
CZ13 | cDXGF | Existing | Generators | 0 | 0
CZ13 | cDXGF | Existing | Total End Uses | 8169531.3 | 1891663.84
CZ14 | cDXGF | Existing | Heating | 0 | 109770.59
CZ14 | cDXGF | Existing | Cooling | 2203586.93 | 0
CZ14 | cDXGF | Existing | Interior Lighting | 1197553.41 | 0
CZ14 | cDXGF | Existing | Exterior Lighting | 0 | 0
CZ14 | cDXGF | Existing | Interior Equipment | 3196971.72 | 234323.45
CZ14 | cDXGF | Existing | Exterior Equipment | 0 | 0
CZ14 | cDXGF | Existing | Fans | 2199298.36 | 0
CZ14 | cDXGF | Existing | Pumps | 3782.24 | 0
CZ14 | cDXGF | Existing | Heat Rejection | 0 | 0
CZ14 | cDXGF | Existing | Humidification | 0 | 0
CZ14 | cDXGF | Existing | Heat Recovery | 0 | 0
CZ14 | cDXGF | Existing | Water Systems | 0 | 1372264.31
CZ14 | cDXGF | Existing | Refrigeration | 0 | 0
CZ14 | cDXGF | Existing | Generators | 0 | 0
CZ14 | cDXGF | Existing | Total End Uses | 8801192.66 | 1716358.36
CZ15 | cDXGF | Existing | Heating | 0 | 35227.09
CZ15 | cDXGF | Existing | Cooling | 2963743.3 | 0
CZ15 | cDXGF | Existing | Interior Lighting | 1197553.41 | 0
CZ15 | cDXGF | Existing | Exterior Lighting | 0 | 0
CZ15 | cDXGF | Existing | Interior Equipment | 3196971.72 | 234323.45
CZ15 | cDXGF | Existing | Exterior Equipment | 0 | 0
CZ15 | cDXGF | Existing | Fans | 2147536.22 | 0
CZ15 | cDXGF | Existing | Pumps | 4214.63 | 0
CZ15 | cDXGF | Existing | Heat Rejection | 0 | 0
CZ15 | cDXGF | Existing | Humidification | 0 | 0
CZ15 | cDXGF | Existing | Heat Recovery | 0 | 0
CZ15 | cDXGF | Existing | Water Systems | 0 | 1216875.23
CZ15 | cDXGF | Existing | Refrigeration | 0 | 0
CZ15 | cDXGF | Existing | Generators | 0 | 0
CZ15 | cDXGF | Existing | Total End Uses | 9510019.28 | 1486425.77
CZ16 | cDXGF | Existing | Heating | 0 | 443575.72
CZ16 | cDXGF | Existing | Cooling | 1455662.13 | 0
CZ16 | cDXGF | Existing | Interior Lighting | 1197553.41 | 0
CZ16 | cDXGF | Existing | Exterior Lighting | 0 | 0
CZ16 | cDXGF | Existing | Interior Equipment | 3196971.72 | 234323.45
CZ16 | cDXGF | Existing | Exterior Equipment | 0 | 0
CZ16 | cDXGF | Existing | Fans | 2151568.9 | 0
CZ16 | cDXGF | Existing | Pumps | 2879.69 | 0
CZ16 | cDXGF | Existing | Heat Rejection | 0 | 0
CZ16 | cDXGF | Existing | Humidification | 0 | 0
CZ16 | cDXGF | Existing | Heat Recovery | 0 | 0
CZ16 | cDXGF | Existing | Water Systems | 0 | 1625478.39
CZ16 | cDXGF | Existing | Refrigeration | 0 | 0
CZ16 | cDXGF | Existing | Generators | 0 | 0
CZ16 | cDXGF | Existing | Total End Uses | 8004635.85 | 2303377.56
CZ01 | cDXGF | New Construction | Heating | 0 | 674547.77
CZ01 | cDXGF | New Construction | Cooling | 69493.62 | 0
CZ01 | cDXGF | New Construction | Interior Lighting | 558894.68 | 0
CZ01 | cDXGF | New Construction | Exterior Lighting | 0 | 0
CZ01 | cDXGF | New Construction | Interior Equipment | 3196971.72 | 234323.45
CZ01 | cDXGF | New Construction | Exterior Equipment | 0 | 0
CZ01 | cDXGF | New Construction | Fans | 1155699.57 | 0
CZ01 | cDXGF | New Construction | Pumps | 1861.62 | 0
CZ01 | cDXGF | New Construction | Heat Rejection | 0 | 0
CZ01 | cDXGF | New Construction | Humidification | 0 | 0
CZ01 | cDXGF | New Construction | Heat Recovery | 0 | 0
CZ01 | cDXGF | New Construction | Water Systems | 0 | 1809309.09
CZ01 | cDXGF | New Construction | Refrigeration | 0 | 0
CZ01 | cDXGF | New Construction | Generators | 0 | 0
CZ01 | cDXGF | New Construction | Total End Uses | 4982921.21 | 2718180.31
CZ02 | cDXGF | New Construction | Heating | 0 | 544701.37
CZ02 | cDXGF | New Construction | Cooling | 523411.28 | 0
CZ02 | cDXGF | New Construction | Interior Lighting | 558894.68 | 0
CZ02 | cDXGF | New Construction | Exterior Lighting | 0 | 0
CZ02 | cDXGF | New Construction | Interior Equipment | 3196971.72 | 234323.45
CZ02 | cDXGF | New Construction | Exterior Equipment | 0 | 0
CZ02 | cDXGF | New Construction | Fans | 1380825.44 | 0
CZ02 | cDXGF | New Construction | Pumps | 2166.9 | 0
CZ02 | cDXGF | New Construction | Heat Rejection | 0 | 0
CZ02 | cDXGF | New Construction | Humidification | 0 | 0
CZ02 | cDXGF | New Construction | Heat Recovery | 0 | 0
CZ02 | cDXGF | New Construction | Water Systems | 0 | 1659606.14
CZ02 | cDXGF | New Construction | Refrigeration | 0 | 0
CZ02 | cDXGF | New Construction | Generators | 0 | 0
CZ02 | cDXGF | New Construction | Total End Uses | 5662270.01 | 2438630.96
CZ03 | cDXGF | New Construction | Heating | 0 | 340960.01
CZ03 | cDXGF | New Construction | Cooling | 307662.75 | 0
CZ03 | cDXGF | New Construction | Interior Lighting | 558894.68 | 0
CZ03 | cDXGF | New Construction | Exterior Lighting | 0 | 0
CZ03 | cDXGF | New Construction | Interior Equipment | 3196971.72 | 234323.45
CZ03 | cDXGF | New Construction | Exterior Equipment | 0 | 0
CZ03 | cDXGF | New Construction | Fans | 1302375.45 | 0
CZ03 | cDXGF | New Construction | Pumps | 2315.01 | 0
CZ03 | cDXGF | New Construction | Heat Rejection | 0 | 0
CZ03 | cDXGF | New Construction | Humidification | 0 | 0
CZ03 | cDXGF | New Construction | Heat Recovery | 0 | 0
CZ03 | cDXGF | New Construction | Water Systems | 0 | 1655179.86
CZ03 | cDXGF | New Construction | Refrigeration | 0 | 0
CZ03 | cDXGF | New Construction | Generators | 0 | 0
CZ03 | cDXGF | New Construction | Total End Uses | 5368219.6 | 2230463.33
CZ04 | cDXGF | New Construction | Heating | 0 | 291507.63
CZ04 | cDXGF | New Construction | Cooling | 630100.83 | 0
CZ04 | cDXGF | New Construction | Interior Lighting | 558894.68 | 0
CZ04 | cDXGF | New Construction | Exterior Lighting | 0 | 0
CZ04 | cDXGF | New Construction | Interior Equipment | 3196971.72 | 234323.45
CZ04 | cDXGF | New Construction | Exterior Equipment | 0 | 0
CZ04 | cDXGF | New Construction | Fans | 1385210.16 | 0
CZ04 | cDXGF | New Construction | Pumps | 2520.8 | 0
CZ04 | cDXGF | New Construction | Heat Rejection | 0 | 0
CZ04 | cDXGF | New Construction | Humidification | 0 | 0
CZ04 | cDXGF | New Construction | Heat Recovery | 0 | 0
CZ04 | cDXGF | New Construction | Water Systems | 0 | 1596292.71
CZ04 | cDXGF | New Construction | Refrigeration | 0 | 0
CZ04 | cDXGF | New Construction | Generators | 0 | 0
CZ04 | cDXGF | New Construction | Total End Uses | 5773698.18 | 2122123.79
CZ05 | cDXGF | New Construction | Heating | 0 | 321438.14
CZ05 | cDXGF | New Construction | Cooling | 410377.97 | 0
CZ05 | cDXGF | New Construction | Interior Lighting | 558894.68 | 0
CZ05 | cDXGF | New Construction | Exterior Lighting | 0 | 0
CZ05 | cDXGF | New Construction | Interior Equipment | 3196971.72 | 234323.45
CZ05 | cDXGF | New Construction | Exterior Equipment | 0 | 0
CZ05 | cDXGF | New Construction | Fans | 1307048.26 | 0
CZ05 | cDXGF | New Construction | Pumps | 2194.29 | 0
CZ05 | cDXGF | New Construction | Heat Rejection | 0 | 0
CZ05 | cDXGF | New Construction | Humidification | 0 | 0
CZ05 | cDXGF | New Construction | Heat Recovery | 0 | 0
CZ05 | cDXGF | New Construction | Water Systems | 0 | 1655641.82
CZ05 | cDXGF | New Construction | Refrigeration | 0 | 0
CZ05 | cDXGF | New Construction | Generators | 0 | 0
CZ05 | cDXGF | New Construction | Total End Uses | 5475486.92 | 2211403.42
CZ06 | cDXGF | New Construction | Heating | 0 | 71845.44
CZ06 | cDXGF | New Construction | Cooling | 695092.57 | 0
CZ06 | cDXGF | New Construction | Interior Lighting | 558894.68 | 0
CZ06 | cDXGF | New Construction | Exterior Lighting | 0 | 0
CZ06 | cDXGF | New Construction | Interior Equipment | 3196971.72 | 234323.45
CZ06 | cDXGF | New Construction | Exterior Equipment | 0 | 0
CZ06 | cDXGF | New Construction | Fans | 1354867.95 | 0
CZ06 | cDXGF | New Construction | Pumps | 2774.66 | 0
CZ06 | cDXGF | New Construction | Heat Rejection | 0 | 0
CZ06 | cDXGF | New Construction | Humidification | 0 | 0
CZ06 | cDXGF | New Construction | Heat Recovery | 0 | 0
CZ06 | cDXGF | New Construction | Water Systems | 0 | 1524089.59
CZ06 | cDXGF | New Construction | Refrigeration | 0 | 0
CZ06 | cDXGF | New Construction | Generators | 0 | 0
CZ06 | cDXGF | New Construction | Total End Uses | 5808601.57 | 1830258.48
CZ07 | cDXGF | New Construction | Heating | 0 | 68217.87
CZ07 | cDXGF | New Construction | Cooling | 777392.78 | 0
CZ07 | cDXGF | New Construction | Interior Lighting | 558894.68 | 0
CZ07 | cDXGF | New Construction | Exterior Lighting | 0 | 0
CZ07 | cDXGF | New Construction | Interior Equipment | 3196971.72 | 234323.45
CZ07 | cDXGF | New Construction | Exterior Equipment | 0 | 0
CZ07 | cDXGF | New Construction | Fans | 1319330.82 | 0
CZ07 | cDXGF | New Construction | Pumps | 2906.93 | 0
CZ07 | cDXGF | New Construction | Heat Rejection | 0 | 0
CZ07 | cDXGF | New Construction | Humidification | 0 | 0
CZ07 | cDXGF | New Construction | Heat Recovery | 0 | 0
CZ07 | cDXGF | New Construction | Water Systems | 0 | 1503457.75
CZ07 | cDXGF | New Construction | Refrigeration | 0 | 0
CZ07 | cDXGF | New Construction | Generators | 0 | 0
CZ07 | cDXGF | New Construction | Total End Uses | 5855496.93 | 1805999.07
CZ08 | cDXGF | New Construction | Heating | 0 | 94378.97
CZ08 | cDXGF | New Construction | Cooling | 890525.94 | 0
CZ08 | cDXGF | New Construction | Interior Lighting | 558894.68 | 0
CZ08 | cDXGF | New Construction | Exterior Lighting | 0 | 0
CZ08 | cDXGF | New Construction | Interior Equipment | 3196971.72 | 234323.45
CZ08 | cDXGF | New Construction | Exterior Equipment | 0 | 0
CZ08 | cDXGF | New Construction | Fans | 1392032.62 | 0
CZ08 | cDXGF | New Construction | Pumps | 2965.81 | 0
CZ08 | cDXGF | New Construction | Heat Rejection | 0 | 0
CZ08 | cDXGF | New Construction | Humidification | 0 | 0
CZ08 | cDXGF | New Construction | Heat Recovery | 0 | 0
CZ08 | cDXGF | New Construction | Water Systems | 0 | 1500676.3
CZ08 | cDXGF | New Construction | Refrigeration | 0 | 0
CZ08 | cDXGF | New Construction | Generators | 0 | 0
CZ08 | cDXGF | New Construction | Total End Uses | 6041390.77 | 1829378.72
CZ09 | cDXGF | New Construction | Heating | 0 | 70576.33
CZ09 | cDXGF | New Construction | Cooling | 1023238.76 | 0
CZ09 | cDXGF | New Construction | Interior Lighting | 558894.68 | 0
CZ09 | cDXGF | New Construction | Exterior Lighting | 0 | 0
CZ09 | cDXGF | New Construction | Interior Equipment | 3196971.72 | 234323.45
CZ09 | cDXGF | New Construction | Exterior Equipment | 0 | 0
CZ09 | cDXGF | New Construction | Fans | 1452957.76 | 0
CZ09 | cDXGF | New Construction | Pumps | 3110.18 | 0
CZ09 | cDXGF | New Construction | Heat Rejection | 0 | 0
CZ09 | cDXGF | New Construction | Humidification | 0 | 0
CZ09 | cDXGF | New Construction | Heat Recovery | 0 | 0
CZ09 | cDXGF | New Construction | Water Systems | 0 | 1479998.31
CZ09 | cDXGF | New Construction | Refrigeration | 0 | 0
CZ09 | cDXGF | New Construction | Generators | 0 | 0
CZ09 | cDXGF | New Construction | Total End Uses | 6235173.09 | 1784898.09
CZ10 | cDXGF | New Construction | Heating | 0 | 213595.94
CZ10 | cDXGF | New Construction | Cooling | 1293563.99 | 0
CZ10 | cDXGF | New Construction | Interior Lighting | 558894.68 | 0
CZ10 | cDXGF | New Construction | Exterior Lighting | 0 | 0
CZ10 | cDXGF | New Construction | Interior Equipment | 3196971.72 | 234323.45
CZ10 | cDXGF | New Construction | Exterior Equipment | 0 | 0
CZ10 | cDXGF | New Construction | Fans | 1519158.73 | 0
CZ10 | cDXGF | New Construction | Pumps | 2994.05 | 0
CZ10 | cDXGF | New Construction | Heat Rejection | 0 | 0
CZ10 | cDXGF | New Construction | Humidification | 0 | 0
CZ10 | cDXGF | New Construction | Heat Recovery | 0 | 0
CZ10 | cDXGF | New Construction | Water Systems | 0 | 1462394.24
CZ10 | cDXGF | New Construction | Refrigeration | 0 | 0
CZ10 | cDXGF | New Construction | Generators | 0 | 0
CZ10 | cDXGF | New Construction | Total End Uses | 6571583.16 | 1910313.64
CZ11 | cDXGF | New Construction | Heating | 0 | 358328.84
CZ11 | cDXGF | New Construction | Cooling | 1223142.42 | 0
CZ11 | cDXGF | New Construction | Interior Lighting | 558894.68 | 0
CZ11 | cDXGF | New Construction | Exterior Lighting | 0 | 0
CZ11 | cDXGF | New Construction | Interior Equipment | 3196971.72 | 234323.45
CZ11 | cDXGF | New Construction | Exterior Equipment | 0 | 0
CZ11 | cDXGF | New Construction | Fans | 1347940.38 | 0
CZ11 | cDXGF | New Construction | Pumps | 2780.1 | 0
CZ11 | cDXGF | New Construction | Heat Rejection | 0 | 0
CZ11 | cDXGF | New Construction | Humidification | 0 | 0
CZ11 | cDXGF | New Construction | Heat Recovery | 0 | 0
CZ11 | cDXGF | New Construction | Water Systems | 0 | 1491855.69
CZ11 | cDXGF | New Construction | Refrigeration | 0 | 0
CZ11 | cDXGF | New Construction | Generators | 0 | 0
CZ11 | cDXGF | New Construction | Total End Uses | 6329729.3 | 2084507.98
CZ12 | cDXGF | New Construction | Heating | 0 | 343282.45
CZ12 | cDXGF | New Construction | Cooling | 1033366.06 | 0
CZ12 | cDXGF | New Construction | Interior Lighting | 558894.68 | 0
CZ12 | cDXGF | New Construction | Exterior Lighting | 0 | 0
CZ12 | cDXGF | New Construction | Interior Equipment | 3196971.72 | 234323.45
CZ12 | cDXGF | New Construction | Exterior Equipment | 0 | 0
CZ12 | cDXGF | New Construction | Fans | 1294441.25 | 0
CZ12 | cDXGF | New Construction | Pumps | 2687.33 | 0
CZ12 | cDXGF | New Construction | Heat Rejection | 0 | 0
CZ12 | cDXGF | New Construction | Humidification | 0 | 0
CZ12 | cDXGF | New Construction | Heat Recovery | 0 | 0
CZ12 | cDXGF | New Construction | Water Systems | 0 | 1538019.64
CZ12 | cDXGF | New Construction | Refrigeration | 0 | 0
CZ12 | cDXGF | New Construction | Generators | 0 | 0
CZ12 | cDXGF | New Construction | Total End Uses | 6086361.04 | 2115625.54
CZ13 | cDXGF | New Construction | Heating | 0 | 254603.33
CZ13 | cDXGF | New Construction | Cooling | 1371029.81 | 0
CZ13 | cDXGF | New Construction | Interior Lighting | 558894.68 | 0
CZ13 | cDXGF | New Construction | Exterior Lighting | 0 | 0
CZ13 | cDXGF | New Construction | Interior Equipment | 3196971.72 | 234323.45
CZ13 | cDXGF | New Construction | Exterior Equipment | 0 | 0
CZ13 | cDXGF | New Construction | Fans | 1352135.78 | 0
CZ13 | cDXGF | New Construction | Pumps | 2898.06 | 0
CZ13 | cDXGF | New Construction | Heat Rejection | 0 | 0
CZ13 | cDXGF | New Construction | Humidification | 0 | 0
CZ13 | cDXGF | New Construction | Heat Recovery | 0 | 0
CZ13 | cDXGF | New Construction | Water Systems | 0 | 1447802.15
CZ13 | cDXGF | New Construction | Refrigeration | 0 | 0
CZ13 | cDXGF | New Construction | Generators | 0 | 0
CZ13 | cDXGF | New Construction | Total End Uses | 6481930.05 | 1936728.94
CZ14 | cDXGF | New Construction | Heating | 0 | 143373.47
CZ14 | cDXGF | New Construction | Cooling | 1721793.58 | 0
CZ14 | cDXGF | New Construction | Interior Lighting | 558894.68 | 0
CZ14 | cDXGF | New Construction | Exterior Lighting | 0 | 0
CZ14 | cDXGF | New Construction | Interior Equipment | 3196971.72 | 234323.45
CZ14 | cDXGF | New Construction | Exterior Equipment | 0 | 0
CZ14 | cDXGF | New Construction | Fans | 1491838.9 | 0
CZ14 | cDXGF | New Construction | Pumps | 2953.37 | 0
CZ14 | cDXGF | New Construction | Heat Rejection | 0 | 0
CZ14 | cDXGF | New Construction | Humidification | 0 | 0
CZ14 | cDXGF | New Construction | Heat Recovery | 0 | 0
CZ14 | cDXGF | New Construction | Water Systems | 0 | 1370785.51
CZ14 | cDXGF | New Construction | Refrigeration | 0 | 0
CZ14 | cDXGF | New Construction | Generators | 0 | 0
CZ14 | cDXGF | New Construction | Total End Uses | 6972452.26 | 1748482.44
CZ15 | cDXGF | New Construction | Heating | 0 | 53208.42
CZ15 | cDXGF | New Construction | Cooling | 2323652.21 | 0
CZ15 | cDXGF | New Construction | Interior Lighting | 558894.68 | 0
CZ15 | cDXGF | New Construction | Exterior Lighting | 0 | 0
CZ15 | cDXGF | New Construction | Interior Equipment | 3196971.72 | 234323.45
CZ15 | cDXGF | New Construction | Exterior Equipment | 0 | 0
CZ15 | cDXGF | New Construction | Fans | 1434149.45 | 0
CZ15 | cDXGF | New Construction | Pumps | 3279.93 | 0
CZ15 | cDXGF | New Construction | Heat Rejection | 0 | 0
CZ15 | cDXGF | New Construction | Humidification | 0 | 0
CZ15 | cDXGF | New Construction | Heat Recovery | 0 | 0
CZ15 | cDXGF | New Construction | Water Systems | 0 | 1215434.59
CZ15 | cDXGF | New Construction | Refrigeration | 0 | 0
CZ15 | cDXGF | New Construction | Generators | 0 | 0
CZ15 | cDXGF | New Construction | Total End Uses | 7516948 | 1502966.46
CZ16 | cDXGF | New Construction | Heating | 0 | 492129.34
CZ16 | cDXGF | New Construction | Cooling | 1163224.88 | 0
CZ16 | cDXGF | New Construction | Interior Lighting | 558894.68 | 0
CZ16 | cDXGF | New Construction | Exterior Lighting | 0 | 0
CZ16 | cDXGF | New Construction | Interior Equipment | 3196971.72 | 234323.45
CZ16 | cDXGF | New Construction | Exterior Equipment | 0 | 0
CZ16 | cDXGF | New Construction | Fans | 1514392.85 | 0
CZ16 | cDXGF | New Construction | Pumps | 2377.93 | 0
CZ16 | cDXGF | New Construction | Heat Rejection | 0 | 0
CZ16 | cDXGF | New Construction | Humidification | 0 | 0
CZ16 | cDXGF | New Construction | Heat Recovery | 0 | 0
CZ16 | cDXGF | New Construction | Water Systems | 0 | 1624261.27
CZ16 | cDXGF | New Construction | Refrigeration | 0 | 0
CZ16 | cDXGF | New Construction | Generators | 0 | 0
CZ16 | cDXGF | New Construction | Total End Uses | 6435862.06 | 2350714.06
CZ01 | cDXHP | Existing | Heating | 128050.31 | 1263.35
CZ01 | cDXHP | Existing | Cooling | 86117.56 | 0
CZ01 | cDXHP | Existing | Interior Lighting | 1197553.41 | 0
CZ01 | cDXHP | Existing | Exterior Lighting | 0 | 0
CZ01 | cDXHP | Existing | Interior Equipment | 3196971.72 | 234323.45
CZ01 | cDXHP | Existing | Exterior Equipment | 0 | 0
CZ01 | cDXHP | Existing | Fans | 1517598.15 | 0
CZ01 | cDXHP | Existing | Pumps | 2239.66 | 0
CZ01 | cDXHP | Existing | Heat Rejection | 0 | 0
CZ01 | cDXHP | Existing | Humidification | 0 | 0
CZ01 | cDXHP | Existing | Heat Recovery | 0 | 0
CZ01 | cDXHP | Existing | Water Systems | 0 | 1810883.78
CZ01 | cDXHP | Existing | Refrigeration | 0 | 0
CZ01 | cDXHP | Existing | Generators | 0 | 0
CZ01 | cDXHP | Existing | Total End Uses | 6128530.81 | 2046470.58
CZ02 | cDXHP | Existing | Heating | 93112.62 | 2467.22
CZ02 | cDXHP | Existing | Cooling | 658767.7 | 0
CZ02 | cDXHP | Existing | Interior Lighting | 1197553.41 | 0
CZ02 | cDXHP | Existing | Exterior Lighting | 0 | 0
CZ02 | cDXHP | Existing | Interior Equipment | 3196971.72 | 234323.45
CZ02 | cDXHP | Existing | Exterior Equipment | 0 | 0
CZ02 | cDXHP | Existing | Fans | 1728486.11 | 0
CZ02 | cDXHP | Existing | Pumps | 2817.91 | 0
CZ02 | cDXHP | Existing | Heat Rejection | 0 | 0
CZ02 | cDXHP | Existing | Humidification | 0 | 0
CZ02 | cDXHP | Existing | Heat Recovery | 0 | 0
CZ02 | cDXHP | Existing | Water Systems | 0 | 1661064.64
CZ02 | cDXHP | Existing | Refrigeration | 0 | 0
CZ02 | cDXHP | Existing | Generators | 0 | 0
CZ02 | cDXHP | Existing | Total End Uses | 6877709.47 | 1897855.31
CZ03 | cDXHP | Existing | Heating | 44551.65 | 701.53
CZ03 | cDXHP | Existing | Cooling | 404737.3 | 0
CZ03 | cDXHP | Existing | Interior Lighting | 1197553.41 | 0
CZ03 | cDXHP | Existing | Exterior Lighting | 0 | 0
CZ03 | cDXHP | Existing | Interior Equipment | 3196971.72 | 234323.45
CZ03 | cDXHP | Existing | Exterior Equipment | 0 | 0
CZ03 | cDXHP | Existing | Fans | 1654178.66 | 0
CZ03 | cDXHP | Existing | Pumps | 2975.41 | 0
CZ03 | cDXHP | Existing | Heat Rejection | 0 | 0
CZ03 | cDXHP | Existing | Humidification | 0 | 0
CZ03 | cDXHP | Existing | Heat Recovery | 0 | 0
CZ03 | cDXHP | Existing | Water Systems | 0 | 1656193.06
CZ03 | cDXHP | Existing | Refrigeration | 0 | 0
CZ03 | cDXHP | Existing | Generators | 0 | 0
CZ03 | cDXHP | Existing | Total End Uses | 6500968.15 | 1891218.04
CZ04 | cDXHP | Existing | Heating | 40241.42 | 759.89
CZ04 | cDXHP | Existing | Cooling | 794050.61 | 0
CZ04 | cDXHP | Existing | Interior Lighting | 1197553.41 | 0
CZ04 | cDXHP | Existing | Exterior Lighting | 0 | 0
CZ04 | cDXHP | Existing | Interior Equipment | 3196971.72 | 234323.45
CZ04 | cDXHP | Existing | Exterior Equipment | 0 | 0
CZ04 | cDXHP | Existing | Fans | 1757292.54 | 0
CZ04 | cDXHP | Existing | Pumps | 3172.39 | 0
CZ04 | cDXHP | Existing | Heat Rejection | 0 | 0
CZ04 | cDXHP | Existing | Humidification | 0 | 0
CZ04 | cDXHP | Existing | Heat Recovery | 0 | 0
CZ04 | cDXHP | Existing | Water Systems | 0 | 1597087.68
CZ04 | cDXHP | Existing | Refrigeration | 0 | 0
CZ04 | cDXHP | Existing | Generators | 0 | 0
CZ04 | cDXHP | Existing | Total End Uses | 6989282.1 | 1832171.02
CZ05 | cDXHP | Existing | Heating | 42917.03 | 410.48
CZ05 | cDXHP | Existing | Cooling | 534187.96 | 0
CZ05 | cDXHP | Existing | Interior Lighting | 1197553.41 | 0
CZ05 | cDXHP | Existing | Exterior Lighting | 0 | 0
CZ05 | cDXHP | Existing | Interior Equipment | 3196971.72 | 234323.45
CZ05 | cDXHP | Existing | Exterior Equipment | 0 | 0
CZ05 | cDXHP | Existing | Fans | 1667354.98 | 0
CZ05 | cDXHP | Existing | Pumps | 2833.71 | 0
CZ05 | cDXHP | Existing | Heat Rejection | 0 | 0
CZ05 | cDXHP | Existing | Humidification | 0 | 0
CZ05 | cDXHP | Existing | Heat Recovery | 0 | 0
CZ05 | cDXHP | Existing | Water Systems | 0 | 1656303.19
CZ05 | cDXHP | Existing | Refrigeration | 0 | 0
CZ05 | cDXHP | Existing | Generators | 0 | 0
CZ05 | cDXHP | Existing | Total End Uses | 6641818.82 | 1891037.13
CZ06 | cDXHP | Existing | Heating | 7562.32 | 0
CZ06 | cDXHP | Existing | Cooling | 868114.59 | 0
CZ06 | cDXHP | Existing | Interior Lighting | 1197553.41 | 0
CZ06 | cDXHP | Existing | Exterior Lighting | 0 | 0
CZ06 | cDXHP | Existing | Interior Equipment | 3196971.72 | 234323.45
CZ06 | cDXHP | Existing | Exterior Equipment | 0 | 0
CZ06 | cDXHP | Existing | Fans | 1733002.31 | 0
CZ06 | cDXHP | Existing | Pumps | 3287.93 | 0
CZ06 | cDXHP | Existing | Heat Rejection | 0 | 0
CZ06 | cDXHP | Existing | Humidification | 0 | 0
CZ06 | cDXHP | Existing | Heat Recovery | 0 | 0
CZ06 | cDXHP | Existing | Water Systems | 0 | 1525044.48
CZ06 | cDXHP | Existing | Refrigeration | 0 | 0
CZ06 | cDXHP | Existing | Generators | 0 | 0
CZ06 | cDXHP | Existing | Total End Uses | 7006492.29 | 1759367.93
CZ07 | cDXHP | Existing | Heating | 8080.48 | 0
CZ07 | cDXHP | Existing | Cooling | 983226.04 | 0
CZ07 | cDXHP | Existing | Interior Lighting | 1197553.41 | 0
CZ07 | cDXHP | Existing | Exterior Lighting | 0 | 0
CZ07 | cDXHP | Existing | Interior Equipment | 3196971.72 | 234323.45
CZ07 | cDXHP | Existing | Exterior Equipment | 0 | 0
CZ07 | cDXHP | Existing | Fans | 1692151.05 | 0
CZ07 | cDXHP | Existing | Pumps | 3439.09 | 0
CZ07 | cDXHP | Existing | Heat Rejection | 0 | 0
CZ07 | cDXHP | Existing | Humidification | 0 | 0
CZ07 | cDXHP | Existing | Heat Recovery | 0 | 0
CZ07 | cDXHP | Existing | Water Systems | 0 | 1504283.13
CZ07 | cDXHP | Existing | Refrigeration | 0 | 0
CZ07 | cDXHP | Existing | Generators | 0 | 0
CZ07 | cDXHP | Existing | Total End Uses | 7081421.78 | 1738606.58
CZ08 | cDXHP | Existing | Heating | 11139.19 | 0.89
CZ08 | cDXHP | Existing | Cooling | 1119428.86 | 0
CZ08 | cDXHP | Existing | Interior Lighting | 1197553.41 | 0
CZ08 | cDXHP | Existing | Exterior Lighting | 0 | 0
CZ08 | cDXHP | Existing | Interior Equipment | 3196971.72 | 234323.45
CZ08 | cDXHP | Existing | Exterior Equipment | 0 | 0
CZ08 | cDXHP | Existing | Fans | 1775023.32 | 0
CZ08 | cDXHP | Existing | Pumps | 3514.17 | 0
CZ08 | cDXHP | Existing | Heat Rejection | 0 | 0
CZ08 | cDXHP | Existing | Humidification | 0 | 0
CZ08 | cDXHP | Existing | Heat Recovery | 0 | 0
CZ08 | cDXHP | Existing | Water Systems | 0 | 1501815.1
CZ08 | cDXHP | Existing | Refrigeration | 0 | 0
CZ08 | cDXHP | Existing | Generators | 0 | 0
CZ08 | cDXHP | Existing | Total End Uses | 7303630.67 | 1736139.44
CZ09 | cDXHP | Existing | Heating | 7705.87 | 14.99
CZ09 | cDXHP | Existing | Cooling | 1290212.8 | 0
CZ09 | cDXHP | Existing | Interior Lighting | 1197553.41 | 0
CZ09 | cDXHP | Existing | Exterior Lighting | 0 | 0
CZ09 | cDXHP | Existing | Interior Equipment | 3196971.72 | 234323.45
CZ09 | cDXHP | Existing | Exterior Equipment | 0 | 0
CZ09 | cDXHP | Existing | Fans | 1877509.86 | 0
CZ09 | cDXHP | Existing | Pumps | 3660.75 | 0
CZ09 | cDXHP | Existing | Heat Rejection | 0 | 0
CZ09 | cDXHP | Existing | Humidification | 0 | 0
CZ09 | cDXHP | Existing | Heat Recovery | 0 | 0
CZ09 | cDXHP | Existing | Water Systems | 0 | 1480758.77
CZ09 | cDXHP | Existing | Refrigeration | 0 | 0
CZ09 | cDXHP | Existing | Generators | 0 | 0
CZ09 | cDXHP | Existing | Total End Uses | 7573614.41 | 1715097.21
CZ10 | cDXHP | Existing | Heating | 39765.21 | 399.86
CZ10 | cDXHP | Existing | Cooling | 1532406.78 | 0
CZ10 | cDXHP | Existing | Interior Lighting | 1197553.41 | 0
CZ10 | cDXHP | Existing | Exterior Lighting | 0 | 0
CZ10 | cDXHP | Existing | Interior Equipment | 3196971.72 | 234323.45
CZ10 | cDXHP | Existing | Exterior Equipment | 0 | 0
CZ10 | cDXHP | Existing | Fans | 1932041.03 | 0
CZ10 | cDXHP | Existing | Pumps | 3532.08 | 0
CZ10 | cDXHP | Existing | Heat Rejection | 0 | 0
CZ10 | cDXHP | Existing | Humidification | 0 | 0
CZ10 | cDXHP | Existing | Heat Recovery | 0 | 0
CZ10 | cDXHP | Existing | Water Systems | 0 | 1463879.15
CZ10 | cDXHP | Existing | Refrigeration | 0 | 0
CZ10 | cDXHP | Existing | Generators | 0 | 0
CZ10 | cDXHP | Existing | Total End Uses | 7902270.22 | 1698602.47
CZ11 | cDXHP | Existing | Heating | 88109.88 | 2270.87
CZ11 | cDXHP | Existing | Cooling | 1594826.95 | 0
CZ11 | cDXHP | Existing | Interior Lighting | 1197553.41 | 0
CZ11 | cDXHP | Existing | Exterior Lighting | 0 | 0
CZ11 | cDXHP | Existing | Interior Equipment | 3196971.72 | 234323.45
CZ11 | cDXHP | Existing | Exterior Equipment | 0 | 0
CZ11 | cDXHP | Existing | Fans | 2008857.08 | 0
CZ11 | cDXHP | Existing | Pumps | 3404.51 | 0
CZ11 | cDXHP | Existing | Heat Rejection | 0 | 0
CZ11 | cDXHP | Existing | Humidification | 0 | 0
CZ11 | cDXHP | Existing | Heat Recovery | 0 | 0
CZ11 | cDXHP | Existing | Water Systems | 0 | 1493456.67
CZ11 | cDXHP | Existing | Refrigeration | 0 | 0
CZ11 | cDXHP | Existing | Generators | 0 | 0
CZ11 | cDXHP | Existing | Total End Uses | 8089723.55 | 1730050.99
CZ12 | cDXHP | Existing | Heating | 79419.96 | 2688.98
CZ12 | cDXHP | Existing | Cooling | 1322217.45 | 0
CZ12 | cDXHP | Existing | Interior Lighting | 1197553.41 | 0
CZ12 | cDXHP | Existing | Exterior Lighting | 0 | 0
CZ12 | cDXHP | Existing | Interior Equipment | 3196971.72 | 234323.45
CZ12 | cDXHP | Existing | Exterior Equipment | 0 | 0
CZ12 | cDXHP | Existing | Fans | 1832993.43 | 0
CZ12 | cDXHP | Existing | Pumps | 3229.04 | 0
CZ12 | cDXHP | Existing | Heat Rejection | 0 | 0
CZ12 | cDXHP | Existing | Humidification | 0 | 0
CZ12 | cDXHP | Existing | Heat Recovery | 0 | 0
CZ12 | cDXHP | Existing | Water Systems | 0 | 1539238.4
CZ12 | cDXHP | Existing | Refrigeration | 0 | 0
CZ12 | cDXHP | Existing | Generators | 0 | 0
CZ12 | cDXHP | Existing | Total End Uses | 7632385.01 | 1776250.82
CZ13 | cDXHP | Existing | Heating | 54986.98 | 1765.88
CZ13 | cDXHP | Existing | Cooling | 1778212.6 | 0
CZ13 | cDXHP | Existing | Interior Lighting | 1197553.41 | 0
CZ13 | cDXHP | Existing | Exterior Lighting | 0 | 0
CZ13 | cDXHP | Existing | Interior Equipment | 3196971.72 | 234323.45
CZ13 | cDXHP | Existing | Exterior Equipment | 0 | 0
CZ13 | cDXHP | Existing | Fans | 1994633.39 | 0
CZ13 | cDXHP | Existing | Pumps | 3572.8 | 0
CZ13 | cDXHP | Existing | Heat Rejection | 0 | 0
CZ13 | cDXHP | Existing | Humidification | 0 | 0
CZ13 | cDXHP | Existing | Heat Recovery | 0 | 0
CZ13 | cDXHP | Existing | Water Systems | 0 | 1449221.34
CZ13 | cDXHP | Existing | Refrigeration | 0 | 0
CZ13 | cDXHP | Existing | Generators | 0 | 0
CZ13 | cDXHP | Existing | Total End Uses | 8225930.9 | 1685310.66
CZ14 | cDXHP | Existing | Heating | 30644.73 | 587.55
CZ14 | cDXHP | Existing | Cooling | 2207307 | 0
CZ14 | cDXHP | Existing | Interior Lighting | 1197553.41 | 0
CZ14 | cDXHP | Existing | Exterior Lighting | 0 | 0
CZ14 | cDXHP | Existing | Interior Equipment | 3196971.72 | 234323.45
CZ14 | cDXHP | Existing | Exterior Equipment | 0 | 0
CZ14 | cDXHP | Existing | Fans | 2199289.91 | 0
CZ14 | cDXHP | Existing | Pumps | 3782.14 | 0
CZ14 | cDXHP | Existing | Heat Rejection | 0 | 0
CZ14 | cDXHP | Existing | Humidification | 0 | 0
CZ14 | cDXHP | Existing | Heat Recovery | 0 | 0
CZ14 | cDXHP | Existing | Water Systems | 0 | 1372266.95
CZ14 | cDXHP | Existing | Refrigeration | 0 | 0
CZ14 | cDXHP | Existing | Generators | 0 | 0
CZ14 | cDXHP | Existing | Total End Uses | 8835548.91 | 1607177.96
CZ15 | cDXHP | Existing | Heating | 9279.24 | 16.33
CZ15 | cDXHP | Existing | Cooling | 2964441.55 | 0
CZ15 | cDXHP | Existing | Interior Lighting | 1197553.41 | 0
CZ15 | cDXHP | Existing | Exterior Lighting | 0 | 0
CZ15 | cDXHP | Existing | Interior Equipment | 3196971.72 | 234323.45
CZ15 | cDXHP | Existing | Exterior Equipment | 0 | 0
CZ15 | cDXHP | Existing | Fans | 2147525.64 | 0
CZ15 | cDXHP | Existing | Pumps | 4214.63 | 0
CZ15 | cDXHP | Existing | Heat Rejection | 0 | 0
CZ15 | cDXHP | Existing | Humidification | 0 | 0
CZ15 | cDXHP | Existing | Heat Recovery | 0 | 0
CZ15 | cDXHP | Existing | Water Systems | 0 | 1216874.16
CZ15 | cDXHP | Existing | Refrigeration | 0 | 0
CZ15 | cDXHP | Existing | Generators | 0 | 0
CZ15 | cDXHP | Existing | Total End Uses | 9519986.18 | 1451213.94
CZ16 | cDXHP | Existing | Heating | 146813.62 | 5882.17
CZ16 | cDXHP | Existing | Cooling | 1466897.16 | 0
CZ16 | cDXHP | Existing | Interior Lighting | 1197553.41 | 0
CZ16 | cDXHP | Existing | Exterior Lighting | 0 | 0
CZ16 | cDXHP | Existing | Interior Equipment | 3196971.72 | 234323.45
CZ16 | cDXHP | Existing | Exterior Equipment | 0 | 0
CZ16 | cDXHP | Existing | Fans | 2151581.81 | 0
CZ16 | cDXHP | Existing | Pumps | 2879.65 | 0
CZ16 | cDXHP | Existing | Heat Rejection | 0 | 0
CZ16 | cDXHP | Existing | Humidification | 0 | 0
CZ16 | cDXHP | Existing | Heat Recovery | 0 | 0
CZ16 | cDXHP | Existing | Water Systems | 0 | 1625473.55
CZ16 | cDXHP | Existing | Refrigeration | 0 | 0
CZ16 | cDXHP | Existing | Generators | 0 | 0
CZ16 | cDXHP | Existing | Total End Uses | 8162697.37 | 1865679.18
CZ01 | cDXHP | New Construction | Heating | 163631.85 | 726.23
CZ01 | cDXHP | New Construction | Cooling | 68341.85 | 0
CZ01 | cDXHP | New Construction | Interior Lighting | 558894.68 | 0
CZ01 | cDXHP | New Construction | Exterior Lighting | 0 | 0
CZ01 | cDXHP | New Construction | Interior Equipment | 3196971.72 | 234323.45
CZ01 | cDXHP | New Construction | Exterior Equipment | 0 | 0
CZ01 | cDXHP | New Construction | Fans | 1155660.8 | 0
CZ01 | cDXHP | New Construction | Pumps | 1861.89 | 0
CZ01 | cDXHP | New Construction | Heat Rejection | 0 | 0
CZ01 | cDXHP | New Construction | Humidification | 0 | 0
CZ01 | cDXHP | New Construction | Heat Recovery | 0 | 0
CZ01 | cDXHP | New Construction | Water Systems | 0 | 1809383.93
CZ01 | cDXHP | New Construction | Refrigeration | 0 | 0
CZ01 | cDXHP | New Construction | Generators | 0 | 0
CZ01 | cDXHP | New Construction | Total End Uses | 5145362.79 | 2044433.61
CZ02 | cDXHP | New Construction | Heating | 139553.26 | 7018.52
CZ02 | cDXHP | New Construction | Cooling | 519735.36 | 0
CZ02 | cDXHP | New Construction | Interior Lighting | 558894.68 | 0
CZ02 | cDXHP | New Construction | Exterior Lighting | 0 | 0
CZ02 | cDXHP | New Construction | Interior Equipment | 3196971.72 | 234323.45
CZ02 | cDXHP | New Construction | Exterior Equipment | 0 | 0
CZ02 | cDXHP | New Construction | Fans | 1380842.01 | 0
CZ02 | cDXHP | New Construction | Pumps | 2166.39 | 0
CZ02 | cDXHP | New Construction | Heat Rejection | 0 | 0
CZ02 | cDXHP | New Construction | Humidification | 0 | 0
CZ02 | cDXHP | New Construction | Heat Recovery | 0 | 0
CZ02 | cDXHP | New Construction | Water Systems | 0 | 1659659.79
CZ02 | cDXHP | New Construction | Refrigeration | 0 | 0
CZ02 | cDXHP | New Construction | Generators | 0 | 0
CZ02 | cDXHP | New Construction | Total End Uses | 5798163.41 | 1901001.76
CZ03 | cDXHP | New Construction | Heating | 81714.19 | 2381.63
CZ03 | cDXHP | New Construction | Cooling | 304939.44 | 0
CZ03 | cDXHP | New Construction | Interior Lighting | 558894.68 | 0
CZ03 | cDXHP | New Construction | Exterior Lighting | 0 | 0
CZ03 | cDXHP | New Construction | Interior Equipment | 3196971.72 | 234323.45
CZ03 | cDXHP | New Construction | Exterior Equipment | 0 | 0
CZ03 | cDXHP | New Construction | Fans | 1302376.9 | 0
CZ03 | cDXHP | New Construction | Pumps | 2314.6 | 0
CZ03 | cDXHP | New Construction | Heat Rejection | 0 | 0
CZ03 | cDXHP | New Construction | Humidification | 0 | 0
CZ03 | cDXHP | New Construction | Heat Recovery | 0 | 0
CZ03 | cDXHP | New Construction | Water Systems | 0 | 1655146.24
CZ03 | cDXHP | New Construction | Refrigeration | 0 | 0
CZ03 | cDXHP | New Construction | Generators | 0 | 0
CZ03 | cDXHP | New Construction | Total End Uses | 5447211.52 | 1891851.33
CZ04 | cDXHP | New Construction | Heating | 70254.18 | 1973.85
CZ04 | cDXHP | New Construction | Cooling | 627951.61 | 0
CZ04 | cDXHP | New Construction | Interior Lighting | 558894.68 | 0
CZ04 | cDXHP | New Construction | Exterior Lighting | 0 | 0
CZ04 | cDXHP | New Construction | Interior Equipment | 3196971.72 | 234323.45
CZ04 | cDXHP | New Construction | Exterior Equipment | 0 | 0
CZ04 | cDXHP | New Construction | Fans | 1385261.18 | 0
CZ04 | cDXHP | New Construction | Pumps | 2520.72 | 0
CZ04 | cDXHP | New Construction | Heat Rejection | 0 | 0
CZ04 | cDXHP | New Construction | Humidification | 0 | 0
CZ04 | cDXHP | New Construction | Heat Recovery | 0 | 0
CZ04 | cDXHP | New Construction | Water Systems | 0 | 1595688.44
CZ04 | cDXHP | New Construction | Refrigeration | 0 | 0
CZ04 | cDXHP | New Construction | Generators | 0 | 0
CZ04 | cDXHP | New Construction | Total End Uses | 5841854.09 | 1831985.75
CZ05 | cDXHP | New Construction | Heating | 78780.24 | 2154.85
CZ05 | cDXHP | New Construction | Cooling | 408322.86 | 0
CZ05 | cDXHP | New Construction | Interior Lighting | 558894.68 | 0
CZ05 | cDXHP | New Construction | Exterior Lighting | 0 | 0
CZ05 | cDXHP | New Construction | Interior Equipment | 3196971.72 | 234323.45
CZ05 | cDXHP | New Construction | Exterior Equipment | 0 | 0
CZ05 | cDXHP | New Construction | Fans | 1306981.82 | 0
CZ05 | cDXHP | New Construction | Pumps | 2194.11 | 0
CZ05 | cDXHP | New Construction | Heat Rejection | 0 | 0
CZ05 | cDXHP | New Construction | Humidification | 0 | 0
CZ05 | cDXHP | New Construction | Heat Recovery | 0 | 0
CZ05 | cDXHP | New Construction | Water Systems | 0 | 1655306.83
CZ05 | cDXHP | New Construction | Refrigeration | 0 | 0
CZ05 | cDXHP | New Construction | Generators | 0 | 0
CZ05 | cDXHP | New Construction | Total End Uses | 5552145.44 | 1891785.13
CZ06 | cDXHP | New Construction | Heating | 16829.39 | 42.3
CZ06 | cDXHP | New Construction | Cooling | 677751.89 | 0
CZ06 | cDXHP | New Construction | Interior Lighting | 558894.68 | 0
CZ06 | cDXHP | New Construction | Exterior Lighting | 0 | 0
CZ06 | cDXHP | New Construction | Interior Equipment | 3196971.72 | 234323.45
CZ06 | cDXHP | New Construction | Exterior Equipment | 0 | 0
CZ06 | cDXHP | New Construction | Fans | 1354847.68 | 0
CZ06 | cDXHP | New Construction | Pumps | 2775 | 0
CZ06 | cDXHP | New Construction | Heat Rejection | 0 | 0
CZ06 | cDXHP | New Construction | Humidification | 0 | 0
CZ06 | cDXHP | New Construction | Heat Recovery | 0 | 0
CZ06 | cDXHP | New Construction | Water Systems | 0 | 1523994.48
CZ06 | cDXHP | New Construction | Refrigeration | 0 | 0
CZ06 | cDXHP | New Construction | Generators | 0 | 0
CZ06 | cDXHP | New Construction | Total End Uses | 5808070.36 | 1758360.23
CZ07 | cDXHP | New Construction | Heating | 16024.82 | 0.71
CZ07 | cDXHP | New Construction | Cooling | 766287.97 | 0
CZ07 | cDXHP | New Construction | Interior Lighting | 558894.68 | 0
CZ07 | cDXHP | New Construction | Exterior Lighting | 0 | 0
CZ07 | cDXHP | New Construction | Interior Equipment | 3196971.72 | 234323.45
CZ07 | cDXHP | New Construction | Exterior Equipment | 0 | 0
CZ07 | cDXHP | New Construction | Fans | 1319336.62 | 0
CZ07 | cDXHP | New Construction | Pumps | 2906.84 | 0
CZ07 | cDXHP | New Construction | Heat Rejection | 0 | 0
CZ07 | cDXHP | New Construction | Humidification | 0 | 0
CZ07 | cDXHP | New Construction | Heat Recovery | 0 | 0
CZ07 | cDXHP | New Construction | Water Systems | 0 | 1503217.42
CZ07 | cDXHP | New Construction | Refrigeration | 0 | 0
CZ07 | cDXHP | New Construction | Generators | 0 | 0
CZ07 | cDXHP | New Construction | Total End Uses | 5860422.64 | 1737541.59
CZ08 | cDXHP | New Construction | Heating | 22444.26 | 182.62
CZ08 | cDXHP | New Construction | Cooling | 885612.42 | 0
CZ08 | cDXHP | New Construction | Interior Lighting | 558894.68 | 0
CZ08 | cDXHP | New Construction | Exterior Lighting | 0 | 0
CZ08 | cDXHP | New Construction | Interior Equipment | 3196971.72 | 234323.45
CZ08 | cDXHP | New Construction | Exterior Equipment | 0 | 0
CZ08 | cDXHP | New Construction | Fans | 1392031.09 | 0
CZ08 | cDXHP | New Construction | Pumps | 2965.81 | 0
CZ08 | cDXHP | New Construction | Heat Rejection | 0 | 0
CZ08 | cDXHP | New Construction | Humidification | 0 | 0
CZ08 | cDXHP | New Construction | Heat Recovery | 0 | 0
CZ08 | cDXHP | New Construction | Water Systems | 0 | 1500814.24
CZ08 | cDXHP | New Construction | Refrigeration | 0 | 0
CZ08 | cDXHP | New Construction | Generators | 0 | 0
CZ08 | cDXHP | New Construction | Total End Uses | 6058919.97 | 1735320.32
CZ09 | cDXHP | New Construction | Heating | 16690.79 | 183.95
CZ09 | cDXHP | New Construction | Cooling | 1016515.9 | 0
CZ09 | cDXHP | New Construction | Interior Lighting | 558894.68 | 0
CZ09 | cDXHP | New Construction | Exterior Lighting | 0 | 0
CZ09 | cDXHP | New Construction | Interior Equipment | 3196971.72 | 234323.45
CZ09 | cDXHP | New Construction | Exterior Equipment | 0 | 0
CZ09 | cDXHP | New Construction | Fans | 1452946.01 | 0
CZ09 | cDXHP | New Construction | Pumps | 3110.18 | 0
CZ09 | cDXHP | New Construction | Heat Rejection | 0 | 0
CZ09 | cDXHP | New Construction | Humidification | 0 | 0
CZ09 | cDXHP | New Construction | Heat Recovery | 0 | 0
CZ09 | cDXHP | New Construction | Water Systems | 0 | 1480109.01
CZ09 | cDXHP | New Construction | Refrigeration | 0 | 0
CZ09 | cDXHP | New Construction | Generators | 0 | 0
CZ09 | cDXHP | New Construction | Total End Uses | 6245129.28 | 1714616.41
CZ10 | cDXHP | New Construction | Heating | 56141.36 | 1328.08
CZ10 | cDXHP | New Construction | Cooling | 1293304.8 | 0
CZ10 | cDXHP | New Construction | Interior Lighting | 558894.68 | 0
CZ10 | cDXHP | New Construction | Exterior Lighting | 0 | 0
CZ10 | cDXHP | New Construction | Interior Equipment | 3196971.72 | 234323.45
CZ10 | cDXHP | New Construction | Exterior Equipment | 0 | 0
CZ10 | cDXHP | New Construction | Fans | 1519160.21 | 0
CZ10 | cDXHP | New Construction | Pumps | 2994.01 | 0
CZ10 | cDXHP | New Construction | Heat Rejection | 0 | 0
CZ10 | cDXHP | New Construction | Humidification | 0 | 0
CZ10 | cDXHP | New Construction | Heat Recovery | 0 | 0
CZ10 | cDXHP | New Construction | Water Systems | 0 | 1462407.03
CZ10 | cDXHP | New Construction | Refrigeration | 0 | 0
CZ10 | cDXHP | New Construction | Generators | 0 | 0
CZ10 | cDXHP | New Construction | Total End Uses | 6627466.78 | 1698058.57
CZ11 | cDXHP | New Construction | Heating | 93398.51 | 533.54
CZ11 | cDXHP | New Construction | Cooling | 1226683.1 | 0
CZ11 | cDXHP | New Construction | Interior Lighting | 558894.68 | 0
CZ11 | cDXHP | New Construction | Exterior Lighting | 0 | 0
CZ11 | cDXHP | New Construction | Interior Equipment | 3196971.72 | 234323.45
CZ11 | cDXHP | New Construction | Exterior Equipment | 0 | 0
CZ11 | cDXHP | New Construction | Fans | 1347891.2 | 0
CZ11 | cDXHP | New Construction | Pumps | 2780.75 | 0
CZ11 | cDXHP | New Construction | Heat Rejection | 0 | 0
CZ11 | cDXHP | New Construction | Humidification | 0 | 0
CZ11 | cDXHP | New Construction | Heat Recovery | 0 | 0
CZ11 | cDXHP | New Construction | Water Systems | 0 | 1491839.36
CZ11 | cDXHP | New Construction | Refrigeration | 0 | 0
CZ11 | cDXHP | New Construction | Generators | 0 | 0
CZ11 | cDXHP | New Construction | Total End Uses | 6426619.95 | 1726696.35
CZ12 | cDXHP | New Construction | Heating | 89500.55 | 1132.95
CZ12 | cDXHP | New Construction | Cooling | 1033947.63 | 0
CZ12 | cDXHP | New Construction | Interior Lighting | 558894.68 | 0
CZ12 | cDXHP | New Construction | Exterior Lighting | 0 | 0
CZ12 | cDXHP | New Construction | Interior Equipment | 3196971.72 | 234323.45
CZ12 | cDXHP | New Construction | Exterior Equipment | 0 | 0
CZ12 | cDXHP | New Construction | Fans | 1294424.77 | 0
CZ12 | cDXHP | New Construction | Pumps | 2687.1 | 0
CZ12 | cDXHP | New Construction | Heat Rejection | 0 | 0
CZ12 | cDXHP | New Construction | Humidification | 0 | 0
CZ12 | cDXHP | New Construction | Heat Recovery | 0 | 0
CZ12 | cDXHP | New Construction | Water Systems | 0 | 1538024.85
CZ12 | cDXHP | New Construction | Refrigeration | 0 | 0
CZ12 | cDXHP | New Construction | Generators | 0 | 0
CZ12 | cDXHP | New Construction | Total End Uses | 6176426.45 | 1773481.25
CZ13 | cDXHP | New Construction | Heating | 65656.56 | 614.46
CZ13 | cDXHP | New Construction | Cooling | 1372537.68 | 0
CZ13 | cDXHP | New Construction | Interior Lighting | 558894.68 | 0
CZ13 | cDXHP | New Construction | Exterior Lighting | 0 | 0
CZ13 | cDXHP | New Construction | Interior Equipment | 3196971.72 | 234323.45
CZ13 | cDXHP | New Construction | Exterior Equipment | 0 | 0
CZ13 | cDXHP | New Construction | Fans | 1352128.17 | 0
CZ13 | cDXHP | New Construction | Pumps | 2898.06 | 0
CZ13 | cDXHP | New Construction | Heat Rejection | 0 | 0
CZ13 | cDXHP | New Construction | Humidification | 0 | 0
CZ13 | cDXHP | New Construction | Heat Recovery | 0 | 0
CZ13 | cDXHP | New Construction | Water Systems | 0 | 1447830.48
CZ13 | cDXHP | New Construction | Refrigeration | 0 | 0
CZ13 | cDXHP | New Construction | Generators | 0 | 0
CZ13 | cDXHP | New Construction | Total End Uses | 6549086.87 | 1682768.39
CZ14 | cDXHP | New Construction | Heating | 38470.87 | 344.44
CZ14 | cDXHP | New Construction | Cooling | 1724913.77 | 0
CZ14 | cDXHP | New Construction | Interior Lighting | 558894.68 | 0
CZ14 | cDXHP | New Construction | Exterior Lighting | 0 | 0
CZ14 | cDXHP | New Construction | Interior Equipment | 3196971.72 | 234323.45
CZ14 | cDXHP | New Construction | Exterior Equipment | 0 | 0
CZ14 | cDXHP | New Construction | Fans | 1491702.66 | 0
CZ14 | cDXHP | New Construction | Pumps | 2956.16 | 0
CZ14 | cDXHP | New Construction | Heat Rejection | 0 | 0
CZ14 | cDXHP | New Construction | Humidification | 0 | 0
CZ14 | cDXHP | New Construction | Heat Recovery | 0 | 0
CZ14 | cDXHP | New Construction | Water Systems | 0 | 1370612.29
CZ14 | cDXHP | New Construction | Refrigeration | 0 | 0
CZ14 | cDXHP | New Construction | Generators | 0 | 0
CZ14 | cDXHP | New Construction | Total End Uses | 7013909.86 | 1605280.18
CZ15 | cDXHP | New Construction | Heating | 13566.79 | 0.02
CZ15 | cDXHP | New Construction | Cooling | 2325747.12 | 0
CZ15 | cDXHP | New Construction | Interior Lighting | 558894.68 | 0
CZ15 | cDXHP | New Construction | Exterior Lighting | 0 | 0
CZ15 | cDXHP | New Construction | Interior Equipment | 3196971.72 | 234323.45
CZ15 | cDXHP | New Construction | Exterior Equipment | 0 | 0
CZ15 | cDXHP | New Construction | Fans | 1433854.73 | 0
CZ15 | cDXHP | New Construction | Pumps | 3280.05 | 0
CZ15 | cDXHP | New Construction | Heat Rejection | 0 | 0
CZ15 | cDXHP | New Construction | Humidification | 0 | 0
CZ15 | cDXHP | New Construction | Heat Recovery | 0 | 0
CZ15 | cDXHP | New Construction | Water Systems | 0 | 1215400.88
CZ15 | cDXHP | New Construction | Refrigeration | 0 | 0
CZ15 | cDXHP | New Construction | Generators | 0 | 0
CZ15 | cDXHP | New Construction | Total End Uses | 7532315.09 | 1449724.34
CZ16 | cDXHP | New Construction | Heating | 154764.59 | 3213.82
CZ16 | cDXHP | New Construction | Cooling | 1173194.66 | 0
CZ16 | cDXHP | New Construction | Interior Lighting | 558894.68 | 0
CZ16 | cDXHP | New Construction | Exterior Lighting | 0 | 0
CZ16 | cDXHP | New Construction | Interior Equipment | 3196971.72 | 234323.45
CZ16 | cDXHP | New Construction | Exterior Equipment | 0 | 0
CZ16 | cDXHP | New Construction | Fans | 1514380.35 | 0
CZ16 | cDXHP | New Construction | Pumps | 2375.73 | 0
CZ16 | cDXHP | New Construction | Heat Rejection | 0 | 0
CZ16 | cDXHP | New Construction | Humidification | 0 | 0
CZ16 | cDXHP | New Construction | Heat Recovery | 0 | 0
CZ16 | cDXHP | New Construction | Water Systems | 0 | 1624112.16
CZ16 | cDXHP | New Construction | Refrigeration | 0 | 0
CZ16 | cDXHP | New Construction | Generators | 0 | 0
CZ16 | cDXHP | New Construction | Total End Uses | 6600581.73 | 1861649.44
CZ01 | cDXOH | Existing | Heating | 0 | 1617.33
CZ01 | cDXOH | Existing | Cooling | 84556.24 | 0
CZ01 | cDXOH | Existing | Interior Lighting | 1197553.41 | 0
CZ01 | cDXOH | Existing | Exterior Lighting | 0 | 0
CZ01 | cDXOH | Existing | Interior Equipment | 3196971.72 | 234323.45
CZ01 | cDXOH | Existing | Exterior Equipment | 0 | 0
CZ01 | cDXOH | Existing | Fans | 1518130.07 | 0
CZ01 | cDXOH | Existing | Pumps | 2162.74 | 0
CZ01 | cDXOH | Existing | Heat Rejection | 0 | 0
CZ01 | cDXOH | Existing | Humidification | 0 | 0
CZ01 | cDXOH | Existing | Heat Recovery | 0 | 0
CZ01 | cDXOH | Existing | Water Systems | 0 | 1810940.27
CZ01 | cDXOH | Existing | Refrigeration | 0 | 0
CZ01 | cDXOH | Existing | Generators | 0 | 0
CZ01 | cDXOH | Existing | Total End Uses | 5999374.18 | 2046881.05
CZ02 | cDXOH | Existing | Heating | 0 | 2951.53
CZ02 | cDXOH | Existing | Cooling | 659858.55 | 0
CZ02 | cDXOH | Existing | Interior Lighting | 1197553.41 | 0
CZ02 | cDXOH | Existing | Exterior Lighting | 0 | 0
CZ02 | cDXOH | Existing | Interior Equipment | 3196971.72 | 234323.45
CZ02 | cDXOH | Existing | Exterior Equipment | 0 | 0
CZ02 | cDXOH | Existing | Fans | 1730612.31 | 0
CZ02 | cDXOH | Existing | Pumps | 2769.42 | 0
CZ02 | cDXOH | Existing | Heat Rejection | 0 | 0
CZ02 | cDXOH | Existing | Humidification | 0 | 0
CZ02 | cDXOH | Existing | Heat Recovery | 0 | 0
CZ02 | cDXOH | Existing | Water Systems | 0 | 1661120.29
CZ02 | cDXOH | Existing | Refrigeration | 0 | 0
CZ02 | cDXOH | Existing | Generators | 0 | 0
CZ02 | cDXOH | Existing | Total End Uses | 6787765.41 | 1898395.27
CZ03 | cDXOH | Existing | Heating | 0 | 703.7
CZ03 | cDXOH | Existing | Cooling | 407268.95 | 0
CZ03 | cDXOH | Existing | Interior Lighting | 1197553.41 | 0
CZ03 | cDXOH | Existing | Exterior Lighting | 0 | 0
CZ03 | cDXOH | Existing | Interior Equipment | 3196971.72 | 234323.45
CZ03 | cDXOH | Existing | Exterior Equipment | 0 | 0
CZ03 | cDXOH | Existing | Fans | 1654031.96 | 0
CZ03 | cDXOH | Existing | Pumps | 2953.29 | 0
CZ03 | cDXOH | Existing | Heat Rejection | 0 | 0
CZ03 | cDXOH | Existing | Humidification | 0 | 0
CZ03 | cDXOH | Existing | Heat Recovery | 0 | 0
CZ03 | cDXOH | Existing | Water Systems | 0 | 1656178.05
CZ03 | cDXOH | Existing | Refrigeration | 0 | 0
CZ03 | cDXOH | Existing | Generators | 0 | 0
CZ03 | cDXOH | Existing | Total End Uses | 6458779.33 | 1891205.2
CZ04 | cDXOH | Existing | Heating | 0 | 769.43
CZ04 | cDXOH | Existing | Cooling | 795067.24 | 0
CZ04 | cDXOH | Existing | Interior Lighting | 1197553.41 | 0
CZ04 | cDXOH | Existing | Exterior Lighting | 0 | 0
CZ04 | cDXOH | Existing | Interior Equipment | 3196971.72 | 234323.45
CZ04 | cDXOH | Existing | Exterior Equipment | 0 | 0
CZ04 | cDXOH | Existing | Fans | 1757112.32 | 0
CZ04 | cDXOH | Existing | Pumps | 3151.27 | 0
CZ04 | cDXOH | Existing | Heat Rejection | 0 | 0
CZ04 | cDXOH | Existing | Humidification | 0 | 0
CZ04 | cDXOH | Existing | Heat Recovery | 0 | 0
CZ04 | cDXOH | Existing | Water Systems | 0 | 1597057.57
CZ04 | cDXOH | Existing | Refrigeration | 0 | 0
CZ04 | cDXOH | Existing | Generators | 0 | 0
CZ04 | cDXOH | Existing | Total End Uses | 6949855.96 | 1832150.45
CZ05 | cDXOH | Existing | Heating | 0 | 434.15
CZ05 | cDXOH | Existing | Cooling | 534020.9 | 0
CZ05 | cDXOH | Existing | Interior Lighting | 1197553.41 | 0
CZ05 | cDXOH | Existing | Exterior Lighting | 0 | 0
CZ05 | cDXOH | Existing | Interior Equipment | 3196971.72 | 234323.45
CZ05 | cDXOH | Existing | Exterior Equipment | 0 | 0
CZ05 | cDXOH | Existing | Fans | 1666884.81 | 0
CZ05 | cDXOH | Existing | Pumps | 2822.73 | 0
CZ05 | cDXOH | Existing | Heat Rejection | 0 | 0
CZ05 | cDXOH | Existing | Humidification | 0 | 0
CZ05 | cDXOH | Existing | Heat Recovery | 0 | 0
CZ05 | cDXOH | Existing | Water Systems | 0 | 1656339.42
CZ05 | cDXOH | Existing | Refrigeration | 0 | 0
CZ05 | cDXOH | Existing | Generators | 0 | 0
CZ05 | cDXOH | Existing | Total End Uses | 6598253.57 | 1891097.02
CZ06 | cDXOH | Existing | Heating | 0 | 0
CZ06 | cDXOH | Existing | Cooling | 886211.28 | 0
CZ06 | cDXOH | Existing | Interior Lighting | 1197553.41 | 0
CZ06 | cDXOH | Existing | Exterior Lighting | 0 | 0
CZ06 | cDXOH | Existing | Interior Equipment | 3196971.72 | 234323.45
CZ06 | cDXOH | Existing | Exterior Equipment | 0 | 0
CZ06 | cDXOH | Existing | Fans | 1732779 | 0
CZ06 | cDXOH | Existing | Pumps | 3286.25 | 0
CZ06 | cDXOH | Existing | Heat Rejection | 0 | 0
CZ06 | cDXOH | Existing | Humidification | 0 | 0
CZ06 | cDXOH | Existing | Heat Recovery | 0 | 0
CZ06 | cDXOH | Existing | Water Systems | 0 | 1525053.09
CZ06 | cDXOH | Existing | Refrigeration | 0 | 0
CZ06 | cDXOH | Existing | Generators | 0 | 0
CZ06 | cDXOH | Existing | Total End Uses | 7016801.65 | 1759376.54
CZ07 | cDXOH | Existing | Heating | 0 | 0
CZ07 | cDXOH | Existing | Cooling | 994631.53 | 0
CZ07 | cDXOH | Existing | Interior Lighting | 1197553.41 | 0
CZ07 | cDXOH | Existing | Exterior Lighting | 0 | 0
CZ07 | cDXOH | Existing | Interior Equipment | 3196971.72 | 234323.45
CZ07 | cDXOH | Existing | Exterior Equipment | 0 | 0
CZ07 | cDXOH | Existing | Fans | 1692100.65 | 0
CZ07 | cDXOH | Existing | Pumps | 3436.3 | 0
CZ07 | cDXOH | Existing | Heat Rejection | 0 | 0
CZ07 | cDXOH | Existing | Humidification | 0 | 0
CZ07 | cDXOH | Existing | Heat Recovery | 0 | 0
CZ07 | cDXOH | Existing | Water Systems | 0 | 1504306.09
CZ07 | cDXOH | Existing | Refrigeration | 0 | 0
CZ07 | cDXOH | Existing | Generators | 0 | 0
CZ07 | cDXOH | Existing | Total End Uses | 7084693.61 | 1738629.54
CZ08 | cDXOH | Existing | Heating | 0 | 0.89
CZ08 | cDXOH | Existing | Cooling | 1124176.89 | 0
CZ08 | cDXOH | Existing | Interior Lighting | 1197553.41 | 0
CZ08 | cDXOH | Existing | Exterior Lighting | 0 | 0
CZ08 | cDXOH | Existing | Interior Equipment | 3196971.72 | 234323.45
CZ08 | cDXOH | Existing | Exterior Equipment | 0 | 0
CZ08 | cDXOH | Existing | Fans | 1774851.03 | 0
CZ08 | cDXOH | Existing | Pumps | 3511.68 | 0
CZ08 | cDXOH | Existing | Heat Rejection | 0 | 0
CZ08 | cDXOH | Existing | Humidification | 0 | 0
CZ08 | cDXOH | Existing | Heat Recovery | 0 | 0
CZ08 | cDXOH | Existing | Water Systems | 0 | 1501826.41
CZ08 | cDXOH | Existing | Refrigeration | 0 | 0
CZ08 | cDXOH | Existing | Generators | 0 | 0
CZ08 | cDXOH | Existing | Total End Uses | 7297064.73 | 1736150.76
CZ09 | cDXOH | Existing | Heating | 0 | 15
CZ09 | cDXOH | Existing | Cooling | 1295789.23 | 0
CZ09 | cDXOH | Existing | Interior Lighting | 1197553.41 | 0
CZ09 | cDXOH | Existing | Exterior Lighting | 0 | 0
CZ09 | cDXOH | Existing | Interior Equipment | 3196971.72 | 234323.45
CZ09 | cDXOH | Existing | Exterior Equipment | 0 | 0
CZ09 | cDXOH | Existing | Fans | 1877383.36 | 0
CZ09 | cDXOH | Existing | Pumps | 3658.02 | 0
CZ09 | cDXOH | Existing | Heat Rejection | 0 | 0
CZ09 | cDXOH | Existing | Humidification | 0 | 0
CZ09 | cDXOH | Existing | Heat Recovery | 0 | 0
CZ09 | cDXOH | Existing | Water Systems | 0 | 1480815.61
CZ09 | cDXOH | Existing | Refrigeration | 0 | 0
CZ09 | cDXOH | Existing | Generators | 0 | 0
CZ09 | cDXOH | Existing | Total End Uses | 7571355.73 | 1715154.06
CZ10 | cDXOH | Existing | Heating | 0 | 496.79
CZ10 | cDXOH | Existing | Cooling | 1530483.78 | 0
CZ10 | cDXOH | Existing | Interior Lighting | 1197553.41 | 0
CZ10 | cDXOH | Existing | Exterior Lighting | 0 | 0
CZ10 | cDXOH | Existing | Interior Equipment | 3196971.72 | 234323.45
CZ10 | cDXOH | Existing | Exterior Equipment | 0 | 0
CZ10 | cDXOH | Existing | Fans | 1931403.8 | 0
CZ10 | cDXOH | Existing | Pumps | 3520.86 | 0
CZ10 | cDXOH | Existing | Heat Rejection | 0 | 0
CZ10 | cDXOH | Existing | Humidification | 0 | 0
CZ10 | cDXOH | Existing | Heat Recovery | 0 | 0
CZ10 | cDXOH | Existing | Water Systems | 0 | 1463845.83
CZ10 | cDXOH | Existing | Refrigeration | 0 | 0
CZ10 | cDXOH | Existing | Generators | 0 | 0
CZ10 | cDXOH | Existing | Total End Uses | 7859933.57 | 1698666.07
CZ11 | cDXOH | Existing | Heating | 0 | 3021.76
CZ11 | cDXOH | Existing | Cooling | 1588156.62 | 0
CZ11 | cDXOH | Existing | Interior Lighting | 1197553.41 | 0
CZ11 | cDXOH | Existing | Exterior Lighting | 0 | 0
CZ11 | cDXOH | Existing | Interior Equipment | 3196971.72 | 234323.45
CZ11 | cDXOH | Existing | Exterior Equipment | 0 | 0
CZ11 | cDXOH | Existing | Fans | 2013245.74 | 0
CZ11 | cDXOH | Existing | Pumps | 3342.89 | 0
CZ11 | cDXOH | Existing | Heat Rejection | 0 | 0
CZ11 | cDXOH | Existing | Humidification | 0 | 0
CZ11 | cDXOH | Existing | Heat Recovery | 0 | 0
CZ11 | cDXOH | Existing | Water Systems | 0 | 1493457.9
CZ11 | cDXOH | Existing | Refrigeration | 0 | 0
CZ11 | cDXOH | Existing | Generators | 0 | 0
CZ11 | cDXOH | Existing | Total End Uses | 7999270.38 | 1730803.11
CZ12 | cDXOH | Existing | Heating | 0 | 3253.68
CZ12 | cDXOH | Existing | Cooling | 1319419.32 | 0
CZ12 | cDXOH | Existing | Interior Lighting | 1197553.41 | 0
CZ12 | cDXOH | Existing | Exterior Lighting | 0 | 0
CZ12 | cDXOH | Existing | Interior Equipment | 3196971.72 | 234323.45
CZ12 | cDXOH | Existing | Exterior Equipment | 0 | 0
CZ12 | cDXOH | Existing | Fans | 1837564.56 | 0
CZ12 | cDXOH | Existing | Pumps | 3180.78 | 0
CZ12 | cDXOH | Existing | Heat Rejection | 0 | 0
CZ12 | cDXOH | Existing | Humidification | 0 | 0
CZ12 | cDXOH | Existing | Heat Recovery | 0 | 0
CZ12 | cDXOH | Existing | Water Systems | 0 | 1539338.77
CZ12 | cDXOH | Existing | Refrigeration | 0 | 0
CZ12 | cDXOH | Existing | Generators | 0 | 0
CZ12 | cDXOH | Existing | Total End Uses | 7554689.79 | 1776915.91
CZ13 | cDXOH | Existing | Heating | 0 | 1949.1
CZ13 | cDXOH | Existing | Cooling | 1775233.77 | 0
CZ13 | cDXOH | Existing | Interior Lighting | 1197553.41 | 0
CZ13 | cDXOH | Existing | Exterior Lighting | 0 | 0
CZ13 | cDXOH | Existing | Interior Equipment | 3196971.72 | 234323.45
CZ13 | cDXOH | Existing | Exterior Equipment | 0 | 0
CZ13 | cDXOH | Existing | Fans | 1996277.21 | 0
CZ13 | cDXOH | Existing | Pumps | 3532.76 | 0
CZ13 | cDXOH | Existing | Heat Rejection | 0 | 0
CZ13 | cDXOH | Existing | Humidification | 0 | 0
CZ13 | cDXOH | Existing | Heat Recovery | 0 | 0
CZ13 | cDXOH | Existing | Water Systems | 0 | 1449215.58
CZ13 | cDXOH | Existing | Refrigeration | 0 | 0
CZ13 | cDXOH | Existing | Generators | 0 | 0
CZ13 | cDXOH | Existing | Total End Uses | 8169568.87 | 1685488.13
CZ14 | cDXOH | Existing | Heating | 0 | 601.05
CZ14 | cDXOH | Existing | Cooling | 2201875.55 | 0
CZ14 | cDXOH | Existing | Interior Lighting | 1197553.41 | 0
CZ14 | cDXOH | Existing | Exterior Lighting | 0 | 0
CZ14 | cDXOH | Existing | Interior Equipment | 3196971.72 | 234323.45
CZ14 | cDXOH | Existing | Exterior Equipment | 0 | 0
CZ14 | cDXOH | Existing | Fans | 2199060.44 | 0
CZ14 | cDXOH | Existing | Pumps | 3771.92 | 0
CZ14 | cDXOH | Existing | Heat Rejection | 0 | 0
CZ14 | cDXOH | Existing | Humidification | 0 | 0
CZ14 | cDXOH | Existing | Heat Recovery | 0 | 0
CZ14 | cDXOH | Existing | Water Systems | 0 | 1372258.29
CZ14 | cDXOH | Existing | Refrigeration | 0 | 0
CZ14 | cDXOH | Existing | Generators | 0 | 0
CZ14 | cDXOH | Existing | Total End Uses | 8799233.04 | 1607182.79
CZ15 | cDXOH | Existing | Heating | 0 | 16.33
CZ15 | cDXOH | Existing | Cooling | 2962594.43 | 0
CZ15 | cDXOH | Existing | Interior Lighting | 1197553.41 | 0
CZ15 | cDXOH | Existing | Exterior Lighting | 0 | 0
CZ15 | cDXOH | Existing | Interior Equipment | 3196971.72 | 234323.45
CZ15 | cDXOH | Existing | Exterior Equipment | 0 | 0
CZ15 | cDXOH | Existing | Fans | 2147323.62 | 0
CZ15 | cDXOH | Existing | Pumps | 4212.44 | 0
CZ15 | cDXOH | Existing | Heat Rejection | 0 | 0
CZ15 | cDXOH | Existing | Humidification | 0 | 0
CZ15 | cDXOH | Existing | Heat Recovery | 0 | 0
CZ15 | cDXOH | Existing | Water Systems | 0 | 1216993.06
CZ15 | cDXOH | Existing | Refrigeration | 0 | 0
CZ15 | cDXOH | Existing | Generators | 0 | 0
CZ15 | cDXOH | Existing | Total End Uses | 9508655.62 | 1451332.84
CZ16 | cDXOH | Existing | Heating | 0 | 7339.81
CZ16 | cDXOH | Existing | Cooling | 1449579.99 | 0
CZ16 | cDXOH | Existing | Interior Lighting | 1197553.41 | 0
CZ16 | cDXOH | Existing | Exterior Lighting | 0 | 0
CZ16 | cDXOH | Existing | Interior Equipment | 3196971.72 | 234323.45
CZ16 | cDXOH | Existing | Exterior Equipment | 0 | 0
CZ16 | cDXOH | Existing | Fans | 2164499.57 | 0
CZ16 | cDXOH | Existing | Pumps | 2819.35 | 0
CZ16 | cDXOH | Existing | Heat Rejection | 0 | 0
CZ16 | cDXOH | Existing | Humidification | 0 | 0
CZ16 | cDXOH | Existing | Heat Recovery | 0 | 0
CZ16 | cDXOH | Existing | Water Systems | 0 | 1625537.81
CZ16 | cDXOH | Existing | Refrigeration | 0 | 0
CZ16 | cDXOH | Existing | Generators | 0 | 0
CZ16 | cDXOH | Existing | Total End Uses | 8011424.04 | 1867201.08
CZ01 | cDXOH | New Construction | Heating | 0 | 1003.87
CZ01 | cDXOH | New Construction | Cooling | 65504.01 | 0
CZ01 | cDXOH | New Construction | Interior Lighting | 558894.68 | 0
CZ01 | cDXOH | New Construction | Exterior Lighting | 0 | 0
CZ01 | cDXOH | New Construction | Interior Equipment | 3196971.72 | 234323.45
CZ01 | cDXOH | New Construction | Exterior Equipment | 0 | 0
CZ01 | cDXOH | New Construction | Fans | 1155550.82 | 0
CZ01 | cDXOH | New Construction | Pumps | 1719.07 | 0
CZ01 | cDXOH | New Construction | Heat Rejection | 0 | 0
CZ01 | cDXOH | New Construction | Humidification | 0 | 0
CZ01 | cDXOH | New Construction | Heat Recovery | 0 | 0
CZ01 | cDXOH | New Construction | Water Systems | 0 | 1809849.63
CZ01 | cDXOH | New Construction | Refrigeration | 0 | 0
CZ01 | cDXOH | New Construction | Generators | 0 | 0
CZ01 | cDXOH | New Construction | Total End Uses | 4978640.29 | 2045176.95
CZ02 | cDXOH | New Construction | Heating | 0 | 8879.82
CZ02 | cDXOH | New Construction | Cooling | 515684.9 | 0
CZ02 | cDXOH | New Construction | Interior Lighting | 558894.68 | 0
CZ02 | cDXOH | New Construction | Exterior Lighting | 0 | 0
CZ02 | cDXOH | New Construction | Interior Equipment | 3196971.72 | 234323.45
CZ02 | cDXOH | New Construction | Exterior Equipment | 0 | 0
CZ02 | cDXOH | New Construction | Fans | 1386218.89 | 0
CZ02 | cDXOH | New Construction | Pumps | 2088.99 | 0
CZ02 | cDXOH | New Construction | Heat Rejection | 0 | 0
CZ02 | cDXOH | New Construction | Humidification | 0 | 0
CZ02 | cDXOH | New Construction | Heat Recovery | 0 | 0
CZ02 | cDXOH | New Construction | Water Systems | 0 | 1659750.97
CZ02 | cDXOH | New Construction | Refrigeration | 0 | 0
CZ02 | cDXOH | New Construction | Generators | 0 | 0
CZ02 | cDXOH | New Construction | Total End Uses | 5659859.18 | 1902954.24
CZ03 | cDXOH | New Construction | Heating | 0 | 2992.39
CZ03 | cDXOH | New Construction | Cooling | 303687.59 | 0
CZ03 | cDXOH | New Construction | Interior Lighting | 558894.68 | 0
CZ03 | cDXOH | New Construction | Exterior Lighting | 0 | 0
CZ03 | cDXOH | New Construction | Interior Equipment | 3196971.72 | 234323.45
CZ03 | cDXOH | New Construction | Exterior Equipment | 0 | 0
CZ03 | cDXOH | New Construction | Fans | 1302963.5 | 0
CZ03 | cDXOH | New Construction | Pumps | 2251.27 | 0
CZ03 | cDXOH | New Construction | Heat Rejection | 0 | 0
CZ03 | cDXOH | New Construction | Humidification | 0 | 0
CZ03 | cDXOH | New Construction | Heat Recovery | 0 | 0
CZ03 | cDXOH | New Construction | Water Systems | 0 | 1654941.18
CZ03 | cDXOH | New Construction | Refrigeration | 0 | 0
CZ03 | cDXOH | New Construction | Generators | 0 | 0
CZ03 | cDXOH | New Construction | Total End Uses | 5364768.77 | 1892257.02
CZ04 | cDXOH | New Construction | Heating | 0 | 2403.7
CZ04 | cDXOH | New Construction | Cooling | 625880.44 | 0
CZ04 | cDXOH | New Construction | Interior Lighting | 558894.68 | 0
CZ04 | cDXOH | New Construction | Exterior Lighting | 0 | 0
CZ04 | cDXOH | New Construction | Interior Equipment | 3196971.72 | 234323.45
CZ04 | cDXOH | New Construction | Exterior Equipment | 0 | 0
CZ04 | cDXOH | New Construction | Fans | 1385595.98 | 0
CZ04 | cDXOH | New Construction | Pumps | 2469.57 | 0
CZ04 | cDXOH | New Construction | Heat Rejection | 0 | 0
CZ04 | cDXOH | New Construction | Humidification | 0 | 0
CZ04 | cDXOH | New Construction | Heat Recovery | 0 | 0
CZ04 | cDXOH | New Construction | Water Systems | 0 | 1596236.88
CZ04 | cDXOH | New Construction | Refrigeration | 0 | 0
CZ04 | cDXOH | New Construction | Generators | 0 | 0
CZ04 | cDXOH | New Construction | Total End Uses | 5769812.38 | 1832964.04
CZ05 | cDXOH | New Construction | Heating | 0 | 2641.9
CZ05 | cDXOH | New Construction | Cooling | 403252.15 | 0
CZ05 | cDXOH | New Construction | Interior Lighting | 558894.68 | 0
CZ05 | cDXOH | New Construction | Exterior Lighting | 0 | 0
CZ05 | cDXOH | New Construction | Interior Equipment | 3196971.72 | 234323.45
CZ05 | cDXOH | New Construction | Exterior Equipment | 0 | 0
CZ05 | cDXOH | New Construction | Fans | 1306791.83 | 0
CZ05 | cDXOH | New Construction | Pumps | 2156.73 | 0
CZ05 | cDXOH | New Construction | Heat Rejection | 0 | 0
CZ05 | cDXOH | New Construction | Humidification | 0 | 0
CZ05 | cDXOH | New Construction | Heat Recovery | 0 | 0
CZ05 | cDXOH | New Construction | Water Systems | 0 | 1655223.82
CZ05 | cDXOH | New Construction | Refrigeration | 0 | 0
CZ05 | cDXOH | New Construction | Generators | 0 | 0
CZ05 | cDXOH | New Construction | Total End Uses | 5468067.11 | 1892189.17
CZ06 | cDXOH | New Construction | Heating | 0 | 43.37
CZ06 | cDXOH | New Construction | Cooling | 693712.32 | 0
CZ06 | cDXOH | New Construction | Interior Lighting | 558894.68 | 0
CZ06 | cDXOH | New Construction | Exterior Lighting | 0 | 0
CZ06 | cDXOH | New Construction | Interior Equipment | 3196971.72 | 234323.45
CZ06 | cDXOH | New Construction | Exterior Equipment | 0 | 0
CZ06 | cDXOH | New Construction | Fans | 1354696.51 | 0
CZ06 | cDXOH | New Construction | Pumps | 2769.38 | 0
CZ06 | cDXOH | New Construction | Heat Rejection | 0 | 0
CZ06 | cDXOH | New Construction | Humidification | 0 | 0
CZ06 | cDXOH | New Construction | Heat Recovery | 0 | 0
CZ06 | cDXOH | New Construction | Water Systems | 0 | 1524076.09
CZ06 | cDXOH | New Construction | Refrigeration | 0 | 0
CZ06 | cDXOH | New Construction | Generators | 0 | 0
CZ06 | cDXOH | New Construction | Total End Uses | 5807044.61 | 1758442.91
CZ07 | cDXOH | New Construction | Heating | 0 | 2.06
CZ07 | cDXOH | New Construction | Cooling | 776092.31 | 0
CZ07 | cDXOH | New Construction | Interior Lighting | 558894.68 | 0
CZ07 | cDXOH | New Construction | Exterior Lighting | 0 | 0
CZ07 | cDXOH | New Construction | Interior Equipment | 3196971.72 | 234323.45
CZ07 | cDXOH | New Construction | Exterior Equipment | 0 | 0
CZ07 | cDXOH | New Construction | Fans | 1319261.39 | 0
CZ07 | cDXOH | New Construction | Pumps | 2896.79 | 0
CZ07 | cDXOH | New Construction | Heat Rejection | 0 | 0
CZ07 | cDXOH | New Construction | Humidification | 0 | 0
CZ07 | cDXOH | New Construction | Heat Recovery | 0 | 0
CZ07 | cDXOH | New Construction | Water Systems | 0 | 1503192.52
CZ07 | cDXOH | New Construction | Refrigeration | 0 | 0
CZ07 | cDXOH | New Construction | Generators | 0 | 0
CZ07 | cDXOH | New Construction | Total End Uses | 5854116.89 | 1737518.04
CZ08 | cDXOH | New Construction | Heating | 0 | 196.54
CZ08 | cDXOH | New Construction | Cooling | 888141.8 | 0
CZ08 | cDXOH | New Construction | Interior Lighting | 558894.68 | 0
CZ08 | cDXOH | New Construction | Exterior Lighting | 0 | 0
CZ08 | cDXOH | New Construction | Interior Equipment | 3196971.72 | 234323.45
CZ08 | cDXOH | New Construction | Exterior Equipment | 0 | 0
CZ08 | cDXOH | New Construction | Fans | 1391821.57 | 0
CZ08 | cDXOH | New Construction | Pumps | 2952.88 | 0
CZ08 | cDXOH | New Construction | Heat Rejection | 0 | 0
CZ08 | cDXOH | New Construction | Humidification | 0 | 0
CZ08 | cDXOH | New Construction | Heat Recovery | 0 | 0
CZ08 | cDXOH | New Construction | Water Systems | 0 | 1500730.96
CZ08 | cDXOH | New Construction | Refrigeration | 0 | 0
CZ08 | cDXOH | New Construction | Generators | 0 | 0
CZ08 | cDXOH | New Construction | Total End Uses | 6038782.65 | 1735250.95
CZ09 | cDXOH | New Construction | Heating | 0 | 186.58
CZ09 | cDXOH | New Construction | Cooling | 1021404.79 | 0
CZ09 | cDXOH | New Construction | Interior Lighting | 558894.68 | 0
CZ09 | cDXOH | New Construction | Exterior Lighting | 0 | 0
CZ09 | cDXOH | New Construction | Interior Equipment | 3196971.72 | 234323.45
CZ09 | cDXOH | New Construction | Exterior Equipment | 0 | 0
CZ09 | cDXOH | New Construction | Fans | 1452612.29 | 0
CZ09 | cDXOH | New Construction | Pumps | 3100.99 | 0
CZ09 | cDXOH | New Construction | Heat Rejection | 0 | 0
CZ09 | cDXOH | New Construction | Humidification | 0 | 0
CZ09 | cDXOH | New Construction | Heat Recovery | 0 | 0
CZ09 | cDXOH | New Construction | Water Systems | 0 | 1480130.71
CZ09 | cDXOH | New Construction | Refrigeration | 0 | 0
CZ09 | cDXOH | New Construction | Generators | 0 | 0
CZ09 | cDXOH | New Construction | Total End Uses | 6232984.47 | 1714640.74
CZ10 | cDXOH | New Construction | Heating | 0 | 1775.02
CZ10 | cDXOH | New Construction | Cooling | 1288373.08 | 0
CZ10 | cDXOH | New Construction | Interior Lighting | 558894.68 | 0
CZ10 | cDXOH | New Construction | Exterior Lighting | 0 | 0
CZ10 | cDXOH | New Construction | Interior Equipment | 3196971.72 | 234323.45
CZ10 | cDXOH | New Construction | Exterior Equipment | 0 | 0
CZ10 | cDXOH | New Construction | Fans | 1519329.96 | 0
CZ10 | cDXOH | New Construction | Pumps | 2965.3 | 0
CZ10 | cDXOH | New Construction | Heat Rejection | 0 | 0
CZ10 | cDXOH | New Construction | Humidification | 0 | 0
CZ10 | cDXOH | New Construction | Heat Recovery | 0 | 0
CZ10 | cDXOH | New Construction | Water Systems | 0 | 1462645.42
CZ10 | cDXOH | New Construction | Refrigeration | 0 | 0
CZ10 | cDXOH | New Construction | Generators | 0 | 0
CZ10 | cDXOH | New Construction | Total End Uses | 6566534.74 | 1698743.9
CZ11 | cDXOH | New Construction | Heating | 0 | 786.23
CZ11 | cDXOH | New Construction | Cooling | 1217860.09 | 0
CZ11 | cDXOH | New Construction | Interior Lighting | 558894.68 | 0
CZ11 | cDXOH | New Construction | Exterior Lighting | 0 | 0
CZ11 | cDXOH | New Construction | Interior Equipment | 3196971.72 | 234323.45
CZ11 | cDXOH | New Construction | Exterior Equipment | 0 | 0
CZ11 | cDXOH | New Construction | Fans | 1348907.61 | 0
CZ11 | cDXOH | New Construction | Pumps | 2673.38 | 0
CZ11 | cDXOH | New Construction | Heat Rejection | 0 | 0
CZ11 | cDXOH | New Construction | Humidification | 0 | 0
CZ11 | cDXOH | New Construction | Heat Recovery | 0 | 0
CZ11 | cDXOH | New Construction | Water Systems | 0 | 1492110.98
CZ11 | cDXOH | New Construction | Refrigeration | 0 | 0
CZ11 | cDXOH | New Construction | Generators | 0 | 0
CZ11 | cDXOH | New Construction | Total End Uses | 6325307.48 | 1727220.66
CZ12 | cDXOH | New Construction | Heating | 0 | 1563.71
CZ12 | cDXOH | New Construction | Cooling | 1027828.69 | 0
CZ12 | cDXOH | New Construction | Interior Lighting | 558894.68 | 0
CZ12 | cDXOH | New Construction | Exterior Lighting | 0 | 0
CZ12 | cDXOH | New Construction | Interior Equipment | 3196971.72 | 234323.45
CZ12 | cDXOH | New Construction | Exterior Equipment | 0 | 0
CZ12 | cDXOH | New Construction | Fans | 1295682.96 | 0
CZ12 | cDXOH | New Construction | Pumps | 2587.06 | 0
CZ12 | cDXOH | New Construction | Heat Rejection | 0 | 0
CZ12 | cDXOH | New Construction | Humidification | 0 | 0
CZ12 | cDXOH | New Construction | Heat Recovery | 0 | 0
CZ12 | cDXOH | New Construction | Water Systems | 0 | 1537891.48
CZ12 | cDXOH | New Construction | Refrigeration | 0 | 0
CZ12 | cDXOH | New Construction | Generators | 0 | 0
CZ12 | cDXOH | New Construction | Total End Uses | 6081965.11 | 1773778.65
CZ13 | cDXOH | New Construction | Heating | 0 | 695.2
CZ13 | cDXOH | New Construction | Cooling | 1367244.87 | 0
CZ13 | cDXOH | New Construction | Interior Lighting | 558894.68 | 0
CZ13 | cDXOH | New Construction | Exterior Lighting | 0 | 0
CZ13 | cDXOH | New Construction | Interior Equipment | 3196971.72 | 234323.45
CZ13 | cDXOH | New Construction | Exterior Equipment | 0 | 0
CZ13 | cDXOH | New Construction | Fans | 1352400.38 | 0
CZ13 | cDXOH | New Construction | Pumps | 2824.23 | 0
CZ13 | cDXOH | New Construction | Heat Rejection | 0 | 0
CZ13 | cDXOH | New Construction | Humidification | 0 | 0
CZ13 | cDXOH | New Construction | Heat Recovery | 0 | 0
CZ13 | cDXOH | New Construction | Water Systems | 0 | 1447650.85
CZ13 | cDXOH | New Construction | Refrigeration | 0 | 0
CZ13 | cDXOH | New Construction | Generators | 0 | 0
CZ13 | cDXOH | New Construction | Total End Uses | 6478335.88 | 1682669.5
CZ14 | cDXOH | New Construction | Heating | 0 | 344.43
CZ14 | cDXOH | New Construction | Cooling | 1717654.46 | 0
CZ14 | cDXOH | New Construction | Interior Lighting | 558894.68 | 0
CZ14 | cDXOH | New Construction | Exterior Lighting | 0 | 0
CZ14 | cDXOH | New Construction | Interior Equipment | 3196971.72 | 234323.45
CZ14 | cDXOH | New Construction | Exterior Equipment | 0 | 0
CZ14 | cDXOH | New Construction | Fans | 1492467.35 | 0
CZ14 | cDXOH | New Construction | Pumps | 2927.37 | 0
CZ14 | cDXOH | New Construction | Heat Rejection | 0 | 0
CZ14 | cDXOH | New Construction | Humidification | 0 | 0
CZ14 | cDXOH | New Construction | Heat Recovery | 0 | 0
CZ14 | cDXOH | New Construction | Water Systems | 0 | 1370750.44
CZ14 | cDXOH | New Construction | Refrigeration | 0 | 0
CZ14 | cDXOH | New Construction | Generators | 0 | 0
CZ14 | cDXOH | New Construction | Total End Uses | 6968915.58 | 1605418.32
CZ15 | cDXOH | New Construction | Heating | 0 | 0.02
CZ15 | cDXOH | New Construction | Cooling | 2319866.14 | 0
CZ15 | cDXOH | New Construction | Interior Lighting | 558894.68 | 0
CZ15 | cDXOH | New Construction | Exterior Lighting | 0 | 0
CZ15 | cDXOH | New Construction | Interior Equipment | 3196971.72 | 234323.45
CZ15 | cDXOH | New Construction | Exterior Equipment | 0 | 0
CZ15 | cDXOH | New Construction | Fans | 1433985.96 | 0
CZ15 | cDXOH | New Construction | Pumps | 3278.56 | 0
CZ15 | cDXOH | New Construction | Heat Rejection | 0 | 0
CZ15 | cDXOH | New Construction | Humidification | 0 | 0
CZ15 | cDXOH | New Construction | Heat Recovery | 0 | 0
CZ15 | cDXOH | New Construction | Water Systems | 0 | 1214996.58
CZ15 | cDXOH | New Construction | Refrigeration | 0 | 0
CZ15 | cDXOH | New Construction | Generators | 0 | 0
CZ15 | cDXOH | New Construction | Total End Uses | 7512997.06 | 1449320.04
CZ16 | cDXOH | New Construction | Heating | 0 | 4990.62
CZ16 | cDXOH | New Construction | Cooling | 1151488.29 | 0
CZ16 | cDXOH | New Construction | Interior Lighting | 558894.68 | 0
CZ16 | cDXOH | New Construction | Exterior Lighting | 0 | 0
CZ16 | cDXOH | New Construction | Interior Equipment | 3196971.72 | 234323.45
CZ16 | cDXOH | New Construction | Exterior Equipment | 0 | 0
CZ16 | cDXOH | New Construction | Fans | 1522844.37 | 0
CZ16 | cDXOH | New Construction | Pumps | 2264.17 | 0
CZ16 | cDXOH | New Construction | Heat Rejection | 0 | 0
CZ16 | cDXOH | New Construction | Humidification | 0 | 0
CZ16 | cDXOH | New Construction | Heat Recovery | 0 | 0
CZ16 | cDXOH | New Construction | Water Systems | 0 | 1624087.73
CZ16 | cDXOH | New Construction | Refrigeration | 0 | 0
CZ16 | cDXOH | New Construction | Generators | 0 | 0
CZ16 | cDXOH | New Construction | Total End Uses | 6432463.22 | 1863401.8
CZ01 | cPVVG | Existing | Heating | 0 | 849980.85
CZ01 | cPVVG | Existing | Cooling | 96395.92 | 0
CZ01 | cPVVG | Existing | Interior Lighting | 1197553.41 | 0
CZ01 | cPVVG | Existing | Exterior Lighting | 0 | 0
CZ01 | cPVVG | Existing | Interior Equipment | 3196971.72 | 234323.45
CZ01 | cPVVG | Existing | Exterior Equipment | 0 | 0
CZ01 | cPVVG | Existing | Fans | 697286.04 | 0
CZ01 | cPVVG | Existing | Pumps | 2220.94 | 0
CZ01 | cPVVG | Existing | Heat Rejection | 0 | 0
CZ01 | cPVVG | Existing | Humidification | 0 | 0
CZ01 | cPVVG | Existing | Heat Recovery | 0 | 0
CZ01 | cPVVG | Existing | Water Systems | 0 | 1810886.55
CZ01 | cPVVG | Existing | Refrigeration | 0 | 0
CZ01 | cPVVG | Existing | Generators | 0 | 0
CZ01 | cPVVG | Existing | Total End Uses | 5190428.03 | 2895190.86
CZ02 | cPVVG | Existing | Heating | 0 | 549080.75
CZ02 | cPVVG | Existing | Cooling | 648588.25 | 0
CZ02 | cPVVG | Existing | Interior Lighting | 1197553.41 | 0
CZ02 | cPVVG | Existing | Exterior Lighting | 0 | 0
CZ02 | cPVVG | Existing | Interior Equipment | 3196971.72 | 234323.45
CZ02 | cPVVG | Existing | Exterior Equipment | 0 | 0
CZ02 | cPVVG | Existing | Fans | 865020.09 | 0
CZ02 | cPVVG | Existing | Pumps | 2803.54 | 0
CZ02 | cPVVG | Existing | Heat Rejection | 0 | 0
CZ02 | cPVVG | Existing | Humidification | 0 | 0
CZ02 | cPVVG | Existing | Heat Recovery | 0 | 0
CZ02 | cPVVG | Existing | Water Systems | 0 | 1661094.62
CZ02 | cPVVG | Existing | Refrigeration | 0 | 0
CZ02 | cPVVG | Existing | Generators | 0 | 0
CZ02 | cPVVG | Existing | Total End Uses | 5910937.01 | 2444498.82
CZ03 | cPVVG | Existing | Heating | 0 | 318214.29
CZ03 | cPVVG | Existing | Cooling | 427954.78 | 0
CZ03 | cPVVG | Existing | Interior Lighting | 1197553.41 | 0
CZ03 | cPVVG | Existing | Exterior Lighting | 0 | 0
CZ03 | cPVVG | Existing | Interior Equipment | 3196971.72 | 234323.45
CZ03 | cPVVG | Existing | Exterior Equipment | 0 | 0
CZ03 | cPVVG | Existing | Fans | 803805.22 | 0
CZ03 | cPVVG | Existing | Pumps | 2965.56 | 0
CZ03 | cPVVG | Existing | Heat Rejection | 0 | 0
CZ03 | cPVVG | Existing | Humidification | 0 | 0
CZ03 | cPVVG | Existing | Heat Recovery | 0 | 0
CZ03 | cPVVG | Existing | Water Systems | 0 | 1656237.18
CZ03 | cPVVG | Existing | Refrigeration | 0 | 0
CZ03 | cPVVG | Existing | Generators | 0 | 0
CZ03 | cPVVG | Existing | Total End Uses | 5629250.69 | 2208774.93
CZ04 | cPVVG | Existing | Heating | 0 | 289567.22
CZ04 | cPVVG | Existing | Cooling | 780184.21 | 0
CZ04 | cPVVG | Existing | Interior Lighting | 1197553.41 | 0
CZ04 | cPVVG | Existing | Exterior Lighting | 0 | 0
CZ04 | cPVVG | Existing | Interior Equipment | 3196971.72 | 234323.45
CZ04 | cPVVG | Existing | Exterior Equipment | 0 | 0
CZ04 | cPVVG | Existing | Fans | 899026.29 | 0
CZ04 | cPVVG | Existing | Pumps | 3159.75 | 0
CZ04 | cPVVG | Existing | Heat Rejection | 0 | 0
CZ04 | cPVVG | Existing | Humidification | 0 | 0
CZ04 | cPVVG | Existing | Heat Recovery | 0 | 0
CZ04 | cPVVG | Existing | Water Systems | 0 | 1597065.67
CZ04 | cPVVG | Existing | Refrigeration | 0 | 0
CZ04 | cPVVG | Existing | Generators | 0 | 0
CZ04 | cPVVG | Existing | Total End Uses | 6076895.38 | 2120956.34
CZ05 | cPVVG | Existing | Heating | 0 | 282420.87
CZ05 | cPVVG | Existing | Cooling | 544392.72 | 0
CZ05 | cPVVG | Existing | Interior Lighting | 1197553.41 | 0
CZ05 | cPVVG | Existing | Exterior Lighting | 0 | 0
CZ05 | cPVVG | Existing | Interior Equipment | 3196971.72 | 234323.45
CZ05 | cPVVG | Existing | Exterior Equipment | 0 | 0
CZ05 | cPVVG | Existing | Fans | 852929.62 | 0
CZ05 | cPVVG | Existing | Pumps | 2824.26 | 0
CZ05 | cPVVG | Existing | Heat Rejection | 0 | 0
CZ05 | cPVVG | Existing | Humidification | 0 | 0
CZ05 | cPVVG | Existing | Heat Recovery | 0 | 0
CZ05 | cPVVG | Existing | Water Systems | 0 | 1656282.71
CZ05 | cPVVG | Existing | Refrigeration | 0 | 0
CZ05 | cPVVG | Existing | Generators | 0 | 0
CZ05 | cPVVG | Existing | Total End Uses | 5794671.73 | 2173027.04
CZ06 | cPVVG | Existing | Heating | 0 | 67598.2
CZ06 | cPVVG | Existing | Cooling | 896035.85 | 0
CZ06 | cPVVG | Existing | Interior Lighting | 1197553.41 | 0
CZ06 | cPVVG | Existing | Exterior Lighting | 0 | 0
CZ06 | cPVVG | Existing | Interior Equipment | 3196971.72 | 234323.45
CZ06 | cPVVG | Existing | Exterior Equipment | 0 | 0
CZ06 | cPVVG | Existing | Fans | 947991.35 | 0
CZ06 | cPVVG | Existing | Pumps | 3285.06 | 0
CZ06 | cPVVG | Existing | Heat Rejection | 0 | 0
CZ06 | cPVVG | Existing | Humidification | 0 | 0
CZ06 | cPVVG | Existing | Heat Recovery | 0 | 0
CZ06 | cPVVG | Existing | Water Systems | 0 | 1525067.34
CZ06 | cPVVG | Existing | Refrigeration | 0 | 0
CZ06 | cPVVG | Existing | Generators | 0 | 0
CZ06 | cPVVG | Existing | Total End Uses | 6241837.39 | 1826988.98
CZ07 | cPVVG | Existing | Heating | 0 | 68281.45
CZ07 | cPVVG | Existing | Cooling | 977698.34 | 0
CZ07 | cPVVG | Existing | Interior Lighting | 1197553.41 | 0
CZ07 | cPVVG | Existing | Exterior Lighting | 0 | 0
CZ07 | cPVVG | Existing | Interior Equipment | 3196971.72 | 234323.45
CZ07 | cPVVG | Existing | Exterior Equipment | 0 | 0
CZ07 | cPVVG | Existing | Fans | 920284.61 | 0
CZ07 | cPVVG | Existing | Pumps | 3434.62 | 0
CZ07 | cPVVG | Existing | Heat Rejection | 0 | 0
CZ07 | cPVVG | Existing | Humidification | 0 | 0
CZ07 | cPVVG | Existing | Heat Recovery | 0 | 0
CZ07 | cPVVG | Existing | Water Systems | 0 | 1504267.17
CZ07 | cPVVG | Existing | Refrigeration | 0 | 0
CZ07 | cPVVG | Existing | Generators | 0 | 0
CZ07 | cPVVG | Existing | Total End Uses | 6295942.7 | 1806872.08
CZ08 | cPVVG | Existing | Heating | 0 | 90891.41
CZ08 | cPVVG | Existing | Cooling | 1103782.18 | 0
CZ08 | cPVVG | Existing | Interior Lighting | 1197553.41 | 0
CZ08 | cPVVG | Existing | Exterior Lighting | 0 | 0
CZ08 | cPVVG | Existing | Interior Equipment | 3196971.72 | 234323.45
CZ08 | cPVVG | Existing | Exterior Equipment | 0 | 0
CZ08 | cPVVG | Existing | Fans | 959594.39 | 0
CZ08 | cPVVG | Existing | Pumps | 3509.32 | 0
CZ08 | cPVVG | Existing | Heat Rejection | 0 | 0
CZ08 | cPVVG | Existing | Humidification | 0 | 0
CZ08 | cPVVG | Existing | Heat Recovery | 0 | 0
CZ08 | cPVVG | Existing | Water Systems | 0 | 1501704.93
CZ08 | cPVVG | Existing | Refrigeration | 0 | 0
CZ08 | cPVVG | Existing | Generators | 0 | 0
CZ08 | cPVVG | Existing | Total End Uses | 6461411.02 | 1826919.79
CZ09 | cPVVG | Existing | Heating | 0 | 69195.53
CZ09 | cPVVG | Existing | Cooling | 1254610.94 | 0
CZ09 | cPVVG | Existing | Interior Lighting | 1197553.41 | 0
CZ09 | cPVVG | Existing | Exterior Lighting | 0 | 0
CZ09 | cPVVG | Existing | Interior Equipment | 3196971.72 | 234323.45
CZ09 | cPVVG | Existing | Exterior Equipment | 0 | 0
CZ09 | cPVVG | Existing | Fans | 1031425.71 | 0
CZ09 | cPVVG | Existing | Pumps | 3656.9 | 0
CZ09 | cPVVG | Existing | Heat Rejection | 0 | 0
CZ09 | cPVVG | Existing | Humidification | 0 | 0
CZ09 | cPVVG | Existing | Heat Recovery | 0 | 0
CZ09 | cPVVG | Existing | Water Systems | 0 | 1480816.28
CZ09 | cPVVG | Existing | Refrigeration | 0 | 0
CZ09 | cPVVG | Existing | Generators | 0 | 0
CZ09 | cPVVG | Existing | Total End Uses | 6684218.68 | 1784335.26
CZ10 | cPVVG | Existing | Heating | 0 | 234990.58
CZ10 | cPVVG | Existing | Cooling | 1469415.49 | 0
CZ10 | cPVVG | Existing | Interior Lighting | 1197553.41 | 0
CZ10 | cPVVG | Existing | Exterior Lighting | 0 | 0
CZ10 | cPVVG | Existing | Interior Equipment | 3196971.72 | 234323.45
CZ10 | cPVVG | Existing | Exterior Equipment | 0 | 0
CZ10 | cPVVG | Existing | Fans | 1071369.28 | 0
CZ10 | cPVVG | Existing | Pumps | 3526.87 | 0
CZ10 | cPVVG | Existing | Heat Rejection | 0 | 0
CZ10 | cPVVG | Existing | Humidification | 0 | 0
CZ10 | cPVVG | Existing | Heat Recovery | 0 | 0
CZ10 | cPVVG | Existing | Water Systems | 0 | 1463886.17
CZ10 | cPVVG | Existing | Refrigeration | 0 | 0
CZ10 | cPVVG | Existing | Generators | 0 | 0
CZ10 | cPVVG | Existing | Total End Uses | 6938836.77 | 1933200.2
CZ11 | cPVVG | Existing | Heating | 0 | 544172.62
CZ11 | cPVVG | Existing | Cooling | 1517679.88 | 0
CZ11 | cPVVG | Existing | Interior Lighting | 1197553.41 | 0
CZ11 | cPVVG | Existing | Exterior Lighting | 0 | 0
CZ11 | cPVVG | Existing | Interior Equipment | 3196971.72 | 234323.45
CZ11 | cPVVG | Existing | Exterior Equipment | 0 | 0
CZ11 | cPVVG | Existing | Fans | 1095295.45 | 0
CZ11 | cPVVG | Existing | Pumps | 3388.61 | 0
CZ11 | cPVVG | Existing | Heat Rejection | 0 | 0
CZ11 | cPVVG | Existing | Humidification | 0 | 0
CZ11 | cPVVG | Existing | Heat Recovery | 0 | 0
CZ11 | cPVVG | Existing | Water Systems | 0 | 1493488.84
CZ11 | cPVVG | Existing | Refrigeration | 0 | 0
CZ11 | cPVVG | Existing | Generators | 0 | 0
CZ11 | cPVVG | Existing | Total End Uses | 7010889.07 | 2271984.92
CZ12 | cPVVG | Existing | Heating | 0 | 478146.59
CZ12 | cPVVG | Existing | Cooling | 1273767.78 | 0
CZ12 | cPVVG | Existing | Interior Lighting | 1197553.41 | 0
CZ12 | cPVVG | Existing | Exterior Lighting | 0 | 0
CZ12 | cPVVG | Existing | Interior Equipment | 3196971.72 | 234323.45
CZ12 | cPVVG | Existing | Exterior Equipment | 0 | 0
CZ12 | cPVVG | Existing | Fans | 992911.3 | 0
CZ12 | cPVVG | Existing | Pumps | 3215.51 | 0
CZ12 | cPVVG | Existing | Heat Rejection | 0 | 0
CZ12 | cPVVG | Existing | Humidification | 0 | 0
CZ12 | cPVVG | Existing | Heat Recovery | 0 | 0
CZ12 | cPVVG | Existing | Water Systems | 0 | 1539200.98
CZ12 | cPVVG | Existing | Refrigeration | 0 | 0
CZ12 | cPVVG | Existing | Generators | 0 | 0
CZ12 | cPVVG | Existing | Total End Uses | 6664419.72 | 2251671.02
CZ13 | cPVVG | Existing | Heating | 0 | 356334.99
CZ13 | cPVVG | Existing | Cooling | 1702562.63 | 0
CZ13 | cPVVG | Existing | Interior Lighting | 1197553.41 | 0
CZ13 | cPVVG | Existing | Exterior Lighting | 0 | 0
CZ13 | cPVVG | Existing | Interior Equipment | 3196971.72 | 234323.45
CZ13 | cPVVG | Existing | Exterior Equipment | 0 | 0
CZ13 | cPVVG | Existing | Fans | 1113916.49 | 0
CZ13 | cPVVG | Existing | Pumps | 3559.89 | 0
CZ13 | cPVVG | Existing | Heat Rejection | 0 | 0
CZ13 | cPVVG | Existing | Humidification | 0 | 0
CZ13 | cPVVG | Existing | Heat Recovery | 0 | 0
CZ13 | cPVVG | Existing | Water Systems | 0 | 1449130.66
CZ13 | cPVVG | Existing | Refrigeration | 0 | 0
CZ13 | cPVVG | Existing | Generators | 0 | 0
CZ13 | cPVVG | Existing | Total End Uses | 7214564.13 | 2039789.1
CZ14 | cPVVG | Existing | Heating | 0 | 201955.69
CZ14 | cPVVG | Existing | Cooling | 2090797.44 | 0
CZ14 | cPVVG | Existing | Interior Lighting | 1197553.41 | 0
CZ14 | cPVVG | Existing | Exterior Lighting | 0 | 0
CZ14 | cPVVG | Existing | Interior Equipment | 3196971.72 | 234323.45
CZ14 | cPVVG | Existing | Exterior Equipment | 0 | 0
CZ14 | cPVVG | Existing | Fans | 1273782.44 | 0
CZ14 | cPVVG | Existing | Pumps | 3764.68 | 0
CZ14 | cPVVG | Existing | Heat Rejection | 0 | 0
CZ14 | cPVVG | Existing | Humidification | 0 | 0
CZ14 | cPVVG | Existing | Heat Recovery | 0 | 0
CZ14 | cPVVG | Existing | Water Systems | 0 | 1372206.77
CZ14 | cPVVG | Existing | Refrigeration | 0 | 0
CZ14 | cPVVG | Existing | Generators | 0 | 0
CZ14 | cPVVG | Existing | Total End Uses | 7762869.69 | 1808485.92
CZ15 | cPVVG | Existing | Heating | 0 | 66306.37
CZ15 | cPVVG | Existing | Cooling | 2830295.83 | 0
CZ15 | cPVVG | Existing | Interior Lighting | 1197553.41 | 0
CZ15 | cPVVG | Existing | Exterior Lighting | 0 | 0
CZ15 | cPVVG | Existing | Interior Equipment | 3196971.72 | 234323.45
CZ15 | cPVVG | Existing | Exterior Equipment | 0 | 0
CZ15 | cPVVG | Existing | Fans | 1310257.58 | 0
CZ15 | cPVVG | Existing | Pumps | 4210.62 | 0
CZ15 | cPVVG | Existing | Heat Rejection | 0 | 0
CZ15 | cPVVG | Existing | Humidification | 0 | 0
CZ15 | cPVVG | Existing | Heat Recovery | 0 | 0
CZ15 | cPVVG | Existing | Water Systems | 0 | 1216892.96
CZ15 | cPVVG | Existing | Refrigeration | 0 | 0
CZ15 | cPVVG | Existing | Generators | 0 | 0
CZ15 | cPVVG | Existing | Total End Uses | 8539289.17 | 1517522.77
CZ16 | cPVVG | Existing | Heating | 0 | 703795.2
CZ16 | cPVVG | Existing | Cooling | 1389546.53 | 0
CZ16 | cPVVG | Existing | Interior Lighting | 1197553.41 | 0
CZ16 | cPVVG | Existing | Exterior Lighting | 0 | 0
CZ16 | cPVVG | Existing | Interior Equipment | 3196971.72 | 234323.45
CZ16 | cPVVG | Existing | Exterior Equipment | 0 | 0
CZ16 | cPVVG | Existing | Fans | 1192666.92 | 0
CZ16 | cPVVG | Existing | Pumps | 2865.57 | 0
CZ16 | cPVVG | Existing | Heat Rejection | 0 | 0
CZ16 | cPVVG | Existing | Humidification | 0 | 0
CZ16 | cPVVG | Existing | Heat Recovery | 0 | 0
CZ16 | cPVVG | Existing | Water Systems | 0 | 1625474.31
CZ16 | cPVVG | Existing | Refrigeration | 0 | 0
CZ16 | cPVVG | Existing | Generators | 0 | 0
CZ16 | cPVVG | Existing | Total End Uses | 6979604.15 | 2563592.96
CZ01 | cPVVG | New Construction | Heating | 0 | 978218.57
CZ01 | cPVVG | New Construction | Cooling | 75260.74 | 0
CZ01 | cPVVG | New Construction | Interior Lighting | 558894.68 | 0
CZ01 | cPVVG | New Construction | Exterior Lighting | 0 | 0
CZ01 | cPVVG | New Construction | Interior Equipment | 3196971.72 | 234323.45
CZ01 | cPVVG | New Construction | Exterior Equipment | 0 | 0
CZ01 | cPVVG | New Construction | Fans | 566604.66 | 0
CZ01 | cPVVG | New Construction | Pumps | 1843 | 0
CZ01 | cPVVG | New Construction | Heat Rejection | 0 | 0
CZ01 | cPVVG | New Construction | Humidification | 0 | 0
CZ01 | cPVVG | New Construction | Heat Recovery | 0 | 0
CZ01 | cPVVG | New Construction | Water Systems | 0 | 1809536.03
CZ01 | cPVVG | New Construction | Refrigeration | 0 | 0
CZ01 | cPVVG | New Construction | Generators | 0 | 0
CZ01 | cPVVG | New Construction | Total End Uses | 4399574.81 | 3022078.04
CZ02 | cPVVG | New Construction | Heating | 0 | 784956.25
CZ02 | cPVVG | New Construction | Cooling | 508214.87 | 0
CZ02 | cPVVG | New Construction | Interior Lighting | 558894.68 | 0
CZ02 | cPVVG | New Construction | Exterior Lighting | 0 | 0
CZ02 | cPVVG | New Construction | Interior Equipment | 3196971.72 | 234323.45
CZ02 | cPVVG | New Construction | Exterior Equipment | 0 | 0
CZ02 | cPVVG | New Construction | Fans | 700665.1 | 0
CZ02 | cPVVG | New Construction | Pumps | 2149.79 | 0
CZ02 | cPVVG | New Construction | Heat Rejection | 0 | 0
CZ02 | cPVVG | New Construction | Humidification | 0 | 0
CZ02 | cPVVG | New Construction | Heat Recovery | 0 | 0
CZ02 | cPVVG | New Construction | Water Systems | 0 | 1659635.37
CZ02 | cPVVG | New Construction | Refrigeration | 0 | 0
CZ02 | cPVVG | New Construction | Generators | 0 | 0
CZ02 | cPVVG | New Construction | Total End Uses | 4966896.15 | 2678915.07
CZ03 | cPVVG | New Construction | Heating | 0 | 524480.85
CZ03 | cPVVG | New Construction | Cooling | 316076.64 | 0
CZ03 | cPVVG | New Construction | Interior Lighting | 558894.68 | 0
CZ03 | cPVVG | New Construction | Exterior Lighting | 0 | 0
CZ03 | cPVVG | New Construction | Interior Equipment | 3196971.72 | 234323.45
CZ03 | cPVVG | New Construction | Exterior Equipment | 0 | 0
CZ03 | cPVVG | New Construction | Fans | 642993.04 | 0
CZ03 | cPVVG | New Construction | Pumps | 2301.68 | 0
CZ03 | cPVVG | New Construction | Heat Rejection | 0 | 0
CZ03 | cPVVG | New Construction | Humidification | 0 | 0
CZ03 | cPVVG | New Construction | Heat Recovery | 0 | 0
CZ03 | cPVVG | New Construction | Water Systems | 0 | 1654848.18
CZ03 | cPVVG | New Construction | Refrigeration | 0 | 0
CZ03 | cPVVG | New Construction | Generators | 0 | 0
CZ03 | cPVVG | New Construction | Total End Uses | 4717237.76 | 2413652.49
CZ04 | cPVVG | New Construction | Heating | 0 | 454811.69
CZ04 | cPVVG | New Construction | Cooling | 613048.46 | 0
CZ04 | cPVVG | New Construction | Interior Lighting | 558894.68 | 0
CZ04 | cPVVG | New Construction | Exterior Lighting | 0 | 0
CZ04 | cPVVG | New Construction | Interior Equipment | 3196971.72 | 234323.45
CZ04 | cPVVG | New Construction | Exterior Equipment | 0 | 0
CZ04 | cPVVG | New Construction | Fans | 720861.86 | 0
CZ04 | cPVVG | New Construction | Pumps | 2506.04 | 0
CZ04 | cPVVG | New Construction | Heat Rejection | 0 | 0
CZ04 | cPVVG | New Construction | Humidification | 0 | 0
CZ04 | cPVVG | New Construction | Heat Recovery | 0 | 0
CZ04 | cPVVG | New Construction | Water Systems | 0 | 1596247.2
CZ04 | cPVVG | New Construction | Refrigeration | 0 | 0
CZ04 | cPVVG | New Construction | Generators | 0 | 0
CZ04 | cPVVG | New Construction | Total End Uses | 5092282.76 | 2285382.34
CZ05 | cPVVG | New Construction | Heating | 0 | 489732.19
CZ05 | cPVVG | New Construction | Cooling | 409290.45 | 0
CZ05 | cPVVG | New Construction | Interior Lighting | 558894.68 | 0
CZ05 | cPVVG | New Construction | Exterior Lighting | 0 | 0
CZ05 | cPVVG | New Construction | Interior Equipment | 3196971.72 | 234323.45
CZ05 | cPVVG | New Construction | Exterior Equipment | 0 | 0
CZ05 | cPVVG | New Construction | Fans | 675867.36 | 0
CZ05 | cPVVG | New Construction | Pumps | 2181.52 | 0
CZ05 | cPVVG | New Construction | Heat Rejection | 0 | 0
CZ05 | cPVVG | New Construction | Humidification | 0 | 0
CZ05 | cPVVG | New Construction | Heat Recovery | 0 | 0
CZ05 | cPVVG | New Construction | Water Systems | 0 | 1655393
CZ05 | cPVVG | New Construction | Refrigeration | 0 | 0
CZ05 | cPVVG | New Construction | Generators | 0 | 0
CZ05 | cPVVG | New Construction | Total End Uses | 4843205.72 | 2379448.64
CZ06 | cPVVG | New Construction | Heating | 0 | 129025.61
CZ06 | cPVVG | New Construction | Cooling | 693229.75 | 0
CZ06 | cPVVG | New Construction | Interior Lighting | 558894.68 | 0
CZ06 | cPVVG | New Construction | Exterior Lighting | 0 | 0
CZ06 | cPVVG | New Construction | Interior Equipment | 3196971.72 | 234323.45
CZ06 | cPVVG | New Construction | Exterior Equipment | 0 | 0
CZ06 | cPVVG | New Construction | Fans | 747525.28 | 0
CZ06 | cPVVG | New Construction | Pumps | 2770.29 | 0
CZ06 | cPVVG | New Construction | Heat Rejection | 0 | 0
CZ06 | cPVVG | New Construction | Humidification | 0 | 0
CZ06 | cPVVG | New Construction | Heat Recovery | 0 | 0
CZ06 | cPVVG | New Construction | Water Systems | 0 | 1523925.18
CZ06 | cPVVG | New Construction | Refrigeration | 0 | 0
CZ06 | cPVVG | New Construction | Generators | 0 | 0
CZ06 | cPVVG | New Construction | Total End Uses | 5199391.72 | 1887274.23
CZ07 | cPVVG | New Construction | Heating | 0 | 121299.41
CZ07 | cPVVG | New Construction | Cooling | 758359.19 | 0
CZ07 | cPVVG | New Construction | Interior Lighting | 558894.68 | 0
CZ07 | cPVVG | New Construction | Exterior Lighting | 0 | 0
CZ07 | cPVVG | New Construction | Interior Equipment | 3196971.72 | 234323.45
CZ07 | cPVVG | New Construction | Exterior Equipment | 0 | 0
CZ07 | cPVVG | New Construction | Fans | 726262.85 | 0
CZ07 | cPVVG | New Construction | Pumps | 2899.39 | 0
CZ07 | cPVVG | New Construction | Heat Rejection | 0 | 0
CZ07 | cPVVG | New Construction | Humidification | 0 | 0
CZ07 | cPVVG | New Construction | Heat Recovery | 0 | 0
CZ07 | cPVVG | New Construction | Water Systems | 0 | 1503481.11
CZ07 | cPVVG | New Construction | Refrigeration | 0 | 0
CZ07 | cPVVG | New Construction | Generators | 0 | 0
CZ07 | cPVVG | New Construction | Total End Uses | 5243387.83 | 1859103.98
CZ08 | cPVVG | New Construction | Heating | 0 | 162299.34
CZ08 | cPVVG | New Construction | Cooling | 871090.14 | 0
CZ08 | cPVVG | New Construction | Interior Lighting | 558894.68 | 0
CZ08 | cPVVG | New Construction | Exterior Lighting | 0 | 0
CZ08 | cPVVG | New Construction | Interior Equipment | 3196971.72 | 234323.45
CZ08 | cPVVG | New Construction | Exterior Equipment | 0 | 0
CZ08 | cPVVG | New Construction | Fans | 762285.07 | 0
CZ08 | cPVVG | New Construction | Pumps | 2959.52 | 0
CZ08 | cPVVG | New Construction | Heat Rejection | 0 | 0
CZ08 | cPVVG | New Construction | Humidification | 0 | 0
CZ08 | cPVVG | New Construction | Heat Recovery | 0 | 0
CZ08 | cPVVG | New Construction | Water Systems | 0 | 1500684.68
CZ08 | cPVVG | New Construction | Refrigeration | 0 | 0
CZ08 | cPVVG | New Construction | Generators | 0 | 0
CZ08 | cPVVG | New Construction | Total End Uses | 5392201.12 | 1897307.48
CZ09 | cPVVG | New Construction | Heating | 0 | 128717.45
CZ09 | cPVVG | New Construction | Cooling | 987921.6 | 0
CZ09 | cPVVG | New Construction | Interior Lighting | 558894.68 | 0
CZ09 | cPVVG | New Construction | Exterior Lighting | 0 | 0
CZ09 | cPVVG | New Construction | Interior Equipment | 3196971.72 | 234323.45
CZ09 | cPVVG | New Construction | Exterior Equipment | 0 | 0
CZ09 | cPVVG | New Construction | Fans | 810572.67 | 0
CZ09 | cPVVG | New Construction | Pumps | 3102.63 | 0
CZ09 | cPVVG | New Construction | Heat Rejection | 0 | 0
CZ09 | cPVVG | New Construction | Humidification | 0 | 0
CZ09 | cPVVG | New Construction | Heat Recovery | 0 | 0
CZ09 | cPVVG | New Construction | Water Systems | 0 | 1480015.1
CZ09 | cPVVG | New Construction | Refrigeration | 0 | 0
CZ09 | cPVVG | New Construction | Generators | 0 | 0
CZ09 | cPVVG | New Construction | Total End Uses | 5557463.29 | 1843056
CZ10 | cPVVG | New Construction | Heating | 0 | 320731.37
CZ10 | cPVVG | New Construction | Cooling | 1245541.23 | 0
CZ10 | cPVVG | New Construction | Interior Lighting | 558894.68 | 0
CZ10 | cPVVG | New Construction | Exterior Lighting | 0 | 0
CZ10 | cPVVG | New Construction | Interior Equipment | 3196971.72 | 234323.45
CZ10 | cPVVG | New Construction | Exterior Equipment | 0 | 0
CZ10 | cPVVG | New Construction | Fans | 857616.55 | 0
CZ10 | cPVVG | New Construction | Pumps | 2984.59 | 0
CZ10 | cPVVG | New Construction | Heat Rejection | 0 | 0
CZ10 | cPVVG | New Construction | Humidification | 0 | 0
CZ10 | cPVVG | New Construction | Heat Recovery | 0 | 0
CZ10 | cPVVG | New Construction | Water Systems | 0 | 1462509.4
CZ10 | cPVVG | New Construction | Refrigeration | 0 | 0
CZ10 | cPVVG | New Construction | Generators | 0 | 0
CZ10 | cPVVG | New Construction | Total End Uses | 5862008.76 | 2017564.23
CZ11 | cPVVG | New Construction | Heating | 0 | 518832.34
CZ11 | cPVVG | New Construction | Cooling | 1185965.49 | 0
CZ11 | cPVVG | New Construction | Interior Lighting | 558894.68 | 0
CZ11 | cPVVG | New Construction | Exterior Lighting | 0 | 0
CZ11 | cPVVG | New Construction | Interior Equipment | 3196971.72 | 234323.45
CZ11 | cPVVG | New Construction | Exterior Equipment | 0 | 0
CZ11 | cPVVG | New Construction | Fans | 788398.06 | 0
CZ11 | cPVVG | New Construction | Pumps | 2766.79 | 0
CZ11 | cPVVG | New Construction | Heat Rejection | 0 | 0
CZ11 | cPVVG | New Construction | Humidification | 0 | 0
CZ11 | cPVVG | New Construction | Heat Recovery | 0 | 0
CZ11 | cPVVG | New Construction | Water Systems | 0 | 1491867.54
CZ11 | cPVVG | New Construction | Refrigeration | 0 | 0
CZ11 | cPVVG | New Construction | Generators | 0 | 0
CZ11 | cPVVG | New Construction | Total End Uses | 5732996.74 | 2245023.33
CZ12 | cPVVG | New Construction | Heating | 0 | 487783.01
CZ12 | cPVVG | New Construction | Cooling | 1004817.93 | 0
CZ12 | cPVVG | New Construction | Interior Lighting | 558894.68 | 0
CZ12 | cPVVG | New Construction | Exterior Lighting | 0 | 0
CZ12 | cPVVG | New Construction | Interior Equipment | 3196971.72 | 234323.45
CZ12 | cPVVG | New Construction | Exterior Equipment | 0 | 0
CZ12 | cPVVG | New Construction | Fans | 741925.52 | 0
CZ12 | cPVVG | New Construction | Pumps | 2669.73 | 0
CZ12 | cPVVG | New Construction | Heat Rejection | 0 | 0
CZ12 | cPVVG | New Construction | Humidification | 0 | 0
CZ12 | cPVVG | New Construction | Heat Recovery | 0 | 0
CZ12 | cPVVG | New Construction | Water Systems | 0 | 1537849.07
CZ12 | cPVVG | New Construction | Refrigeration | 0 | 0
CZ12 | cPVVG | New Construction | Generators | 0 | 0
CZ12 | cPVVG | New Construction | Total End Uses | 5505279.57 | 2259955.53
CZ13 | cPVVG | New Construction | Heating | 0 | 373762.89
CZ13 | cPVVG | New Construction | Cooling | 1333222.2 | 0
CZ13 | cPVVG | New Construction | Interior Lighting | 558894.68 | 0
CZ13 | cPVVG | New Construction | Exterior Lighting | 0 | 0
CZ13 | cPVVG | New Construction | Interior Equipment | 3196971.72 | 234323.45
CZ13 | cPVVG | New Construction | Exterior Equipment | 0 | 0
CZ13 | cPVVG | New Construction | Fans | 808088.32 | 0
CZ13 | cPVVG | New Construction | Pumps | 2888.72 | 0
CZ13 | cPVVG | New Construction | Heat Rejection | 0 | 0
CZ13 | cPVVG | New Construction | Humidification | 0 | 0
CZ13 | cPVVG | New Construction | Heat Recovery | 0 | 0
CZ13 | cPVVG | New Construction | Water Systems | 0 | 1447754.72
CZ13 | cPVVG | New Construction | Refrigeration | 0 | 0
CZ13 | cPVVG | New Construction | Generators | 0 | 0
CZ13 | cPVVG | New Construction | Total End Uses | 5900065.64 | 2055841.06
CZ14 | cPVVG | New Construction | Heating | 0 | 229351.37
CZ14 | cPVVG | New Construction | Cooling | 1662925.47 | 0
CZ14 | cPVVG | New Construction | Interior Lighting | 558894.68 | 0
CZ14 | cPVVG | New Construction | Exterior Lighting | 0 | 0
CZ14 | cPVVG | New Construction | Interior Equipment | 3196971.72 | 234323.45
CZ14 | cPVVG | New Construction | Exterior Equipment | 0 | 0
CZ14 | cPVVG | New Construction | Fans | 929756.45 | 0
CZ14 | cPVVG | New Construction | Pumps | 2951.18 | 0
CZ14 | cPVVG | New Construction | Heat Rejection | 0 | 0
CZ14 | cPVVG | New Construction | Humidification | 0 | 0
CZ14 | cPVVG | New Construction | Heat Recovery | 0 | 0
CZ14 | cPVVG | New Construction | Water Systems | 0 | 1370440.67
CZ14 | cPVVG | New Construction | Refrigeration | 0 | 0
CZ14 | cPVVG | New Construction | Generators | 0 | 0
CZ14 | cPVVG | New Construction | Total End Uses | 6351499.5 | 1834115.49
CZ15 | cPVVG | New Construction | Heating | 0 | 87158.6
CZ15 | cPVVG | New Construction | Cooling | 2256829.81 | 0
CZ15 | cPVVG | New Construction | Interior Lighting | 558894.68 | 0
CZ15 | cPVVG | New Construction | Exterior Lighting | 0 | 0
CZ15 | cPVVG | New Construction | Interior Equipment | 3196971.72 | 234323.45
CZ15 | cPVVG | New Construction | Exterior Equipment | 0 | 0
CZ15 | cPVVG | New Construction | Fans | 957813.92 | 0
CZ15 | cPVVG | New Construction | Pumps | 3277.08 | 0
CZ15 | cPVVG | New Construction | Heat Rejection | 0 | 0
CZ15 | cPVVG | New Construction | Humidification | 0 | 0
CZ15 | cPVVG | New Construction | Heat Recovery | 0 | 0
CZ15 | cPVVG | New Construction | Water Systems | 0 | 1215247.91
CZ15 | cPVVG | New Construction | Refrigeration | 0 | 0
CZ15 | cPVVG | New Construction | Generators | 0 | 0
CZ15 | cPVVG | New Construction | Total End Uses | 6973787.21 | 1536729.97
CZ16 | cPVVG | New Construction | Heating | 0 | 700899.22
CZ16 | cPVVG | New Construction | Cooling | 1123273.71 | 0
CZ16 | cPVVG | New Construction | Interior Lighting | 558894.68 | 0
CZ16 | cPVVG | New Construction | Exterior Lighting | 0 | 0
CZ16 | cPVVG | New Construction | Interior Equipment | 3196971.72 | 234323.45
CZ16 | cPVVG | New Construction | Exterior Equipment | 0 | 0
CZ16 | cPVVG | New Construction | Fans | 886415.5 | 0
CZ16 | cPVVG | New Construction | Pumps | 2363.6 | 0
CZ16 | cPVVG | New Construction | Heat Rejection | 0 | 0
CZ16 | cPVVG | New Construction | Humidification | 0 | 0
CZ16 | cPVVG | New Construction | Heat Recovery | 0 | 0
CZ16 | cPVVG | New Construction | Water Systems | 0 | 1623411.14
CZ16 | cPVVG | New Construction | Refrigeration | 0 | 0
CZ16 | cPVVG | New Construction | Generators | 0 | 0
CZ16 | cPVVG | New Construction | Total End Uses | 5767919.21 | 2558633.81

## Raw_endusebreakdownannual (hidden)
Vintage | Climate Zone | HVAC System | End Use | Electricity [kBtu] | Natural Gas [kBtu]
Existing | CZ01 | cAVVG | Heating | 0 | 1099734.41
Existing | CZ01 | cAVVG | Cooling | 95110.34 | 0
Existing | CZ01 | cAVVG | Interior Lighting | 1197553.41 | 0
Existing | CZ01 | cAVVG | Exterior Lighting | 0 | 0
Existing | CZ01 | cAVVG | Interior Equipment | 3196971.72 | 234323.45
Existing | CZ01 | cAVVG | Exterior Equipment | 0 | 0
Existing | CZ01 | cAVVG | Fans | 708571.94 | 0
Existing | CZ01 | cAVVG | Pumps | 24691.62 | 0
Existing | CZ01 | cAVVG | Heat Rejection | 0 | 0
Existing | CZ01 | cAVVG | Humidification | 0 | 0
Existing | CZ01 | cAVVG | Heat Recovery | 0 | 0
Existing | CZ01 | cAVVG | Water Systems | 0 | 1811098.44
Existing | CZ01 | cAVVG | Refrigeration | 0 | 0
Existing | CZ01 | cAVVG | Generators | 0 | 0
Existing | CZ01 | cAVVG | Total End Uses | 5222899.03 | 3145156.3
Existing | CZ02 | cAVVG | Heating | 0 | 747253.21
Existing | CZ02 | cAVVG | Cooling | 802765.76 | 0
Existing | CZ02 | cAVVG | Interior Lighting | 1197553.41 | 0
Existing | CZ02 | cAVVG | Exterior Lighting | 0 | 0
Existing | CZ02 | cAVVG | Interior Equipment | 3196971.72 | 234323.45
Existing | CZ02 | cAVVG | Exterior Equipment | 0 | 0
Existing | CZ02 | cAVVG | Fans | 880038.52 | 0
Existing | CZ02 | cAVVG | Pumps | 51319.48 | 0
Existing | CZ02 | cAVVG | Heat Rejection | 0 | 0
Existing | CZ02 | cAVVG | Humidification | 0 | 0
Existing | CZ02 | cAVVG | Heat Recovery | 0 | 0
Existing | CZ02 | cAVVG | Water Systems | 0 | 1661097.29
Existing | CZ02 | cAVVG | Refrigeration | 0 | 0
Existing | CZ02 | cAVVG | Generators | 0 | 0
Existing | CZ02 | cAVVG | Total End Uses | 6128648.89 | 2642673.95
Existing | CZ03 | cAVVG | Heating | 0 | 478517.75
Existing | CZ03 | cAVVG | Cooling | 511522.64 | 0
Existing | CZ03 | cAVVG | Interior Lighting | 1197553.41 | 0
Existing | CZ03 | cAVVG | Exterior Lighting | 0 | 0
Existing | CZ03 | cAVVG | Interior Equipment | 3196971.72 | 234323.45
Existing | CZ03 | cAVVG | Exterior Equipment | 0 | 0
Existing | CZ03 | cAVVG | Fans | 722461.04 | 0
Existing | CZ03 | cAVVG | Pumps | 51687.35 | 0
Existing | CZ03 | cAVVG | Heat Rejection | 0 | 0
Existing | CZ03 | cAVVG | Humidification | 0 | 0
Existing | CZ03 | cAVVG | Heat Recovery | 0 | 0
Existing | CZ03 | cAVVG | Water Systems | 0 | 1656176.37
Existing | CZ03 | cAVVG | Refrigeration | 0 | 0
Existing | CZ03 | cAVVG | Generators | 0 | 0
Existing | CZ03 | cAVVG | Total End Uses | 5680196.16 | 2369017.58
Existing | CZ04 | cAVVG | Heating | 0 | 463768.4
Existing | CZ04 | cAVVG | Cooling | 942530.26 | 0
Existing | CZ04 | cAVVG | Interior Lighting | 1197553.41 | 0
Existing | CZ04 | cAVVG | Exterior Lighting | 0 | 0
Existing | CZ04 | cAVVG | Interior Equipment | 3196971.72 | 234323.45
Existing | CZ04 | cAVVG | Exterior Equipment | 0 | 0
Existing | CZ04 | cAVVG | Fans | 827858.54 | 0
Existing | CZ04 | cAVVG | Pumps | 57871.05 | 0
Existing | CZ04 | cAVVG | Heat Rejection | 0 | 0
Existing | CZ04 | cAVVG | Humidification | 0 | 0
Existing | CZ04 | cAVVG | Heat Recovery | 0 | 0
Existing | CZ04 | cAVVG | Water Systems | 0 | 1597037.98
Existing | CZ04 | cAVVG | Refrigeration | 0 | 0
Existing | CZ04 | cAVVG | Generators | 0 | 0
Existing | CZ04 | cAVVG | Total End Uses | 6222784.98 | 2295129.83
Existing | CZ05 | cAVVG | Heating | 0 | 457475.48
Existing | CZ05 | cAVVG | Cooling | 643924.17 | 0
Existing | CZ05 | cAVVG | Interior Lighting | 1197553.41 | 0
Existing | CZ05 | cAVVG | Exterior Lighting | 0 | 0
Existing | CZ05 | cAVVG | Interior Equipment | 3196971.72 | 234323.45
Existing | CZ05 | cAVVG | Exterior Equipment | 0 | 0
Existing | CZ05 | cAVVG | Fans | 786330.94 | 0
Existing | CZ05 | cAVVG | Pumps | 53231.74 | 0
Existing | CZ05 | cAVVG | Heat Rejection | 0 | 0
Existing | CZ05 | cAVVG | Humidification | 0 | 0
Existing | CZ05 | cAVVG | Heat Recovery | 0 | 0
Existing | CZ05 | cAVVG | Water Systems | 0 | 1656391.78
Existing | CZ05 | cAVVG | Refrigeration | 0 | 0
Existing | CZ05 | cAVVG | Generators | 0 | 0
Existing | CZ05 | cAVVG | Total End Uses | 5878011.97 | 2348190.71
Existing | CZ06 | cAVVG | Heating | 0 | 130893.85
Existing | CZ06 | cAVVG | Cooling | 1110383.74 | 0
Existing | CZ06 | cAVVG | Interior Lighting | 1197553.41 | 0
Existing | CZ06 | cAVVG | Exterior Lighting | 0 | 0
Existing | CZ06 | cAVVG | Interior Equipment | 3196971.72 | 234323.45
Existing | CZ06 | cAVVG | Exterior Equipment | 0 | 0
Existing | CZ06 | cAVVG | Fans | 948763.67 | 0
Existing | CZ06 | cAVVG | Pumps | 74491.86 | 0
Existing | CZ06 | cAVVG | Heat Rejection | 0 | 0
Existing | CZ06 | cAVVG | Humidification | 0 | 0
Existing | CZ06 | cAVVG | Heat Recovery | 0 | 0
Existing | CZ06 | cAVVG | Water Systems | 0 | 1525125.22
Existing | CZ06 | cAVVG | Refrigeration | 0 | 0
Existing | CZ06 | cAVVG | Generators | 0 | 0
Existing | CZ06 | cAVVG | Total End Uses | 6528164.39 | 1890342.52
Existing | CZ07 | cAVVG | Heating | 0 | 155450.37
Existing | CZ07 | cAVVG | Cooling | 1241262.8 | 0
Existing | CZ07 | cAVVG | Interior Lighting | 1197553.41 | 0
Existing | CZ07 | cAVVG | Exterior Lighting | 0 | 0
Existing | CZ07 | cAVVG | Interior Equipment | 3196971.72 | 234323.45
Existing | CZ07 | cAVVG | Exterior Equipment | 0 | 0
Existing | CZ07 | cAVVG | Fans | 949810.3 | 0
Existing | CZ07 | cAVVG | Pumps | 76984.43 | 0
Existing | CZ07 | cAVVG | Heat Rejection | 0 | 0
Existing | CZ07 | cAVVG | Humidification | 0 | 0
Existing | CZ07 | cAVVG | Heat Recovery | 0 | 0
Existing | CZ07 | cAVVG | Water Systems | 0 | 1504235.96
Existing | CZ07 | cAVVG | Refrigeration | 0 | 0
Existing | CZ07 | cAVVG | Generators | 0 | 0
Existing | CZ07 | cAVVG | Total End Uses | 6662582.65 | 1894009.78
Existing | CZ08 | cAVVG | Heating | 0 | 205506.15
Existing | CZ08 | cAVVG | Cooling | 1377342.58 | 0
Existing | CZ08 | cAVVG | Interior Lighting | 1197553.41 | 0
Existing | CZ08 | cAVVG | Exterior Lighting | 0 | 0
Existing | CZ08 | cAVVG | Interior Equipment | 3196971.72 | 234323.45
Existing | CZ08 | cAVVG | Exterior Equipment | 0 | 0
Existing | CZ08 | cAVVG | Fans | 916127.72 | 0
Existing | CZ08 | cAVVG | Pumps | 73237.77 | 0
Existing | CZ08 | cAVVG | Heat Rejection | 0 | 0
Existing | CZ08 | cAVVG | Humidification | 0 | 0
Existing | CZ08 | cAVVG | Heat Recovery | 0 | 0
Existing | CZ08 | cAVVG | Water Systems | 0 | 1501725.05
Existing | CZ08 | cAVVG | Refrigeration | 0 | 0
Existing | CZ08 | cAVVG | Generators | 0 | 0
Existing | CZ08 | cAVVG | Total End Uses | 6761233.2 | 1941554.65
Existing | CZ09 | cAVVG | Heating | 0 | 176752.92
Existing | CZ09 | cAVVG | Cooling | 1560767.71 | 0
Existing | CZ09 | cAVVG | Interior Lighting | 1197553.41 | 0
Existing | CZ09 | cAVVG | Exterior Lighting | 0 | 0
Existing | CZ09 | cAVVG | Interior Equipment | 3196971.72 | 234323.45
Existing | CZ09 | cAVVG | Exterior Equipment | 0 | 0
Existing | CZ09 | cAVVG | Fans | 994096.6 | 0
Existing | CZ09 | cAVVG | Pumps | 75619.56 | 0
Existing | CZ09 | cAVVG | Heat Rejection | 0 | 0
Existing | CZ09 | cAVVG | Humidification | 0 | 0
Existing | CZ09 | cAVVG | Heat Recovery | 0 | 0
Existing | CZ09 | cAVVG | Water Systems | 0 | 1480793.97
Existing | CZ09 | cAVVG | Refrigeration | 0 | 0
Existing | CZ09 | cAVVG | Generators | 0 | 0
Existing | CZ09 | cAVVG | Total End Uses | 7025009 | 1891870.34
Existing | CZ10 | cAVVG | Heating | 0 | 412958.33
Existing | CZ10 | cAVVG | Cooling | 1826951.74 | 0
Existing | CZ10 | cAVVG | Interior Lighting | 1197553.41 | 0
Existing | CZ10 | cAVVG | Exterior Lighting | 0 | 0
Existing | CZ10 | cAVVG | Interior Equipment | 3196971.72 | 234323.45
Existing | CZ10 | cAVVG | Exterior Equipment | 0 | 0
Existing | CZ10 | cAVVG | Fans | 1068101.8 | 0
Existing | CZ10 | cAVVG | Pumps | 73813.91 | 0
Existing | CZ10 | cAVVG | Heat Rejection | 0 | 0
Existing | CZ10 | cAVVG | Humidification | 0 | 0
Existing | CZ10 | cAVVG | Heat Recovery | 0 | 0
Existing | CZ10 | cAVVG | Water Systems | 0 | 1463763.47
Existing | CZ10 | cAVVG | Refrigeration | 0 | 0
Existing | CZ10 | cAVVG | Generators | 0 | 0
Existing | CZ10 | cAVVG | Total End Uses | 7363392.58 | 2111045.25
Existing | CZ11 | cAVVG | Heating | 0 | 811631.5
Existing | CZ11 | cAVVG | Cooling | 1858980.74 | 0
Existing | CZ11 | cAVVG | Interior Lighting | 1197553.41 | 0
Existing | CZ11 | cAVVG | Exterior Lighting | 0 | 0
Existing | CZ11 | cAVVG | Interior Equipment | 3196971.72 | 234323.45
Existing | CZ11 | cAVVG | Exterior Equipment | 0 | 0
Existing | CZ11 | cAVVG | Fans | 1127574.83 | 0
Existing | CZ11 | cAVVG | Pumps | 67158.25 | 0
Existing | CZ11 | cAVVG | Heat Rejection | 0 | 0
Existing | CZ11 | cAVVG | Humidification | 0 | 0
Existing | CZ11 | cAVVG | Heat Recovery | 0 | 0
Existing | CZ11 | cAVVG | Water Systems | 0 | 1493443.95
Existing | CZ11 | cAVVG | Refrigeration | 0 | 0
Existing | CZ11 | cAVVG | Generators | 0 | 0
Existing | CZ11 | cAVVG | Total End Uses | 7448238.95 | 2539398.9
Existing | CZ12 | cAVVG | Heating | 0 | 671795.74
Existing | CZ12 | cAVVG | Cooling | 1576022.35 | 0
Existing | CZ12 | cAVVG | Interior Lighting | 1197553.41 | 0
Existing | CZ12 | cAVVG | Exterior Lighting | 0 | 0
Existing | CZ12 | cAVVG | Interior Equipment | 3196971.72 | 234323.45
Existing | CZ12 | cAVVG | Exterior Equipment | 0 | 0
Existing | CZ12 | cAVVG | Fans | 1087439.11 | 0
Existing | CZ12 | cAVVG | Pumps | 66643.63 | 0
Existing | CZ12 | cAVVG | Heat Rejection | 0 | 0
Existing | CZ12 | cAVVG | Humidification | 0 | 0
Existing | CZ12 | cAVVG | Heat Recovery | 0 | 0
Existing | CZ12 | cAVVG | Water Systems | 0 | 1539210.31
Existing | CZ12 | cAVVG | Refrigeration | 0 | 0
Existing | CZ12 | cAVVG | Generators | 0 | 0
Existing | CZ12 | cAVVG | Total End Uses | 7124630.22 | 2445329.5
Existing | CZ13 | cAVVG | Heating | 0 | 565177.03
Existing | CZ13 | cAVVG | Cooling | 2088566.4 | 0
Existing | CZ13 | cAVVG | Interior Lighting | 1197553.41 | 0
Existing | CZ13 | cAVVG | Exterior Lighting | 0 | 0
Existing | CZ13 | cAVVG | Interior Equipment | 3196971.72 | 234323.45
Existing | CZ13 | cAVVG | Exterior Equipment | 0 | 0
Existing | CZ13 | cAVVG | Fans | 1185223.02 | 0
Existing | CZ13 | cAVVG | Pumps | 74288.91 | 0
Existing | CZ13 | cAVVG | Heat Rejection | 0 | 0
Existing | CZ13 | cAVVG | Humidification | 0 | 0
Existing | CZ13 | cAVVG | Heat Recovery | 0 | 0
Existing | CZ13 | cAVVG | Water Systems | 0 | 1449116.26
Existing | CZ13 | cAVVG | Refrigeration | 0 | 0
Existing | CZ13 | cAVVG | Generators | 0 | 0
Existing | CZ13 | cAVVG | Total End Uses | 7742603.46 | 2248616.74
Existing | CZ14 | cAVVG | Heating | 0 | 409301.21
Existing | CZ14 | cAVVG | Cooling | 2522255.88 | 0
Existing | CZ14 | cAVVG | Interior Lighting | 1197553.41 | 0
Existing | CZ14 | cAVVG | Exterior Lighting | 0 | 0
Existing | CZ14 | cAVVG | Interior Equipment | 3196971.72 | 234323.45
Existing | CZ14 | cAVVG | Exterior Equipment | 0 | 0
Existing | CZ14 | cAVVG | Fans | 1331055.11 | 0
Existing | CZ14 | cAVVG | Pumps | 72194.74 | 0
Existing | CZ14 | cAVVG | Heat Rejection | 0 | 0
Existing | CZ14 | cAVVG | Humidification | 0 | 0
Existing | CZ14 | cAVVG | Heat Recovery | 0 | 0
Existing | CZ14 | cAVVG | Water Systems | 0 | 1372209.17
Existing | CZ14 | cAVVG | Refrigeration | 0 | 0
Existing | CZ14 | cAVVG | Generators | 0 | 0
Existing | CZ14 | cAVVG | Total End Uses | 8320030.86 | 2015833.83
Existing | CZ15 | cAVVG | Heating | 0 | 240926.13
Existing | CZ15 | cAVVG | Cooling | 3602236.94 | 0
Existing | CZ15 | cAVVG | Interior Lighting | 1197553.41 | 0
Existing | CZ15 | cAVVG | Exterior Lighting | 0 | 0
Existing | CZ15 | cAVVG | Interior Equipment | 3196971.72 | 234323.45
Existing | CZ15 | cAVVG | Exterior Equipment | 0 | 0
Existing | CZ15 | cAVVG | Fans | 1413141.95 | 0
Existing | CZ15 | cAVVG | Pumps | 97677.33 | 0
Existing | CZ15 | cAVVG | Heat Rejection | 0 | 0
Existing | CZ15 | cAVVG | Humidification | 0 | 0
Existing | CZ15 | cAVVG | Heat Recovery | 0 | 0
Existing | CZ15 | cAVVG | Water Systems | 0 | 1216598.09
Existing | CZ15 | cAVVG | Refrigeration | 0 | 0
Existing | CZ15 | cAVVG | Generators | 0 | 0
Existing | CZ15 | cAVVG | Total End Uses | 9507581.36 | 1691847.67
Existing | CZ16 | cAVVG | Heating | 0 | 973677.67
Existing | CZ16 | cAVVG | Cooling | 1657558.82 | 0
Existing | CZ16 | cAVVG | Interior Lighting | 1197553.41 | 0
Existing | CZ16 | cAVVG | Exterior Lighting | 0 | 0
Existing | CZ16 | cAVVG | Interior Equipment | 3196971.72 | 234323.45
Existing | CZ16 | cAVVG | Exterior Equipment | 0 | 0
Existing | CZ16 | cAVVG | Fans | 1311921.79 | 0
Existing | CZ16 | cAVVG | Pumps | 66864.09 | 0
Existing | CZ16 | cAVVG | Heat Rejection | 0 | 0
Existing | CZ16 | cAVVG | Humidification | 0 | 0
Existing | CZ16 | cAVVG | Heat Recovery | 0 | 0
Existing | CZ16 | cAVVG | Water Systems | 0 | 1625378.97
Existing | CZ16 | cAVVG | Refrigeration | 0 | 0
Existing | CZ16 | cAVVG | Generators | 0 | 0
Existing | CZ16 | cAVVG | Total End Uses | 7430869.83 | 2833380.09
New Construction | CZ01 | cAVVG | Heating | 0 | 1161063.03
New Construction | CZ01 | cAVVG | Cooling | 82153.58 | 0
New Construction | CZ01 | cAVVG | Interior Lighting | 558894.68 | 0
New Construction | CZ01 | cAVVG | Exterior Lighting | 0 | 0
New Construction | CZ01 | cAVVG | Interior Equipment | 3196971.72 | 234323.45
New Construction | CZ01 | cAVVG | Exterior Equipment | 0 | 0
New Construction | CZ01 | cAVVG | Fans | 662852.64 | 0
New Construction | CZ01 | cAVVG | Pumps | 19768.29 | 0
New Construction | CZ01 | cAVVG | Heat Rejection | 0 | 0
New Construction | CZ01 | cAVVG | Humidification | 0 | 0
New Construction | CZ01 | cAVVG | Heat Recovery | 0 | 0
New Construction | CZ01 | cAVVG | Water Systems | 0 | 1809508.85
New Construction | CZ01 | cAVVG | Refrigeration | 0 | 0
New Construction | CZ01 | cAVVG | Generators | 0 | 0
New Construction | CZ01 | cAVVG | Total End Uses | 4520640.91 | 3204895.33
New Construction | CZ02 | cAVVG | Heating | 0 | 1010049.04
New Construction | CZ02 | cAVVG | Cooling | 650730.17 | 0
New Construction | CZ02 | cAVVG | Interior Lighting | 558894.68 | 0
New Construction | CZ02 | cAVVG | Exterior Lighting | 0 | 0
New Construction | CZ02 | cAVVG | Interior Equipment | 3196971.72 | 234323.45
New Construction | CZ02 | cAVVG | Exterior Equipment | 0 | 0
New Construction | CZ02 | cAVVG | Fans | 762829.19 | 0
New Construction | CZ02 | cAVVG | Pumps | 39338.81 | 0
New Construction | CZ02 | cAVVG | Heat Rejection | 0 | 0
New Construction | CZ02 | cAVVG | Humidification | 0 | 0
New Construction | CZ02 | cAVVG | Heat Recovery | 0 | 0
New Construction | CZ02 | cAVVG | Water Systems | 0 | 1659811.66
New Construction | CZ02 | cAVVG | Refrigeration | 0 | 0
New Construction | CZ02 | cAVVG | Generators | 0 | 0
New Construction | CZ02 | cAVVG | Total End Uses | 5208764.57 | 2904184.16
New Construction | CZ03 | cAVVG | Heating | 0 | 651087.07
New Construction | CZ03 | cAVVG | Cooling | 400692.12 | 0
New Construction | CZ03 | cAVVG | Interior Lighting | 558894.68 | 0
New Construction | CZ03 | cAVVG | Exterior Lighting | 0 | 0
New Construction | CZ03 | cAVVG | Interior Equipment | 3196971.72 | 234323.45
New Construction | CZ03 | cAVVG | Exterior Equipment | 0 | 0
New Construction | CZ03 | cAVVG | Fans | 612421.85 | 0
New Construction | CZ03 | cAVVG | Pumps | 38969.01 | 0
New Construction | CZ03 | cAVVG | Heat Rejection | 0 | 0
New Construction | CZ03 | cAVVG | Humidification | 0 | 0
New Construction | CZ03 | cAVVG | Heat Recovery | 0 | 0
New Construction | CZ03 | cAVVG | Water Systems | 0 | 1654798.33
New Construction | CZ03 | cAVVG | Refrigeration | 0 | 0
New Construction | CZ03 | cAVVG | Generators | 0 | 0
New Construction | CZ03 | cAVVG | Total End Uses | 4807949.38 | 2540208.85
New Construction | CZ04 | cAVVG | Heating | 0 | 603059.98
New Construction | CZ04 | cAVVG | Cooling | 760928.04 | 0
New Construction | CZ04 | cAVVG | Interior Lighting | 558894.68 | 0
New Construction | CZ04 | cAVVG | Exterior Lighting | 0 | 0
New Construction | CZ04 | cAVVG | Interior Equipment | 3196971.72 | 234323.45
New Construction | CZ04 | cAVVG | Exterior Equipment | 0 | 0
New Construction | CZ04 | cAVVG | Fans | 690430 | 0
New Construction | CZ04 | cAVVG | Pumps | 45348.42 | 0
New Construction | CZ04 | cAVVG | Heat Rejection | 0 | 0
New Construction | CZ04 | cAVVG | Humidification | 0 | 0
New Construction | CZ04 | cAVVG | Heat Recovery | 0 | 0
New Construction | CZ04 | cAVVG | Water Systems | 0 | 1596044.28
New Construction | CZ04 | cAVVG | Refrigeration | 0 | 0
New Construction | CZ04 | cAVVG | Generators | 0 | 0
New Construction | CZ04 | cAVVG | Total End Uses | 5252572.86 | 2433427.71
New Construction | CZ05 | cAVVG | Heating | 0 | 646070.23
New Construction | CZ05 | cAVVG | Cooling | 497267.48 | 0
New Construction | CZ05 | cAVVG | Interior Lighting | 558894.68 | 0
New Construction | CZ05 | cAVVG | Exterior Lighting | 0 | 0
New Construction | CZ05 | cAVVG | Interior Equipment | 3196971.72 | 234323.45
New Construction | CZ05 | cAVVG | Exterior Equipment | 0 | 0
New Construction | CZ05 | cAVVG | Fans | 643429.9 | 0
New Construction | CZ05 | cAVVG | Pumps | 37969.92 | 0
New Construction | CZ05 | cAVVG | Heat Rejection | 0 | 0
New Construction | CZ05 | cAVVG | Humidification | 0 | 0
New Construction | CZ05 | cAVVG | Heat Recovery | 0 | 0
New Construction | CZ05 | cAVVG | Water Systems | 0 | 1655436.04
New Construction | CZ05 | cAVVG | Refrigeration | 0 | 0
New Construction | CZ05 | cAVVG | Generators | 0 | 0
New Construction | CZ05 | cAVVG | Total End Uses | 4934533.7 | 2535829.72
New Construction | CZ06 | cAVVG | Heating | 0 | 223719.27
New Construction | CZ06 | cAVVG | Cooling | 885247.08 | 0
New Construction | CZ06 | cAVVG | Interior Lighting | 558894.68 | 0
New Construction | CZ06 | cAVVG | Exterior Lighting | 0 | 0
New Construction | CZ06 | cAVVG | Interior Equipment | 3196971.72 | 234323.45
New Construction | CZ06 | cAVVG | Exterior Equipment | 0 | 0
New Construction | CZ06 | cAVVG | Fans | 762089.67 | 0
New Construction | CZ06 | cAVVG | Pumps | 59174.96 | 0
New Construction | CZ06 | cAVVG | Heat Rejection | 0 | 0
New Construction | CZ06 | cAVVG | Humidification | 0 | 0
New Construction | CZ06 | cAVVG | Heat Recovery | 0 | 0
New Construction | CZ06 | cAVVG | Water Systems | 0 | 1524391.99
New Construction | CZ06 | cAVVG | Refrigeration | 0 | 0
New Construction | CZ06 | cAVVG | Generators | 0 | 0
New Construction | CZ06 | cAVVG | Total End Uses | 5462378.11 | 1982434.71
New Construction | CZ07 | cAVVG | Heating | 0 | 243177.9
New Construction | CZ07 | cAVVG | Cooling | 976780.09 | 0
New Construction | CZ07 | cAVVG | Interior Lighting | 558894.68 | 0
New Construction | CZ07 | cAVVG | Exterior Lighting | 0 | 0
New Construction | CZ07 | cAVVG | Interior Equipment | 3196971.72 | 234323.45
New Construction | CZ07 | cAVVG | Exterior Equipment | 0 | 0
New Construction | CZ07 | cAVVG | Fans | 748695.07 | 0
New Construction | CZ07 | cAVVG | Pumps | 56681.81 | 0
New Construction | CZ07 | cAVVG | Heat Rejection | 0 | 0
New Construction | CZ07 | cAVVG | Humidification | 0 | 0
New Construction | CZ07 | cAVVG | Heat Recovery | 0 | 0
New Construction | CZ07 | cAVVG | Water Systems | 0 | 1503322.83
New Construction | CZ07 | cAVVG | Refrigeration | 0 | 0
New Construction | CZ07 | cAVVG | Generators | 0 | 0
New Construction | CZ07 | cAVVG | Total End Uses | 5538023.37 | 1980824.18
New Construction | CZ08 | cAVVG | Heating | 0 | 297589.07
New Construction | CZ08 | cAVVG | Cooling | 1111730.72 | 0
New Construction | CZ08 | cAVVG | Interior Lighting | 558894.68 | 0
New Construction | CZ08 | cAVVG | Exterior Lighting | 0 | 0
New Construction | CZ08 | cAVVG | Interior Equipment | 3196971.72 | 234323.45
New Construction | CZ08 | cAVVG | Exterior Equipment | 0 | 0
New Construction | CZ08 | cAVVG | Fans | 762727.53 | 0
New Construction | CZ08 | cAVVG | Pumps | 58894.74 | 0
New Construction | CZ08 | cAVVG | Heat Rejection | 0 | 0
New Construction | CZ08 | cAVVG | Humidification | 0 | 0
New Construction | CZ08 | cAVVG | Heat Recovery | 0 | 0
New Construction | CZ08 | cAVVG | Water Systems | 0 | 1500847.75
New Construction | CZ08 | cAVVG | Refrigeration | 0 | 0
New Construction | CZ08 | cAVVG | Generators | 0 | 0
New Construction | CZ08 | cAVVG | Total End Uses | 5689219.39 | 2032760.27
New Construction | CZ09 | cAVVG | Heating | 0 | 271873.81
New Construction | CZ09 | cAVVG | Cooling | 1254434.81 | 0
New Construction | CZ09 | cAVVG | Interior Lighting | 558894.68 | 0
New Construction | CZ09 | cAVVG | Exterior Lighting | 0 | 0
New Construction | CZ09 | cAVVG | Interior Equipment | 3196971.72 | 234323.45
New Construction | CZ09 | cAVVG | Exterior Equipment | 0 | 0
New Construction | CZ09 | cAVVG | Fans | 831836.78 | 0
New Construction | CZ09 | cAVVG | Pumps | 60766.83 | 0
New Construction | CZ09 | cAVVG | Heat Rejection | 0 | 0
New Construction | CZ09 | cAVVG | Humidification | 0 | 0
New Construction | CZ09 | cAVVG | Heat Recovery | 0 | 0
New Construction | CZ09 | cAVVG | Water Systems | 0 | 1479861.47
New Construction | CZ09 | cAVVG | Refrigeration | 0 | 0
New Construction | CZ09 | cAVVG | Generators | 0 | 0
New Construction | CZ09 | cAVVG | Total End Uses | 5902904.82 | 1986058.73
New Construction | CZ10 | cAVVG | Heating | 0 | 479398.08
New Construction | CZ10 | cAVVG | Cooling | 1549031.65 | 0
New Construction | CZ10 | cAVVG | Interior Lighting | 558894.68 | 0
New Construction | CZ10 | cAVVG | Exterior Lighting | 0 | 0
New Construction | CZ10 | cAVVG | Interior Equipment | 3196971.72 | 234323.45
New Construction | CZ10 | cAVVG | Exterior Equipment | 0 | 0
New Construction | CZ10 | cAVVG | Fans | 889595.5 | 0
New Construction | CZ10 | cAVVG | Pumps | 61726.07 | 0
New Construction | CZ10 | cAVVG | Heat Rejection | 0 | 0
New Construction | CZ10 | cAVVG | Humidification | 0 | 0
New Construction | CZ10 | cAVVG | Heat Recovery | 0 | 0
New Construction | CZ10 | cAVVG | Water Systems | 0 | 1462665.97
New Construction | CZ10 | cAVVG | Refrigeration | 0 | 0
New Construction | CZ10 | cAVVG | Generators | 0 | 0
New Construction | CZ10 | cAVVG | Total End Uses | 6256219.61 | 2176387.5
New Construction | CZ11 | cAVVG | Heating | 0 | 684552.67
New Construction | CZ11 | cAVVG | Cooling | 1441112.38 | 0
New Construction | CZ11 | cAVVG | Interior Lighting | 558894.68 | 0
New Construction | CZ11 | cAVVG | Exterior Lighting | 0 | 0
New Construction | CZ11 | cAVVG | Interior Equipment | 3196971.72 | 234323.45
New Construction | CZ11 | cAVVG | Exterior Equipment | 0 | 0
New Construction | CZ11 | cAVVG | Fans | 892407.74 | 0
New Construction | CZ11 | cAVVG | Pumps | 54003.84 | 0
New Construction | CZ11 | cAVVG | Heat Rejection | 0 | 0
New Construction | CZ11 | cAVVG | Humidification | 0 | 0
New Construction | CZ11 | cAVVG | Heat Recovery | 0 | 0
New Construction | CZ11 | cAVVG | Water Systems | 0 | 1491232.46
New Construction | CZ11 | cAVVG | Refrigeration | 0 | 0
New Construction | CZ11 | cAVVG | Generators | 0 | 0
New Construction | CZ11 | cAVVG | Total End Uses | 6143390.36 | 2410108.58
New Construction | CZ12 | cAVVG | Heating | 0 | 601533.8
New Construction | CZ12 | cAVVG | Cooling | 1233612.11 | 0
New Construction | CZ12 | cAVVG | Interior Lighting | 558894.68 | 0
New Construction | CZ12 | cAVVG | Exterior Lighting | 0 | 0
New Construction | CZ12 | cAVVG | Interior Equipment | 3196971.72 | 234323.45
New Construction | CZ12 | cAVVG | Exterior Equipment | 0 | 0
New Construction | CZ12 | cAVVG | Fans | 881300.3 | 0
New Construction | CZ12 | cAVVG | Pumps | 54499.96 | 0
New Construction | CZ12 | cAVVG | Heat Rejection | 0 | 0
New Construction | CZ12 | cAVVG | Humidification | 0 | 0
New Construction | CZ12 | cAVVG | Heat Recovery | 0 | 0
New Construction | CZ12 | cAVVG | Water Systems | 0 | 1537960.3
New Construction | CZ12 | cAVVG | Refrigeration | 0 | 0
New Construction | CZ12 | cAVVG | Generators | 0 | 0
New Construction | CZ12 | cAVVG | Total End Uses | 5925278.76 | 2373817.56
New Construction | CZ13 | cAVVG | Heating | 0 | 505883.84
New Construction | CZ13 | cAVVG | Cooling | 1618573.35 | 0
New Construction | CZ13 | cAVVG | Interior Lighting | 558894.68 | 0
New Construction | CZ13 | cAVVG | Exterior Lighting | 0 | 0
New Construction | CZ13 | cAVVG | Interior Equipment | 3196971.72 | 234323.45
New Construction | CZ13 | cAVVG | Exterior Equipment | 0 | 0
New Construction | CZ13 | cAVVG | Fans | 928806.39 | 0
New Construction | CZ13 | cAVVG | Pumps | 60261.47 | 0
New Construction | CZ13 | cAVVG | Heat Rejection | 0 | 0
New Construction | CZ13 | cAVVG | Humidification | 0 | 0
New Construction | CZ13 | cAVVG | Heat Recovery | 0 | 0
New Construction | CZ13 | cAVVG | Water Systems | 0 | 1447559.39
New Construction | CZ13 | cAVVG | Refrigeration | 0 | 0
New Construction | CZ13 | cAVVG | Generators | 0 | 0
New Construction | CZ13 | cAVVG | Total End Uses | 6363507.61 | 2187766.68
New Construction | CZ14 | cAVVG | Heating | 0 | 374177.81
New Construction | CZ14 | cAVVG | Cooling | 1993005.85 | 0
New Construction | CZ14 | cAVVG | Interior Lighting | 558894.68 | 0
New Construction | CZ14 | cAVVG | Exterior Lighting | 0 | 0
New Construction | CZ14 | cAVVG | Interior Equipment | 3196971.72 | 234323.45
New Construction | CZ14 | cAVVG | Exterior Equipment | 0 | 0
New Construction | CZ14 | cAVVG | Fans | 1034992.81 | 0
New Construction | CZ14 | cAVVG | Pumps | 57016.65 | 0
New Construction | CZ14 | cAVVG | Heat Rejection | 0 | 0
New Construction | CZ14 | cAVVG | Humidification | 0 | 0
New Construction | CZ14 | cAVVG | Heat Recovery | 0 | 0
New Construction | CZ14 | cAVVG | Water Systems | 0 | 1370631.47
New Construction | CZ14 | cAVVG | Refrigeration | 0 | 0
New Construction | CZ14 | cAVVG | Generators | 0 | 0
New Construction | CZ14 | cAVVG | Total End Uses | 6840881.71 | 1979132.73
New Construction | CZ15 | cAVVG | Heating | 0 | 216817.31
New Construction | CZ15 | cAVVG | Cooling | 2857370.87 | 0
New Construction | CZ15 | cAVVG | Interior Lighting | 558894.68 | 0
New Construction | CZ15 | cAVVG | Exterior Lighting | 0 | 0
New Construction | CZ15 | cAVVG | Interior Equipment | 3196971.72 | 234323.45
New Construction | CZ15 | cAVVG | Exterior Equipment | 0 | 0
New Construction | CZ15 | cAVVG | Fans | 1089558.46 | 0
New Construction | CZ15 | cAVVG | Pumps | 77236.14 | 0
New Construction | CZ15 | cAVVG | Heat Rejection | 0 | 0
New Construction | CZ15 | cAVVG | Humidification | 0 | 0
New Construction | CZ15 | cAVVG | Heat Recovery | 0 | 0
New Construction | CZ15 | cAVVG | Water Systems | 0 | 1215292.33
New Construction | CZ15 | cAVVG | Refrigeration | 0 | 0
New Construction | CZ15 | cAVVG | Generators | 0 | 0
New Construction | CZ15 | cAVVG | Total End Uses | 7780031.87 | 1666433.09
New Construction | CZ16 | cAVVG | Heating | 0 | 834180.81
New Construction | CZ16 | cAVVG | Cooling | 1326345.82 | 0
New Construction | CZ16 | cAVVG | Interior Lighting | 558894.68 | 0
New Construction | CZ16 | cAVVG | Exterior Lighting | 0 | 0
New Construction | CZ16 | cAVVG | Interior Equipment | 3196971.72 | 234323.45
New Construction | CZ16 | cAVVG | Exterior Equipment | 0 | 0
New Construction | CZ16 | cAVVG | Fans | 1074960.46 | 0
New Construction | CZ16 | cAVVG | Pumps | 52888.15 | 0
New Construction | CZ16 | cAVVG | Heat Rejection | 0 | 0
New Construction | CZ16 | cAVVG | Humidification | 0 | 0
New Construction | CZ16 | cAVVG | Heat Recovery | 0 | 0
New Construction | CZ16 | cAVVG | Water Systems | 0 | 1623973.36
New Construction | CZ16 | cAVVG | Refrigeration | 0 | 0
New Construction | CZ16 | cAVVG | Generators | 0 | 0
New Construction | CZ16 | cAVVG | Total End Uses | 6210060.83 | 2692477.62
Existing | CZ01 | cDXGF | Heating | 0 | 522145.96
Existing | CZ01 | cDXGF | Cooling | 87154.62 | 0
Existing | CZ01 | cDXGF | Interior Lighting | 1197553.41 | 0
Existing | CZ01 | cDXGF | Exterior Lighting | 0 | 0
Existing | CZ01 | cDXGF | Interior Equipment | 3196971.72 | 234323.45
Existing | CZ01 | cDXGF | Exterior Equipment | 0 | 0
Existing | CZ01 | cDXGF | Fans | 1517604.02 | 0
Existing | CZ01 | cDXGF | Pumps | 2239.69 | 0
Existing | CZ01 | cDXGF | Heat Rejection | 0 | 0
Existing | CZ01 | cDXGF | Humidification | 0 | 0
Existing | CZ01 | cDXGF | Heat Recovery | 0 | 0
Existing | CZ01 | cDXGF | Water Systems | 0 | 1810879.16
Existing | CZ01 | cDXGF | Refrigeration | 0 | 0
Existing | CZ01 | cDXGF | Generators | 0 | 0
Existing | CZ01 | cDXGF | Total End Uses | 6001523.46 | 2567348.57
Existing | CZ02 | cDXGF | Heating | 0 | 340520.32
Existing | CZ02 | cDXGF | Cooling | 663239.35 | 0
Existing | CZ02 | cDXGF | Interior Lighting | 1197553.41 | 0
Existing | CZ02 | cDXGF | Exterior Lighting | 0 | 0
Existing | CZ02 | cDXGF | Interior Equipment | 3196971.72 | 234323.45
Existing | CZ02 | cDXGF | Exterior Equipment | 0 | 0
Existing | CZ02 | cDXGF | Fans | 1728485.17 | 0
Existing | CZ02 | cDXGF | Pumps | 2818.19 | 0
Existing | CZ02 | cDXGF | Heat Rejection | 0 | 0
Existing | CZ02 | cDXGF | Humidification | 0 | 0
Existing | CZ02 | cDXGF | Heat Recovery | 0 | 0
Existing | CZ02 | cDXGF | Water Systems | 0 | 1661091.57
Existing | CZ02 | cDXGF | Refrigeration | 0 | 0
Existing | CZ02 | cDXGF | Generators | 0 | 0
Existing | CZ02 | cDXGF | Total End Uses | 6789067.84 | 2235935.35
Existing | CZ03 | cDXGF | Heating | 0 | 180213.66
Existing | CZ03 | cDXGF | Cooling | 408501.23 | 0
Existing | CZ03 | cDXGF | Interior Lighting | 1197553.41 | 0
Existing | CZ03 | cDXGF | Exterior Lighting | 0 | 0
Existing | CZ03 | cDXGF | Interior Equipment | 3196971.72 | 234323.45
Existing | CZ03 | cDXGF | Exterior Equipment | 0 | 0
Existing | CZ03 | cDXGF | Fans | 1654185.05 | 0
Existing | CZ03 | cDXGF | Pumps | 2975.25 | 0
Existing | CZ03 | cDXGF | Heat Rejection | 0 | 0
Existing | CZ03 | cDXGF | Humidification | 0 | 0
Existing | CZ03 | cDXGF | Heat Recovery | 0 | 0
Existing | CZ03 | cDXGF | Water Systems | 0 | 1656188.63
Existing | CZ03 | cDXGF | Refrigeration | 0 | 0
Existing | CZ03 | cDXGF | Generators | 0 | 0
Existing | CZ03 | cDXGF | Total End Uses | 6460186.66 | 2070725.74
Existing | CZ04 | cDXGF | Heating | 0 | 162314.26
Existing | CZ04 | cDXGF | Cooling | 796684.89 | 0
Existing | CZ04 | cDXGF | Interior Lighting | 1197553.41 | 0
Existing | CZ04 | cDXGF | Exterior Lighting | 0 | 0
Existing | CZ04 | cDXGF | Interior Equipment | 3196971.72 | 234323.45
Existing | CZ04 | cDXGF | Exterior Equipment | 0 | 0
Existing | CZ04 | cDXGF | Fans | 1757298.17 | 0
Existing | CZ04 | cDXGF | Pumps | 3172.37 | 0
Existing | CZ04 | cDXGF | Heat Rejection | 0 | 0
Existing | CZ04 | cDXGF | Humidification | 0 | 0
Existing | CZ04 | cDXGF | Heat Recovery | 0 | 0
Existing | CZ04 | cDXGF | Water Systems | 0 | 1597040.76
Existing | CZ04 | cDXGF | Refrigeration | 0 | 0
Existing | CZ04 | cDXGF | Generators | 0 | 0
Existing | CZ04 | cDXGF | Total End Uses | 6951680.56 | 1993678.47
Existing | CZ05 | cDXGF | Heating | 0 | 165699.18
Existing | CZ05 | cDXGF | Cooling | 536597.66 | 0
Existing | CZ05 | cDXGF | Interior Lighting | 1197553.41 | 0
Existing | CZ05 | cDXGF | Exterior Lighting | 0 | 0
Existing | CZ05 | cDXGF | Interior Equipment | 3196971.72 | 234323.45
Existing | CZ05 | cDXGF | Exterior Equipment | 0 | 0
Existing | CZ05 | cDXGF | Fans | 1667378.45 | 0
Existing | CZ05 | cDXGF | Pumps | 2833.67 | 0
Existing | CZ05 | cDXGF | Heat Rejection | 0 | 0
Existing | CZ05 | cDXGF | Humidification | 0 | 0
Existing | CZ05 | cDXGF | Heat Recovery | 0 | 0
Existing | CZ05 | cDXGF | Water Systems | 0 | 1656279.88
Existing | CZ05 | cDXGF | Refrigeration | 0 | 0
Existing | CZ05 | cDXGF | Generators | 0 | 0
Existing | CZ05 | cDXGF | Total End Uses | 6601334.9 | 2056302.51
Existing | CZ06 | cDXGF | Heating | 0 | 31724.08
Existing | CZ06 | cDXGF | Cooling | 886618.54 | 0
Existing | CZ06 | cDXGF | Interior Lighting | 1197553.41 | 0
Existing | CZ06 | cDXGF | Exterior Lighting | 0 | 0
Existing | CZ06 | cDXGF | Interior Equipment | 3196971.72 | 234323.45
Existing | CZ06 | cDXGF | Exterior Equipment | 0 | 0
Existing | CZ06 | cDXGF | Fans | 1733042.9 | 0
Existing | CZ06 | cDXGF | Pumps | 3287.94 | 0
Existing | CZ06 | cDXGF | Heat Rejection | 0 | 0
Existing | CZ06 | cDXGF | Humidification | 0 | 0
Existing | CZ06 | cDXGF | Heat Recovery | 0 | 0
Existing | CZ06 | cDXGF | Water Systems | 0 | 1525052.76
Existing | CZ06 | cDXGF | Refrigeration | 0 | 0
Existing | CZ06 | cDXGF | Generators | 0 | 0
Existing | CZ06 | cDXGF | Total End Uses | 7017474.51 | 1791100.29
Existing | CZ07 | cDXGF | Heating | 0 | 33776.42
Existing | CZ07 | cDXGF | Cooling | 995021.64 | 0
Existing | CZ07 | cDXGF | Interior Lighting | 1197553.41 | 0
Existing | CZ07 | cDXGF | Exterior Lighting | 0 | 0
Existing | CZ07 | cDXGF | Interior Equipment | 3196971.72 | 234323.45
Existing | CZ07 | cDXGF | Exterior Equipment | 0 | 0
Existing | CZ07 | cDXGF | Fans | 1692209.29 | 0
Existing | CZ07 | cDXGF | Pumps | 3439.19 | 0
Existing | CZ07 | cDXGF | Heat Rejection | 0 | 0
Existing | CZ07 | cDXGF | Humidification | 0 | 0
Existing | CZ07 | cDXGF | Heat Recovery | 0 | 0
Existing | CZ07 | cDXGF | Water Systems | 0 | 1504328.75
Existing | CZ07 | cDXGF | Refrigeration | 0 | 0
Existing | CZ07 | cDXGF | Generators | 0 | 0
Existing | CZ07 | cDXGF | Total End Uses | 7085195.25 | 1772428.63
Existing | CZ08 | cDXGF | Heating | 0 | 45846.05
Existing | CZ08 | cDXGF | Cooling | 1124868.26 | 0
Existing | CZ08 | cDXGF | Interior Lighting | 1197553.41 | 0
Existing | CZ08 | cDXGF | Exterior Lighting | 0 | 0
Existing | CZ08 | cDXGF | Interior Equipment | 3196971.72 | 234323.45
Existing | CZ08 | cDXGF | Exterior Equipment | 0 | 0
Existing | CZ08 | cDXGF | Fans | 1775057.61 | 0
Existing | CZ08 | cDXGF | Pumps | 3514.1 | 0
Existing | CZ08 | cDXGF | Heat Rejection | 0 | 0
Existing | CZ08 | cDXGF | Humidification | 0 | 0
Existing | CZ08 | cDXGF | Heat Recovery | 0 | 0
Existing | CZ08 | cDXGF | Water Systems | 0 | 1501812.58
Existing | CZ08 | cDXGF | Refrigeration | 0 | 0
Existing | CZ08 | cDXGF | Generators | 0 | 0
Existing | CZ08 | cDXGF | Total End Uses | 7297965.11 | 1781982.08
Existing | CZ09 | cDXGF | Heating | 0 | 31946.56
Existing | CZ09 | cDXGF | Cooling | 1296317.87 | 0
Existing | CZ09 | cDXGF | Interior Lighting | 1197553.41 | 0
Existing | CZ09 | cDXGF | Exterior Lighting | 0 | 0
Existing | CZ09 | cDXGF | Interior Equipment | 3196971.72 | 234323.45
Existing | CZ09 | cDXGF | Exterior Equipment | 0 | 0
Existing | CZ09 | cDXGF | Fans | 1877571.05 | 0
Existing | CZ09 | cDXGF | Pumps | 3660.74 | 0
Existing | CZ09 | cDXGF | Heat Rejection | 0 | 0
Existing | CZ09 | cDXGF | Humidification | 0 | 0
Existing | CZ09 | cDXGF | Heat Recovery | 0 | 0
Existing | CZ09 | cDXGF | Water Systems | 0 | 1480772.23
Existing | CZ09 | cDXGF | Refrigeration | 0 | 0
Existing | CZ09 | cDXGF | Generators | 0 | 0
Existing | CZ09 | cDXGF | Total End Uses | 7572074.79 | 1747042.24
Existing | CZ10 | cDXGF | Heating | 0 | 142648.44
Existing | CZ10 | cDXGF | Cooling | 1532927.89 | 0
Existing | CZ10 | cDXGF | Interior Lighting | 1197553.41 | 0
Existing | CZ10 | cDXGF | Exterior Lighting | 0 | 0
Existing | CZ10 | cDXGF | Interior Equipment | 3196971.72 | 234323.45
Existing | CZ10 | cDXGF | Exterior Equipment | 0 | 0
Existing | CZ10 | cDXGF | Fans | 1932056.74 | 0
Existing | CZ10 | cDXGF | Pumps | 3532.11 | 0
Existing | CZ10 | cDXGF | Heat Rejection | 0 | 0
Existing | CZ10 | cDXGF | Humidification | 0 | 0
Existing | CZ10 | cDXGF | Heat Recovery | 0 | 0
Existing | CZ10 | cDXGF | Water Systems | 0 | 1463840.38
Existing | CZ10 | cDXGF | Refrigeration | 0 | 0
Existing | CZ10 | cDXGF | Generators | 0 | 0
Existing | CZ10 | cDXGF | Total End Uses | 7863041.87 | 1840812.26
Existing | CZ11 | cDXGF | Heating | 0 | 331670.39
Existing | CZ11 | cDXGF | Cooling | 1591027.68 | 0
Existing | CZ11 | cDXGF | Interior Lighting | 1197553.41 | 0
Existing | CZ11 | cDXGF | Exterior Lighting | 0 | 0
Existing | CZ11 | cDXGF | Interior Equipment | 3196971.72 | 234323.45
Existing | CZ11 | cDXGF | Exterior Equipment | 0 | 0
Existing | CZ11 | cDXGF | Fans | 2008899.87 | 0
Existing | CZ11 | cDXGF | Pumps | 3404.39 | 0
Existing | CZ11 | cDXGF | Heat Rejection | 0 | 0
Existing | CZ11 | cDXGF | Humidification | 0 | 0
Existing | CZ11 | cDXGF | Heat Recovery | 0 | 0
Existing | CZ11 | cDXGF | Water Systems | 0 | 1493466.26
Existing | CZ11 | cDXGF | Refrigeration | 0 | 0
Existing | CZ11 | cDXGF | Generators | 0 | 0
Existing | CZ11 | cDXGF | Total End Uses | 7997857.07 | 2059460.11
Existing | CZ12 | cDXGF | Heating | 0 | 295628.5
Existing | CZ12 | cDXGF | Cooling | 1321957.8 | 0
Existing | CZ12 | cDXGF | Interior Lighting | 1197553.41 | 0
Existing | CZ12 | cDXGF | Exterior Lighting | 0 | 0
Existing | CZ12 | cDXGF | Interior Equipment | 3196971.72 | 234323.45
Existing | CZ12 | cDXGF | Exterior Equipment | 0 | 0
Existing | CZ12 | cDXGF | Fans | 1832996.51 | 0
Existing | CZ12 | cDXGF | Pumps | 3229.04 | 0
Existing | CZ12 | cDXGF | Heat Rejection | 0 | 0
Existing | CZ12 | cDXGF | Humidification | 0 | 0
Existing | CZ12 | cDXGF | Heat Recovery | 0 | 0
Existing | CZ12 | cDXGF | Water Systems | 0 | 1539244.99
Existing | CZ12 | cDXGF | Refrigeration | 0 | 0
Existing | CZ12 | cDXGF | Generators | 0 | 0
Existing | CZ12 | cDXGF | Total End Uses | 7552708.48 | 2069196.95
Existing | CZ13 | cDXGF | Heating | 0 | 208119.87
Existing | CZ13 | cDXGF | Cooling | 1776794.44 | 0
Existing | CZ13 | cDXGF | Interior Lighting | 1197553.41 | 0
Existing | CZ13 | cDXGF | Exterior Lighting | 0 | 0
Existing | CZ13 | cDXGF | Interior Equipment | 3196971.72 | 234323.45
Existing | CZ13 | cDXGF | Exterior Equipment | 0 | 0
Existing | CZ13 | cDXGF | Fans | 1994638.93 | 0
Existing | CZ13 | cDXGF | Pumps | 3572.8 | 0
Existing | CZ13 | cDXGF | Heat Rejection | 0 | 0
Existing | CZ13 | cDXGF | Humidification | 0 | 0
Existing | CZ13 | cDXGF | Heat Recovery | 0 | 0
Existing | CZ13 | cDXGF | Water Systems | 0 | 1449220.52
Existing | CZ13 | cDXGF | Refrigeration | 0 | 0
Existing | CZ13 | cDXGF | Generators | 0 | 0
Existing | CZ13 | cDXGF | Total End Uses | 8169531.3 | 1891663.84
Existing | CZ14 | cDXGF | Heating | 0 | 109770.59
Existing | CZ14 | cDXGF | Cooling | 2203586.93 | 0
Existing | CZ14 | cDXGF | Interior Lighting | 1197553.41 | 0
Existing | CZ14 | cDXGF | Exterior Lighting | 0 | 0
Existing | CZ14 | cDXGF | Interior Equipment | 3196971.72 | 234323.45
Existing | CZ14 | cDXGF | Exterior Equipment | 0 | 0
Existing | CZ14 | cDXGF | Fans | 2199298.36 | 0
Existing | CZ14 | cDXGF | Pumps | 3782.24 | 0
Existing | CZ14 | cDXGF | Heat Rejection | 0 | 0
Existing | CZ14 | cDXGF | Humidification | 0 | 0
Existing | CZ14 | cDXGF | Heat Recovery | 0 | 0
Existing | CZ14 | cDXGF | Water Systems | 0 | 1372264.31
Existing | CZ14 | cDXGF | Refrigeration | 0 | 0
Existing | CZ14 | cDXGF | Generators | 0 | 0
Existing | CZ14 | cDXGF | Total End Uses | 8801192.66 | 1716358.36
Existing | CZ15 | cDXGF | Heating | 0 | 35227.09
Existing | CZ15 | cDXGF | Cooling | 2963743.3 | 0
Existing | CZ15 | cDXGF | Interior Lighting | 1197553.41 | 0
Existing | CZ15 | cDXGF | Exterior Lighting | 0 | 0
Existing | CZ15 | cDXGF | Interior Equipment | 3196971.72 | 234323.45
Existing | CZ15 | cDXGF | Exterior Equipment | 0 | 0
Existing | CZ15 | cDXGF | Fans | 2147536.22 | 0
Existing | CZ15 | cDXGF | Pumps | 4214.63 | 0
Existing | CZ15 | cDXGF | Heat Rejection | 0 | 0
Existing | CZ15 | cDXGF | Humidification | 0 | 0
Existing | CZ15 | cDXGF | Heat Recovery | 0 | 0
Existing | CZ15 | cDXGF | Water Systems | 0 | 1216875.23
Existing | CZ15 | cDXGF | Refrigeration | 0 | 0
Existing | CZ15 | cDXGF | Generators | 0 | 0
Existing | CZ15 | cDXGF | Total End Uses | 9510019.28 | 1486425.77
Existing | CZ16 | cDXGF | Heating | 0 | 443575.72
Existing | CZ16 | cDXGF | Cooling | 1455662.13 | 0
Existing | CZ16 | cDXGF | Interior Lighting | 1197553.41 | 0
Existing | CZ16 | cDXGF | Exterior Lighting | 0 | 0
Existing | CZ16 | cDXGF | Interior Equipment | 3196971.72 | 234323.45
Existing | CZ16 | cDXGF | Exterior Equipment | 0 | 0
Existing | CZ16 | cDXGF | Fans | 2151568.9 | 0
Existing | CZ16 | cDXGF | Pumps | 2879.69 | 0
Existing | CZ16 | cDXGF | Heat Rejection | 0 | 0
Existing | CZ16 | cDXGF | Humidification | 0 | 0
Existing | CZ16 | cDXGF | Heat Recovery | 0 | 0
Existing | CZ16 | cDXGF | Water Systems | 0 | 1625478.39
Existing | CZ16 | cDXGF | Refrigeration | 0 | 0
Existing | CZ16 | cDXGF | Generators | 0 | 0
Existing | CZ16 | cDXGF | Total End Uses | 8004635.85 | 2303377.56
New Construction | CZ01 | cDXGF | Heating | 0 | 674547.77
New Construction | CZ01 | cDXGF | Cooling | 69493.62 | 0
New Construction | CZ01 | cDXGF | Interior Lighting | 558894.68 | 0
New Construction | CZ01 | cDXGF | Exterior Lighting | 0 | 0
New Construction | CZ01 | cDXGF | Interior Equipment | 3196971.72 | 234323.45
New Construction | CZ01 | cDXGF | Exterior Equipment | 0 | 0
New Construction | CZ01 | cDXGF | Fans | 1155699.57 | 0
New Construction | CZ01 | cDXGF | Pumps | 1861.62 | 0
New Construction | CZ01 | cDXGF | Heat Rejection | 0 | 0
New Construction | CZ01 | cDXGF | Humidification | 0 | 0
New Construction | CZ01 | cDXGF | Heat Recovery | 0 | 0
New Construction | CZ01 | cDXGF | Water Systems | 0 | 1809309.09
New Construction | CZ01 | cDXGF | Refrigeration | 0 | 0
New Construction | CZ01 | cDXGF | Generators | 0 | 0
New Construction | CZ01 | cDXGF | Total End Uses | 4982921.21 | 2718180.31
New Construction | CZ02 | cDXGF | Heating | 0 | 544701.37
New Construction | CZ02 | cDXGF | Cooling | 523411.28 | 0
New Construction | CZ02 | cDXGF | Interior Lighting | 558894.68 | 0
New Construction | CZ02 | cDXGF | Exterior Lighting | 0 | 0
New Construction | CZ02 | cDXGF | Interior Equipment | 3196971.72 | 234323.45
New Construction | CZ02 | cDXGF | Exterior Equipment | 0 | 0
New Construction | CZ02 | cDXGF | Fans | 1380825.44 | 0
New Construction | CZ02 | cDXGF | Pumps | 2166.9 | 0
New Construction | CZ02 | cDXGF | Heat Rejection | 0 | 0
New Construction | CZ02 | cDXGF | Humidification | 0 | 0
New Construction | CZ02 | cDXGF | Heat Recovery | 0 | 0
New Construction | CZ02 | cDXGF | Water Systems | 0 | 1659606.14
New Construction | CZ02 | cDXGF | Refrigeration | 0 | 0
New Construction | CZ02 | cDXGF | Generators | 0 | 0
New Construction | CZ02 | cDXGF | Total End Uses | 5662270.01 | 2438630.96
New Construction | CZ03 | cDXGF | Heating | 0 | 340960.01
New Construction | CZ03 | cDXGF | Cooling | 307662.75 | 0
New Construction | CZ03 | cDXGF | Interior Lighting | 558894.68 | 0
New Construction | CZ03 | cDXGF | Exterior Lighting | 0 | 0
New Construction | CZ03 | cDXGF | Interior Equipment | 3196971.72 | 234323.45
New Construction | CZ03 | cDXGF | Exterior Equipment | 0 | 0
New Construction | CZ03 | cDXGF | Fans | 1302375.45 | 0
New Construction | CZ03 | cDXGF | Pumps | 2315.01 | 0
New Construction | CZ03 | cDXGF | Heat Rejection | 0 | 0
New Construction | CZ03 | cDXGF | Humidification | 0 | 0
New Construction | CZ03 | cDXGF | Heat Recovery | 0 | 0
New Construction | CZ03 | cDXGF | Water Systems | 0 | 1655179.86
New Construction | CZ03 | cDXGF | Refrigeration | 0 | 0
New Construction | CZ03 | cDXGF | Generators | 0 | 0
New Construction | CZ03 | cDXGF | Total End Uses | 5368219.6 | 2230463.33
New Construction | CZ04 | cDXGF | Heating | 0 | 291507.63
New Construction | CZ04 | cDXGF | Cooling | 630100.83 | 0
New Construction | CZ04 | cDXGF | Interior Lighting | 558894.68 | 0
New Construction | CZ04 | cDXGF | Exterior Lighting | 0 | 0
New Construction | CZ04 | cDXGF | Interior Equipment | 3196971.72 | 234323.45
New Construction | CZ04 | cDXGF | Exterior Equipment | 0 | 0
New Construction | CZ04 | cDXGF | Fans | 1385210.16 | 0
New Construction | CZ04 | cDXGF | Pumps | 2520.8 | 0
New Construction | CZ04 | cDXGF | Heat Rejection | 0 | 0
New Construction | CZ04 | cDXGF | Humidification | 0 | 0
New Construction | CZ04 | cDXGF | Heat Recovery | 0 | 0
New Construction | CZ04 | cDXGF | Water Systems | 0 | 1596292.71
New Construction | CZ04 | cDXGF | Refrigeration | 0 | 0
New Construction | CZ04 | cDXGF | Generators | 0 | 0
New Construction | CZ04 | cDXGF | Total End Uses | 5773698.18 | 2122123.79
New Construction | CZ05 | cDXGF | Heating | 0 | 321438.14
New Construction | CZ05 | cDXGF | Cooling | 410377.97 | 0
New Construction | CZ05 | cDXGF | Interior Lighting | 558894.68 | 0
New Construction | CZ05 | cDXGF | Exterior Lighting | 0 | 0
New Construction | CZ05 | cDXGF | Interior Equipment | 3196971.72 | 234323.45
New Construction | CZ05 | cDXGF | Exterior Equipment | 0 | 0
New Construction | CZ05 | cDXGF | Fans | 1307048.26 | 0
New Construction | CZ05 | cDXGF | Pumps | 2194.29 | 0
New Construction | CZ05 | cDXGF | Heat Rejection | 0 | 0
New Construction | CZ05 | cDXGF | Humidification | 0 | 0
New Construction | CZ05 | cDXGF | Heat Recovery | 0 | 0
New Construction | CZ05 | cDXGF | Water Systems | 0 | 1655641.82
New Construction | CZ05 | cDXGF | Refrigeration | 0 | 0
New Construction | CZ05 | cDXGF | Generators | 0 | 0
New Construction | CZ05 | cDXGF | Total End Uses | 5475486.92 | 2211403.42
New Construction | CZ06 | cDXGF | Heating | 0 | 71845.44
New Construction | CZ06 | cDXGF | Cooling | 695092.57 | 0
New Construction | CZ06 | cDXGF | Interior Lighting | 558894.68 | 0
New Construction | CZ06 | cDXGF | Exterior Lighting | 0 | 0
New Construction | CZ06 | cDXGF | Interior Equipment | 3196971.72 | 234323.45
New Construction | CZ06 | cDXGF | Exterior Equipment | 0 | 0
New Construction | CZ06 | cDXGF | Fans | 1354867.95 | 0
New Construction | CZ06 | cDXGF | Pumps | 2774.66 | 0
New Construction | CZ06 | cDXGF | Heat Rejection | 0 | 0
New Construction | CZ06 | cDXGF | Humidification | 0 | 0
New Construction | CZ06 | cDXGF | Heat Recovery | 0 | 0
New Construction | CZ06 | cDXGF | Water Systems | 0 | 1524089.59
New Construction | CZ06 | cDXGF | Refrigeration | 0 | 0
New Construction | CZ06 | cDXGF | Generators | 0 | 0
New Construction | CZ06 | cDXGF | Total End Uses | 5808601.57 | 1830258.48
New Construction | CZ07 | cDXGF | Heating | 0 | 68217.87
New Construction | CZ07 | cDXGF | Cooling | 777392.78 | 0
New Construction | CZ07 | cDXGF | Interior Lighting | 558894.68 | 0
New Construction | CZ07 | cDXGF | Exterior Lighting | 0 | 0
New Construction | CZ07 | cDXGF | Interior Equipment | 3196971.72 | 234323.45
New Construction | CZ07 | cDXGF | Exterior Equipment | 0 | 0
New Construction | CZ07 | cDXGF | Fans | 1319330.82 | 0
New Construction | CZ07 | cDXGF | Pumps | 2906.93 | 0
New Construction | CZ07 | cDXGF | Heat Rejection | 0 | 0
New Construction | CZ07 | cDXGF | Humidification | 0 | 0
New Construction | CZ07 | cDXGF | Heat Recovery | 0 | 0
New Construction | CZ07 | cDXGF | Water Systems | 0 | 1503457.75
New Construction | CZ07 | cDXGF | Refrigeration | 0 | 0
New Construction | CZ07 | cDXGF | Generators | 0 | 0
New Construction | CZ07 | cDXGF | Total End Uses | 5855496.93 | 1805999.07
New Construction | CZ08 | cDXGF | Heating | 0 | 94378.97
New Construction | CZ08 | cDXGF | Cooling | 890525.94 | 0
New Construction | CZ08 | cDXGF | Interior Lighting | 558894.68 | 0
New Construction | CZ08 | cDXGF | Exterior Lighting | 0 | 0
New Construction | CZ08 | cDXGF | Interior Equipment | 3196971.72 | 234323.45
New Construction | CZ08 | cDXGF | Exterior Equipment | 0 | 0
New Construction | CZ08 | cDXGF | Fans | 1392032.62 | 0
New Construction | CZ08 | cDXGF | Pumps | 2965.81 | 0
New Construction | CZ08 | cDXGF | Heat Rejection | 0 | 0
New Construction | CZ08 | cDXGF | Humidification | 0 | 0
New Construction | CZ08 | cDXGF | Heat Recovery | 0 | 0
New Construction | CZ08 | cDXGF | Water Systems | 0 | 1500676.3
New Construction | CZ08 | cDXGF | Refrigeration | 0 | 0
New Construction | CZ08 | cDXGF | Generators | 0 | 0
New Construction | CZ08 | cDXGF | Total End Uses | 6041390.77 | 1829378.72
New Construction | CZ09 | cDXGF | Heating | 0 | 70576.33
New Construction | CZ09 | cDXGF | Cooling | 1023238.76 | 0
New Construction | CZ09 | cDXGF | Interior Lighting | 558894.68 | 0
New Construction | CZ09 | cDXGF | Exterior Lighting | 0 | 0
New Construction | CZ09 | cDXGF | Interior Equipment | 3196971.72 | 234323.45
New Construction | CZ09 | cDXGF | Exterior Equipment | 0 | 0
New Construction | CZ09 | cDXGF | Fans | 1452957.76 | 0
New Construction | CZ09 | cDXGF | Pumps | 3110.18 | 0
New Construction | CZ09 | cDXGF | Heat Rejection | 0 | 0
New Construction | CZ09 | cDXGF | Humidification | 0 | 0
New Construction | CZ09 | cDXGF | Heat Recovery | 0 | 0
New Construction | CZ09 | cDXGF | Water Systems | 0 | 1479998.31
New Construction | CZ09 | cDXGF | Refrigeration | 0 | 0
New Construction | CZ09 | cDXGF | Generators | 0 | 0
New Construction | CZ09 | cDXGF | Total End Uses | 6235173.09 | 1784898.09
New Construction | CZ10 | cDXGF | Heating | 0 | 213595.94
New Construction | CZ10 | cDXGF | Cooling | 1293563.99 | 0
New Construction | CZ10 | cDXGF | Interior Lighting | 558894.68 | 0
New Construction | CZ10 | cDXGF | Exterior Lighting | 0 | 0
New Construction | CZ10 | cDXGF | Interior Equipment | 3196971.72 | 234323.45
New Construction | CZ10 | cDXGF | Exterior Equipment | 0 | 0
New Construction | CZ10 | cDXGF | Fans | 1519158.73 | 0
New Construction | CZ10 | cDXGF | Pumps | 2994.05 | 0
New Construction | CZ10 | cDXGF | Heat Rejection | 0 | 0
New Construction | CZ10 | cDXGF | Humidification | 0 | 0
New Construction | CZ10 | cDXGF | Heat Recovery | 0 | 0
New Construction | CZ10 | cDXGF | Water Systems | 0 | 1462394.24
New Construction | CZ10 | cDXGF | Refrigeration | 0 | 0
New Construction | CZ10 | cDXGF | Generators | 0 | 0
New Construction | CZ10 | cDXGF | Total End Uses | 6571583.16 | 1910313.64
New Construction | CZ11 | cDXGF | Heating | 0 | 358328.84
New Construction | CZ11 | cDXGF | Cooling | 1223142.42 | 0
New Construction | CZ11 | cDXGF | Interior Lighting | 558894.68 | 0
New Construction | CZ11 | cDXGF | Exterior Lighting | 0 | 0
New Construction | CZ11 | cDXGF | Interior Equipment | 3196971.72 | 234323.45
New Construction | CZ11 | cDXGF | Exterior Equipment | 0 | 0
New Construction | CZ11 | cDXGF | Fans | 1347940.38 | 0
New Construction | CZ11 | cDXGF | Pumps | 2780.1 | 0
New Construction | CZ11 | cDXGF | Heat Rejection | 0 | 0
New Construction | CZ11 | cDXGF | Humidification | 0 | 0
New Construction | CZ11 | cDXGF | Heat Recovery | 0 | 0
New Construction | CZ11 | cDXGF | Water Systems | 0 | 1491855.69
New Construction | CZ11 | cDXGF | Refrigeration | 0 | 0
New Construction | CZ11 | cDXGF | Generators | 0 | 0
New Construction | CZ11 | cDXGF | Total End Uses | 6329729.3 | 2084507.98
New Construction | CZ12 | cDXGF | Heating | 0 | 343282.45
New Construction | CZ12 | cDXGF | Cooling | 1033366.06 | 0
New Construction | CZ12 | cDXGF | Interior Lighting | 558894.68 | 0
New Construction | CZ12 | cDXGF | Exterior Lighting | 0 | 0
New Construction | CZ12 | cDXGF | Interior Equipment | 3196971.72 | 234323.45
New Construction | CZ12 | cDXGF | Exterior Equipment | 0 | 0
New Construction | CZ12 | cDXGF | Fans | 1294441.25 | 0
New Construction | CZ12 | cDXGF | Pumps | 2687.33 | 0
New Construction | CZ12 | cDXGF | Heat Rejection | 0 | 0
New Construction | CZ12 | cDXGF | Humidification | 0 | 0
New Construction | CZ12 | cDXGF | Heat Recovery | 0 | 0
New Construction | CZ12 | cDXGF | Water Systems | 0 | 1538019.64
New Construction | CZ12 | cDXGF | Refrigeration | 0 | 0
New Construction | CZ12 | cDXGF | Generators | 0 | 0
New Construction | CZ12 | cDXGF | Total End Uses | 6086361.04 | 2115625.54
New Construction | CZ13 | cDXGF | Heating | 0 | 254603.33
New Construction | CZ13 | cDXGF | Cooling | 1371029.81 | 0
New Construction | CZ13 | cDXGF | Interior Lighting | 558894.68 | 0
New Construction | CZ13 | cDXGF | Exterior Lighting | 0 | 0
New Construction | CZ13 | cDXGF | Interior Equipment | 3196971.72 | 234323.45
New Construction | CZ13 | cDXGF | Exterior Equipment | 0 | 0
New Construction | CZ13 | cDXGF | Fans | 1352135.78 | 0
New Construction | CZ13 | cDXGF | Pumps | 2898.06 | 0
New Construction | CZ13 | cDXGF | Heat Rejection | 0 | 0
New Construction | CZ13 | cDXGF | Humidification | 0 | 0
New Construction | CZ13 | cDXGF | Heat Recovery | 0 | 0
New Construction | CZ13 | cDXGF | Water Systems | 0 | 1447802.15
New Construction | CZ13 | cDXGF | Refrigeration | 0 | 0
New Construction | CZ13 | cDXGF | Generators | 0 | 0
New Construction | CZ13 | cDXGF | Total End Uses | 6481930.05 | 1936728.94
New Construction | CZ14 | cDXGF | Heating | 0 | 143373.47
New Construction | CZ14 | cDXGF | Cooling | 1721793.58 | 0
New Construction | CZ14 | cDXGF | Interior Lighting | 558894.68 | 0
New Construction | CZ14 | cDXGF | Exterior Lighting | 0 | 0
New Construction | CZ14 | cDXGF | Interior Equipment | 3196971.72 | 234323.45
New Construction | CZ14 | cDXGF | Exterior Equipment | 0 | 0
New Construction | CZ14 | cDXGF | Fans | 1491838.9 | 0
New Construction | CZ14 | cDXGF | Pumps | 2953.37 | 0
New Construction | CZ14 | cDXGF | Heat Rejection | 0 | 0
New Construction | CZ14 | cDXGF | Humidification | 0 | 0
New Construction | CZ14 | cDXGF | Heat Recovery | 0 | 0
New Construction | CZ14 | cDXGF | Water Systems | 0 | 1370785.51
New Construction | CZ14 | cDXGF | Refrigeration | 0 | 0
New Construction | CZ14 | cDXGF | Generators | 0 | 0
New Construction | CZ14 | cDXGF | Total End Uses | 6972452.26 | 1748482.44
New Construction | CZ15 | cDXGF | Heating | 0 | 53208.42
New Construction | CZ15 | cDXGF | Cooling | 2323652.21 | 0
New Construction | CZ15 | cDXGF | Interior Lighting | 558894.68 | 0
New Construction | CZ15 | cDXGF | Exterior Lighting | 0 | 0
New Construction | CZ15 | cDXGF | Interior Equipment | 3196971.72 | 234323.45
New Construction | CZ15 | cDXGF | Exterior Equipment | 0 | 0
New Construction | CZ15 | cDXGF | Fans | 1434149.45 | 0
New Construction | CZ15 | cDXGF | Pumps | 3279.93 | 0
New Construction | CZ15 | cDXGF | Heat Rejection | 0 | 0
New Construction | CZ15 | cDXGF | Humidification | 0 | 0
New Construction | CZ15 | cDXGF | Heat Recovery | 0 | 0
New Construction | CZ15 | cDXGF | Water Systems | 0 | 1215434.59
New Construction | CZ15 | cDXGF | Refrigeration | 0 | 0
New Construction | CZ15 | cDXGF | Generators | 0 | 0
New Construction | CZ15 | cDXGF | Total End Uses | 7516948 | 1502966.46
New Construction | CZ16 | cDXGF | Heating | 0 | 492129.34
New Construction | CZ16 | cDXGF | Cooling | 1163224.88 | 0
New Construction | CZ16 | cDXGF | Interior Lighting | 558894.68 | 0
New Construction | CZ16 | cDXGF | Exterior Lighting | 0 | 0
New Construction | CZ16 | cDXGF | Interior Equipment | 3196971.72 | 234323.45
New Construction | CZ16 | cDXGF | Exterior Equipment | 0 | 0
New Construction | CZ16 | cDXGF | Fans | 1514392.85 | 0
New Construction | CZ16 | cDXGF | Pumps | 2377.93 | 0
New Construction | CZ16 | cDXGF | Heat Rejection | 0 | 0
New Construction | CZ16 | cDXGF | Humidification | 0 | 0
New Construction | CZ16 | cDXGF | Heat Recovery | 0 | 0
New Construction | CZ16 | cDXGF | Water Systems | 0 | 1624261.27
New Construction | CZ16 | cDXGF | Refrigeration | 0 | 0
New Construction | CZ16 | cDXGF | Generators | 0 | 0
New Construction | CZ16 | cDXGF | Total End Uses | 6435862.06 | 2350714.06
Existing | CZ01 | cDXHP | Heating | 128050.31 | 1263.35
Existing | CZ01 | cDXHP | Cooling | 86117.56 | 0
Existing | CZ01 | cDXHP | Interior Lighting | 1197553.41 | 0
Existing | CZ01 | cDXHP | Exterior Lighting | 0 | 0
Existing | CZ01 | cDXHP | Interior Equipment | 3196971.72 | 234323.45
Existing | CZ01 | cDXHP | Exterior Equipment | 0 | 0
Existing | CZ01 | cDXHP | Fans | 1517598.15 | 0
Existing | CZ01 | cDXHP | Pumps | 2239.66 | 0
Existing | CZ01 | cDXHP | Heat Rejection | 0 | 0
Existing | CZ01 | cDXHP | Humidification | 0 | 0
Existing | CZ01 | cDXHP | Heat Recovery | 0 | 0
Existing | CZ01 | cDXHP | Water Systems | 0 | 1810883.78
Existing | CZ01 | cDXHP | Refrigeration | 0 | 0
Existing | CZ01 | cDXHP | Generators | 0 | 0
Existing | CZ01 | cDXHP | Total End Uses | 6128530.81 | 2046470.58
Existing | CZ02 | cDXHP | Heating | 93112.62 | 2467.22
Existing | CZ02 | cDXHP | Cooling | 658767.7 | 0
Existing | CZ02 | cDXHP | Interior Lighting | 1197553.41 | 0
Existing | CZ02 | cDXHP | Exterior Lighting | 0 | 0
Existing | CZ02 | cDXHP | Interior Equipment | 3196971.72 | 234323.45
Existing | CZ02 | cDXHP | Exterior Equipment | 0 | 0
Existing | CZ02 | cDXHP | Fans | 1728486.11 | 0
Existing | CZ02 | cDXHP | Pumps | 2817.91 | 0
Existing | CZ02 | cDXHP | Heat Rejection | 0 | 0
Existing | CZ02 | cDXHP | Humidification | 0 | 0
Existing | CZ02 | cDXHP | Heat Recovery | 0 | 0
Existing | CZ02 | cDXHP | Water Systems | 0 | 1661064.64
Existing | CZ02 | cDXHP | Refrigeration | 0 | 0
Existing | CZ02 | cDXHP | Generators | 0 | 0
Existing | CZ02 | cDXHP | Total End Uses | 6877709.47 | 1897855.31
Existing | CZ03 | cDXHP | Heating | 44551.65 | 701.53
Existing | CZ03 | cDXHP | Cooling | 404737.3 | 0
Existing | CZ03 | cDXHP | Interior Lighting | 1197553.41 | 0
Existing | CZ03 | cDXHP | Exterior Lighting | 0 | 0
Existing | CZ03 | cDXHP | Interior Equipment | 3196971.72 | 234323.45
Existing | CZ03 | cDXHP | Exterior Equipment | 0 | 0
Existing | CZ03 | cDXHP | Fans | 1654178.66 | 0
Existing | CZ03 | cDXHP | Pumps | 2975.41 | 0
Existing | CZ03 | cDXHP | Heat Rejection | 0 | 0
Existing | CZ03 | cDXHP | Humidification | 0 | 0
Existing | CZ03 | cDXHP | Heat Recovery | 0 | 0
Existing | CZ03 | cDXHP | Water Systems | 0 | 1656193.06
Existing | CZ03 | cDXHP | Refrigeration | 0 | 0
Existing | CZ03 | cDXHP | Generators | 0 | 0
Existing | CZ03 | cDXHP | Total End Uses | 6500968.15 | 1891218.04
Existing | CZ04 | cDXHP | Heating | 40241.42 | 759.89
Existing | CZ04 | cDXHP | Cooling | 794050.61 | 0
Existing | CZ04 | cDXHP | Interior Lighting | 1197553.41 | 0
Existing | CZ04 | cDXHP | Exterior Lighting | 0 | 0
Existing | CZ04 | cDXHP | Interior Equipment | 3196971.72 | 234323.45
Existing | CZ04 | cDXHP | Exterior Equipment | 0 | 0
Existing | CZ04 | cDXHP | Fans | 1757292.54 | 0
Existing | CZ04 | cDXHP | Pumps | 3172.39 | 0
Existing | CZ04 | cDXHP | Heat Rejection | 0 | 0
Existing | CZ04 | cDXHP | Humidification | 0 | 0
Existing | CZ04 | cDXHP | Heat Recovery | 0 | 0
Existing | CZ04 | cDXHP | Water Systems | 0 | 1597087.68
Existing | CZ04 | cDXHP | Refrigeration | 0 | 0
Existing | CZ04 | cDXHP | Generators | 0 | 0
Existing | CZ04 | cDXHP | Total End Uses | 6989282.1 | 1832171.02
Existing | CZ05 | cDXHP | Heating | 42917.03 | 410.48
Existing | CZ05 | cDXHP | Cooling | 534187.96 | 0
Existing | CZ05 | cDXHP | Interior Lighting | 1197553.41 | 0
Existing | CZ05 | cDXHP | Exterior Lighting | 0 | 0
Existing | CZ05 | cDXHP | Interior Equipment | 3196971.72 | 234323.45
Existing | CZ05 | cDXHP | Exterior Equipment | 0 | 0
Existing | CZ05 | cDXHP | Fans | 1667354.98 | 0
Existing | CZ05 | cDXHP | Pumps | 2833.71 | 0
Existing | CZ05 | cDXHP | Heat Rejection | 0 | 0
Existing | CZ05 | cDXHP | Humidification | 0 | 0
Existing | CZ05 | cDXHP | Heat Recovery | 0 | 0
Existing | CZ05 | cDXHP | Water Systems | 0 | 1656303.19
Existing | CZ05 | cDXHP | Refrigeration | 0 | 0
Existing | CZ05 | cDXHP | Generators | 0 | 0
Existing | CZ05 | cDXHP | Total End Uses | 6641818.82 | 1891037.13
Existing | CZ06 | cDXHP | Heating | 7562.32 | 0
Existing | CZ06 | cDXHP | Cooling | 868114.59 | 0
Existing | CZ06 | cDXHP | Interior Lighting | 1197553.41 | 0
Existing | CZ06 | cDXHP | Exterior Lighting | 0 | 0
Existing | CZ06 | cDXHP | Interior Equipment | 3196971.72 | 234323.45
Existing | CZ06 | cDXHP | Exterior Equipment | 0 | 0
Existing | CZ06 | cDXHP | Fans | 1733002.31 | 0
Existing | CZ06 | cDXHP | Pumps | 3287.93 | 0
Existing | CZ06 | cDXHP | Heat Rejection | 0 | 0
Existing | CZ06 | cDXHP | Humidification | 0 | 0
Existing | CZ06 | cDXHP | Heat Recovery | 0 | 0
Existing | CZ06 | cDXHP | Water Systems | 0 | 1525044.48
Existing | CZ06 | cDXHP | Refrigeration | 0 | 0
Existing | CZ06 | cDXHP | Generators | 0 | 0
Existing | CZ06 | cDXHP | Total End Uses | 7006492.29 | 1759367.93
Existing | CZ07 | cDXHP | Heating | 8080.48 | 0
Existing | CZ07 | cDXHP | Cooling | 983226.04 | 0
Existing | CZ07 | cDXHP | Interior Lighting | 1197553.41 | 0
Existing | CZ07 | cDXHP | Exterior Lighting | 0 | 0
Existing | CZ07 | cDXHP | Interior Equipment | 3196971.72 | 234323.45
Existing | CZ07 | cDXHP | Exterior Equipment | 0 | 0
Existing | CZ07 | cDXHP | Fans | 1692151.05 | 0
Existing | CZ07 | cDXHP | Pumps | 3439.09 | 0
Existing | CZ07 | cDXHP | Heat Rejection | 0 | 0
Existing | CZ07 | cDXHP | Humidification | 0 | 0
Existing | CZ07 | cDXHP | Heat Recovery | 0 | 0
Existing | CZ07 | cDXHP | Water Systems | 0 | 1504283.13
Existing | CZ07 | cDXHP | Refrigeration | 0 | 0
Existing | CZ07 | cDXHP | Generators | 0 | 0
Existing | CZ07 | cDXHP | Total End Uses | 7081421.78 | 1738606.58
Existing | CZ08 | cDXHP | Heating | 11139.19 | 0.89
Existing | CZ08 | cDXHP | Cooling | 1119428.86 | 0
Existing | CZ08 | cDXHP | Interior Lighting | 1197553.41 | 0
Existing | CZ08 | cDXHP | Exterior Lighting | 0 | 0
Existing | CZ08 | cDXHP | Interior Equipment | 3196971.72 | 234323.45
Existing | CZ08 | cDXHP | Exterior Equipment | 0 | 0
Existing | CZ08 | cDXHP | Fans | 1775023.32 | 0
Existing | CZ08 | cDXHP | Pumps | 3514.17 | 0
Existing | CZ08 | cDXHP | Heat Rejection | 0 | 0
Existing | CZ08 | cDXHP | Humidification | 0 | 0
Existing | CZ08 | cDXHP | Heat Recovery | 0 | 0
Existing | CZ08 | cDXHP | Water Systems | 0 | 1501815.1
Existing | CZ08 | cDXHP | Refrigeration | 0 | 0
Existing | CZ08 | cDXHP | Generators | 0 | 0
Existing | CZ08 | cDXHP | Total End Uses | 7303630.67 | 1736139.44
Existing | CZ09 | cDXHP | Heating | 7705.87 | 14.99
Existing | CZ09 | cDXHP | Cooling | 1290212.8 | 0
Existing | CZ09 | cDXHP | Interior Lighting | 1197553.41 | 0
Existing | CZ09 | cDXHP | Exterior Lighting | 0 | 0
Existing | CZ09 | cDXHP | Interior Equipment | 3196971.72 | 234323.45
Existing | CZ09 | cDXHP | Exterior Equipment | 0 | 0
Existing | CZ09 | cDXHP | Fans | 1877509.86 | 0
Existing | CZ09 | cDXHP | Pumps | 3660.75 | 0
Existing | CZ09 | cDXHP | Heat Rejection | 0 | 0
Existing | CZ09 | cDXHP | Humidification | 0 | 0
Existing | CZ09 | cDXHP | Heat Recovery | 0 | 0
Existing | CZ09 | cDXHP | Water Systems | 0 | 1480758.77
Existing | CZ09 | cDXHP | Refrigeration | 0 | 0
Existing | CZ09 | cDXHP | Generators | 0 | 0
Existing | CZ09 | cDXHP | Total End Uses | 7573614.41 | 1715097.21
Existing | CZ10 | cDXHP | Heating | 39765.21 | 399.86
Existing | CZ10 | cDXHP | Cooling | 1532406.78 | 0
Existing | CZ10 | cDXHP | Interior Lighting | 1197553.41 | 0
Existing | CZ10 | cDXHP | Exterior Lighting | 0 | 0
Existing | CZ10 | cDXHP | Interior Equipment | 3196971.72 | 234323.45
Existing | CZ10 | cDXHP | Exterior Equipment | 0 | 0
Existing | CZ10 | cDXHP | Fans | 1932041.03 | 0
Existing | CZ10 | cDXHP | Pumps | 3532.08 | 0
Existing | CZ10 | cDXHP | Heat Rejection | 0 | 0
Existing | CZ10 | cDXHP | Humidification | 0 | 0
Existing | CZ10 | cDXHP | Heat Recovery | 0 | 0
Existing | CZ10 | cDXHP | Water Systems | 0 | 1463879.15
Existing | CZ10 | cDXHP | Refrigeration | 0 | 0
Existing | CZ10 | cDXHP | Generators | 0 | 0
Existing | CZ10 | cDXHP | Total End Uses | 7902270.22 | 1698602.47
Existing | CZ11 | cDXHP | Heating | 88109.88 | 2270.87
Existing | CZ11 | cDXHP | Cooling | 1594826.95 | 0
Existing | CZ11 | cDXHP | Interior Lighting | 1197553.41 | 0
Existing | CZ11 | cDXHP | Exterior Lighting | 0 | 0
Existing | CZ11 | cDXHP | Interior Equipment | 3196971.72 | 234323.45
Existing | CZ11 | cDXHP | Exterior Equipment | 0 | 0
Existing | CZ11 | cDXHP | Fans | 2008857.08 | 0
Existing | CZ11 | cDXHP | Pumps | 3404.51 | 0
Existing | CZ11 | cDXHP | Heat Rejection | 0 | 0
Existing | CZ11 | cDXHP | Humidification | 0 | 0
Existing | CZ11 | cDXHP | Heat Recovery | 0 | 0
Existing | CZ11 | cDXHP | Water Systems | 0 | 1493456.67
Existing | CZ11 | cDXHP | Refrigeration | 0 | 0
Existing | CZ11 | cDXHP | Generators | 0 | 0
Existing | CZ11 | cDXHP | Total End Uses | 8089723.55 | 1730050.99
Existing | CZ12 | cDXHP | Heating | 79419.96 | 2688.98
Existing | CZ12 | cDXHP | Cooling | 1322217.45 | 0
Existing | CZ12 | cDXHP | Interior Lighting | 1197553.41 | 0
Existing | CZ12 | cDXHP | Exterior Lighting | 0 | 0
Existing | CZ12 | cDXHP | Interior Equipment | 3196971.72 | 234323.45
Existing | CZ12 | cDXHP | Exterior Equipment | 0 | 0
Existing | CZ12 | cDXHP | Fans | 1832993.43 | 0
Existing | CZ12 | cDXHP | Pumps | 3229.04 | 0
Existing | CZ12 | cDXHP | Heat Rejection | 0 | 0
Existing | CZ12 | cDXHP | Humidification | 0 | 0
Existing | CZ12 | cDXHP | Heat Recovery | 0 | 0
Existing | CZ12 | cDXHP | Water Systems | 0 | 1539238.4
Existing | CZ12 | cDXHP | Refrigeration | 0 | 0
Existing | CZ12 | cDXHP | Generators | 0 | 0
Existing | CZ12 | cDXHP | Total End Uses | 7632385.01 | 1776250.82
Existing | CZ13 | cDXHP | Heating | 54986.98 | 1765.88
Existing | CZ13 | cDXHP | Cooling | 1778212.6 | 0
Existing | CZ13 | cDXHP | Interior Lighting | 1197553.41 | 0
Existing | CZ13 | cDXHP | Exterior Lighting | 0 | 0
Existing | CZ13 | cDXHP | Interior Equipment | 3196971.72 | 234323.45
Existing | CZ13 | cDXHP | Exterior Equipment | 0 | 0
Existing | CZ13 | cDXHP | Fans | 1994633.39 | 0
Existing | CZ13 | cDXHP | Pumps | 3572.8 | 0
Existing | CZ13 | cDXHP | Heat Rejection | 0 | 0
Existing | CZ13 | cDXHP | Humidification | 0 | 0
Existing | CZ13 | cDXHP | Heat Recovery | 0 | 0
Existing | CZ13 | cDXHP | Water Systems | 0 | 1449221.34
Existing | CZ13 | cDXHP | Refrigeration | 0 | 0
Existing | CZ13 | cDXHP | Generators | 0 | 0
Existing | CZ13 | cDXHP | Total End Uses | 8225930.9 | 1685310.66
Existing | CZ14 | cDXHP | Heating | 30644.73 | 587.55
Existing | CZ14 | cDXHP | Cooling | 2207307 | 0
Existing | CZ14 | cDXHP | Interior Lighting | 1197553.41 | 0
Existing | CZ14 | cDXHP | Exterior Lighting | 0 | 0
Existing | CZ14 | cDXHP | Interior Equipment | 3196971.72 | 234323.45
Existing | CZ14 | cDXHP | Exterior Equipment | 0 | 0
Existing | CZ14 | cDXHP | Fans | 2199289.91 | 0
Existing | CZ14 | cDXHP | Pumps | 3782.14 | 0
Existing | CZ14 | cDXHP | Heat Rejection | 0 | 0
Existing | CZ14 | cDXHP | Humidification | 0 | 0
Existing | CZ14 | cDXHP | Heat Recovery | 0 | 0
Existing | CZ14 | cDXHP | Water Systems | 0 | 1372266.95
Existing | CZ14 | cDXHP | Refrigeration | 0 | 0
Existing | CZ14 | cDXHP | Generators | 0 | 0
Existing | CZ14 | cDXHP | Total End Uses | 8835548.91 | 1607177.96
Existing | CZ15 | cDXHP | Heating | 9279.24 | 16.33
Existing | CZ15 | cDXHP | Cooling | 2964441.55 | 0
Existing | CZ15 | cDXHP | Interior Lighting | 1197553.41 | 0
Existing | CZ15 | cDXHP | Exterior Lighting | 0 | 0
Existing | CZ15 | cDXHP | Interior Equipment | 3196971.72 | 234323.45
Existing | CZ15 | cDXHP | Exterior Equipment | 0 | 0
Existing | CZ15 | cDXHP | Fans | 2147525.64 | 0
Existing | CZ15 | cDXHP | Pumps | 4214.63 | 0
Existing | CZ15 | cDXHP | Heat Rejection | 0 | 0
Existing | CZ15 | cDXHP | Humidification | 0 | 0
Existing | CZ15 | cDXHP | Heat Recovery | 0 | 0
Existing | CZ15 | cDXHP | Water Systems | 0 | 1216874.16
Existing | CZ15 | cDXHP | Refrigeration | 0 | 0
Existing | CZ15 | cDXHP | Generators | 0 | 0
Existing | CZ15 | cDXHP | Total End Uses | 9519986.18 | 1451213.94
Existing | CZ16 | cDXHP | Heating | 146813.62 | 5882.17
Existing | CZ16 | cDXHP | Cooling | 1466897.16 | 0
Existing | CZ16 | cDXHP | Interior Lighting | 1197553.41 | 0
Existing | CZ16 | cDXHP | Exterior Lighting | 0 | 0
Existing | CZ16 | cDXHP | Interior Equipment | 3196971.72 | 234323.45
Existing | CZ16 | cDXHP | Exterior Equipment | 0 | 0
Existing | CZ16 | cDXHP | Fans | 2151581.81 | 0
Existing | CZ16 | cDXHP | Pumps | 2879.65 | 0
Existing | CZ16 | cDXHP | Heat Rejection | 0 | 0
Existing | CZ16 | cDXHP | Humidification | 0 | 0
Existing | CZ16 | cDXHP | Heat Recovery | 0 | 0
Existing | CZ16 | cDXHP | Water Systems | 0 | 1625473.55
Existing | CZ16 | cDXHP | Refrigeration | 0 | 0
Existing | CZ16 | cDXHP | Generators | 0 | 0
Existing | CZ16 | cDXHP | Total End Uses | 8162697.37 | 1865679.18
New Construction | CZ01 | cDXHP | Heating | 163631.85 | 726.23
New Construction | CZ01 | cDXHP | Cooling | 68341.85 | 0
New Construction | CZ01 | cDXHP | Interior Lighting | 558894.68 | 0
New Construction | CZ01 | cDXHP | Exterior Lighting | 0 | 0
New Construction | CZ01 | cDXHP | Interior Equipment | 3196971.72 | 234323.45
New Construction | CZ01 | cDXHP | Exterior Equipment | 0 | 0
New Construction | CZ01 | cDXHP | Fans | 1155660.8 | 0
New Construction | CZ01 | cDXHP | Pumps | 1861.89 | 0
New Construction | CZ01 | cDXHP | Heat Rejection | 0 | 0
New Construction | CZ01 | cDXHP | Humidification | 0 | 0
New Construction | CZ01 | cDXHP | Heat Recovery | 0 | 0
New Construction | CZ01 | cDXHP | Water Systems | 0 | 1809383.93
New Construction | CZ01 | cDXHP | Refrigeration | 0 | 0
New Construction | CZ01 | cDXHP | Generators | 0 | 0
New Construction | CZ01 | cDXHP | Total End Uses | 5145362.79 | 2044433.61
New Construction | CZ02 | cDXHP | Heating | 139553.26 | 7018.52
New Construction | CZ02 | cDXHP | Cooling | 519735.36 | 0
New Construction | CZ02 | cDXHP | Interior Lighting | 558894.68 | 0
New Construction | CZ02 | cDXHP | Exterior Lighting | 0 | 0
New Construction | CZ02 | cDXHP | Interior Equipment | 3196971.72 | 234323.45
New Construction | CZ02 | cDXHP | Exterior Equipment | 0 | 0
New Construction | CZ02 | cDXHP | Fans | 1380842.01 | 0
New Construction | CZ02 | cDXHP | Pumps | 2166.39 | 0
New Construction | CZ02 | cDXHP | Heat Rejection | 0 | 0
New Construction | CZ02 | cDXHP | Humidification | 0 | 0
New Construction | CZ02 | cDXHP | Heat Recovery | 0 | 0
New Construction | CZ02 | cDXHP | Water Systems | 0 | 1659659.79
New Construction | CZ02 | cDXHP | Refrigeration | 0 | 0
New Construction | CZ02 | cDXHP | Generators | 0 | 0
New Construction | CZ02 | cDXHP | Total End Uses | 5798163.41 | 1901001.76
New Construction | CZ03 | cDXHP | Heating | 81714.19 | 2381.63
New Construction | CZ03 | cDXHP | Cooling | 304939.44 | 0
New Construction | CZ03 | cDXHP | Interior Lighting | 558894.68 | 0
New Construction | CZ03 | cDXHP | Exterior Lighting | 0 | 0
New Construction | CZ03 | cDXHP | Interior Equipment | 3196971.72 | 234323.45
New Construction | CZ03 | cDXHP | Exterior Equipment | 0 | 0
New Construction | CZ03 | cDXHP | Fans | 1302376.9 | 0
New Construction | CZ03 | cDXHP | Pumps | 2314.6 | 0
New Construction | CZ03 | cDXHP | Heat Rejection | 0 | 0
New Construction | CZ03 | cDXHP | Humidification | 0 | 0
New Construction | CZ03 | cDXHP | Heat Recovery | 0 | 0
New Construction | CZ03 | cDXHP | Water Systems | 0 | 1655146.24
New Construction | CZ03 | cDXHP | Refrigeration | 0 | 0
New Construction | CZ03 | cDXHP | Generators | 0 | 0
New Construction | CZ03 | cDXHP | Total End Uses | 5447211.52 | 1891851.33
New Construction | CZ04 | cDXHP | Heating | 70254.18 | 1973.85
New Construction | CZ04 | cDXHP | Cooling | 627951.61 | 0
New Construction | CZ04 | cDXHP | Interior Lighting | 558894.68 | 0
New Construction | CZ04 | cDXHP | Exterior Lighting | 0 | 0
New Construction | CZ04 | cDXHP | Interior Equipment | 3196971.72 | 234323.45
New Construction | CZ04 | cDXHP | Exterior Equipment | 0 | 0
New Construction | CZ04 | cDXHP | Fans | 1385261.18 | 0
New Construction | CZ04 | cDXHP | Pumps | 2520.72 | 0
New Construction | CZ04 | cDXHP | Heat Rejection | 0 | 0
New Construction | CZ04 | cDXHP | Humidification | 0 | 0
New Construction | CZ04 | cDXHP | Heat Recovery | 0 | 0
New Construction | CZ04 | cDXHP | Water Systems | 0 | 1595688.44
New Construction | CZ04 | cDXHP | Refrigeration | 0 | 0
New Construction | CZ04 | cDXHP | Generators | 0 | 0
New Construction | CZ04 | cDXHP | Total End Uses | 5841854.09 | 1831985.75
New Construction | CZ05 | cDXHP | Heating | 78780.24 | 2154.85
New Construction | CZ05 | cDXHP | Cooling | 408322.86 | 0
New Construction | CZ05 | cDXHP | Interior Lighting | 558894.68 | 0
New Construction | CZ05 | cDXHP | Exterior Lighting | 0 | 0
New Construction | CZ05 | cDXHP | Interior Equipment | 3196971.72 | 234323.45
New Construction | CZ05 | cDXHP | Exterior Equipment | 0 | 0
New Construction | CZ05 | cDXHP | Fans | 1306981.82 | 0
New Construction | CZ05 | cDXHP | Pumps | 2194.11 | 0
New Construction | CZ05 | cDXHP | Heat Rejection | 0 | 0
New Construction | CZ05 | cDXHP | Humidification | 0 | 0
New Construction | CZ05 | cDXHP | Heat Recovery | 0 | 0
New Construction | CZ05 | cDXHP | Water Systems | 0 | 1655306.83
New Construction | CZ05 | cDXHP | Refrigeration | 0 | 0
New Construction | CZ05 | cDXHP | Generators | 0 | 0
New Construction | CZ05 | cDXHP | Total End Uses | 5552145.44 | 1891785.13
New Construction | CZ06 | cDXHP | Heating | 16829.39 | 42.3
New Construction | CZ06 | cDXHP | Cooling | 677751.89 | 0
New Construction | CZ06 | cDXHP | Interior Lighting | 558894.68 | 0
New Construction | CZ06 | cDXHP | Exterior Lighting | 0 | 0
New Construction | CZ06 | cDXHP | Interior Equipment | 3196971.72 | 234323.45
New Construction | CZ06 | cDXHP | Exterior Equipment | 0 | 0
New Construction | CZ06 | cDXHP | Fans | 1354847.68 | 0
New Construction | CZ06 | cDXHP | Pumps | 2775 | 0
New Construction | CZ06 | cDXHP | Heat Rejection | 0 | 0
New Construction | CZ06 | cDXHP | Humidification | 0 | 0
New Construction | CZ06 | cDXHP | Heat Recovery | 0 | 0
New Construction | CZ06 | cDXHP | Water Systems | 0 | 1523994.48
New Construction | CZ06 | cDXHP | Refrigeration | 0 | 0
New Construction | CZ06 | cDXHP | Generators | 0 | 0
New Construction | CZ06 | cDXHP | Total End Uses | 5808070.36 | 1758360.23
New Construction | CZ07 | cDXHP | Heating | 16024.82 | 0.71
New Construction | CZ07 | cDXHP | Cooling | 766287.97 | 0
New Construction | CZ07 | cDXHP | Interior Lighting | 558894.68 | 0
New Construction | CZ07 | cDXHP | Exterior Lighting | 0 | 0
New Construction | CZ07 | cDXHP | Interior Equipment | 3196971.72 | 234323.45
New Construction | CZ07 | cDXHP | Exterior Equipment | 0 | 0
New Construction | CZ07 | cDXHP | Fans | 1319336.62 | 0
New Construction | CZ07 | cDXHP | Pumps | 2906.84 | 0
New Construction | CZ07 | cDXHP | Heat Rejection | 0 | 0
New Construction | CZ07 | cDXHP | Humidification | 0 | 0
New Construction | CZ07 | cDXHP | Heat Recovery | 0 | 0
New Construction | CZ07 | cDXHP | Water Systems | 0 | 1503217.42
New Construction | CZ07 | cDXHP | Refrigeration | 0 | 0
New Construction | CZ07 | cDXHP | Generators | 0 | 0
New Construction | CZ07 | cDXHP | Total End Uses | 5860422.64 | 1737541.59
New Construction | CZ08 | cDXHP | Heating | 22444.26 | 182.62
New Construction | CZ08 | cDXHP | Cooling | 885612.42 | 0
New Construction | CZ08 | cDXHP | Interior Lighting | 558894.68 | 0
New Construction | CZ08 | cDXHP | Exterior Lighting | 0 | 0
New Construction | CZ08 | cDXHP | Interior Equipment | 3196971.72 | 234323.45
New Construction | CZ08 | cDXHP | Exterior Equipment | 0 | 0
New Construction | CZ08 | cDXHP | Fans | 1392031.09 | 0
New Construction | CZ08 | cDXHP | Pumps | 2965.81 | 0
New Construction | CZ08 | cDXHP | Heat Rejection | 0 | 0
New Construction | CZ08 | cDXHP | Humidification | 0 | 0
New Construction | CZ08 | cDXHP | Heat Recovery | 0 | 0
New Construction | CZ08 | cDXHP | Water Systems | 0 | 1500814.24
New Construction | CZ08 | cDXHP | Refrigeration | 0 | 0
New Construction | CZ08 | cDXHP | Generators | 0 | 0
New Construction | CZ08 | cDXHP | Total End Uses | 6058919.97 | 1735320.32
New Construction | CZ09 | cDXHP | Heating | 16690.79 | 183.95
New Construction | CZ09 | cDXHP | Cooling | 1016515.9 | 0
New Construction | CZ09 | cDXHP | Interior Lighting | 558894.68 | 0
New Construction | CZ09 | cDXHP | Exterior Lighting | 0 | 0
New Construction | CZ09 | cDXHP | Interior Equipment | 3196971.72 | 234323.45
New Construction | CZ09 | cDXHP | Exterior Equipment | 0 | 0
New Construction | CZ09 | cDXHP | Fans | 1452946.01 | 0
New Construction | CZ09 | cDXHP | Pumps | 3110.18 | 0
New Construction | CZ09 | cDXHP | Heat Rejection | 0 | 0
New Construction | CZ09 | cDXHP | Humidification | 0 | 0
New Construction | CZ09 | cDXHP | Heat Recovery | 0 | 0
New Construction | CZ09 | cDXHP | Water Systems | 0 | 1480109.01
New Construction | CZ09 | cDXHP | Refrigeration | 0 | 0
New Construction | CZ09 | cDXHP | Generators | 0 | 0
New Construction | CZ09 | cDXHP | Total End Uses | 6245129.28 | 1714616.41
New Construction | CZ10 | cDXHP | Heating | 56141.36 | 1328.08
New Construction | CZ10 | cDXHP | Cooling | 1293304.8 | 0
New Construction | CZ10 | cDXHP | Interior Lighting | 558894.68 | 0
New Construction | CZ10 | cDXHP | Exterior Lighting | 0 | 0
New Construction | CZ10 | cDXHP | Interior Equipment | 3196971.72 | 234323.45
New Construction | CZ10 | cDXHP | Exterior Equipment | 0 | 0
New Construction | CZ10 | cDXHP | Fans | 1519160.21 | 0
New Construction | CZ10 | cDXHP | Pumps | 2994.01 | 0
New Construction | CZ10 | cDXHP | Heat Rejection | 0 | 0
New Construction | CZ10 | cDXHP | Humidification | 0 | 0
New Construction | CZ10 | cDXHP | Heat Recovery | 0 | 0
New Construction | CZ10 | cDXHP | Water Systems | 0 | 1462407.03
New Construction | CZ10 | cDXHP | Refrigeration | 0 | 0
New Construction | CZ10 | cDXHP | Generators | 0 | 0
New Construction | CZ10 | cDXHP | Total End Uses | 6627466.78 | 1698058.57
New Construction | CZ11 | cDXHP | Heating | 93398.51 | 533.54
New Construction | CZ11 | cDXHP | Cooling | 1226683.1 | 0
New Construction | CZ11 | cDXHP | Interior Lighting | 558894.68 | 0
New Construction | CZ11 | cDXHP | Exterior Lighting | 0 | 0
New Construction | CZ11 | cDXHP | Interior Equipment | 3196971.72 | 234323.45
New Construction | CZ11 | cDXHP | Exterior Equipment | 0 | 0
New Construction | CZ11 | cDXHP | Fans | 1347891.2 | 0
New Construction | CZ11 | cDXHP | Pumps | 2780.75 | 0
New Construction | CZ11 | cDXHP | Heat Rejection | 0 | 0
New Construction | CZ11 | cDXHP | Humidification | 0 | 0
New Construction | CZ11 | cDXHP | Heat Recovery | 0 | 0
New Construction | CZ11 | cDXHP | Water Systems | 0 | 1491839.36
New Construction | CZ11 | cDXHP | Refrigeration | 0 | 0
New Construction | CZ11 | cDXHP | Generators | 0 | 0
New Construction | CZ11 | cDXHP | Total End Uses | 6426619.95 | 1726696.35
New Construction | CZ12 | cDXHP | Heating | 89500.55 | 1132.95
New Construction | CZ12 | cDXHP | Cooling | 1033947.63 | 0
New Construction | CZ12 | cDXHP | Interior Lighting | 558894.68 | 0
New Construction | CZ12 | cDXHP | Exterior Lighting | 0 | 0
New Construction | CZ12 | cDXHP | Interior Equipment | 3196971.72 | 234323.45
New Construction | CZ12 | cDXHP | Exterior Equipment | 0 | 0
New Construction | CZ12 | cDXHP | Fans | 1294424.77 | 0
New Construction | CZ12 | cDXHP | Pumps | 2687.1 | 0
New Construction | CZ12 | cDXHP | Heat Rejection | 0 | 0
New Construction | CZ12 | cDXHP | Humidification | 0 | 0
New Construction | CZ12 | cDXHP | Heat Recovery | 0 | 0
New Construction | CZ12 | cDXHP | Water Systems | 0 | 1538024.85
New Construction | CZ12 | cDXHP | Refrigeration | 0 | 0
New Construction | CZ12 | cDXHP | Generators | 0 | 0
New Construction | CZ12 | cDXHP | Total End Uses | 6176426.45 | 1773481.25
New Construction | CZ13 | cDXHP | Heating | 65656.56 | 614.46
New Construction | CZ13 | cDXHP | Cooling | 1372537.68 | 0
New Construction | CZ13 | cDXHP | Interior Lighting | 558894.68 | 0
New Construction | CZ13 | cDXHP | Exterior Lighting | 0 | 0
New Construction | CZ13 | cDXHP | Interior Equipment | 3196971.72 | 234323.45
New Construction | CZ13 | cDXHP | Exterior Equipment | 0 | 0
New Construction | CZ13 | cDXHP | Fans | 1352128.17 | 0
New Construction | CZ13 | cDXHP | Pumps | 2898.06 | 0
New Construction | CZ13 | cDXHP | Heat Rejection | 0 | 0
New Construction | CZ13 | cDXHP | Humidification | 0 | 0
New Construction | CZ13 | cDXHP | Heat Recovery | 0 | 0
New Construction | CZ13 | cDXHP | Water Systems | 0 | 1447830.48
New Construction | CZ13 | cDXHP | Refrigeration | 0 | 0
New Construction | CZ13 | cDXHP | Generators | 0 | 0
New Construction | CZ13 | cDXHP | Total End Uses | 6549086.87 | 1682768.39
New Construction | CZ14 | cDXHP | Heating | 38470.87 | 344.44
New Construction | CZ14 | cDXHP | Cooling | 1724913.77 | 0
New Construction | CZ14 | cDXHP | Interior Lighting | 558894.68 | 0
New Construction | CZ14 | cDXHP | Exterior Lighting | 0 | 0
New Construction | CZ14 | cDXHP | Interior Equipment | 3196971.72 | 234323.45
New Construction | CZ14 | cDXHP | Exterior Equipment | 0 | 0
New Construction | CZ14 | cDXHP | Fans | 1491702.66 | 0
New Construction | CZ14 | cDXHP | Pumps | 2956.16 | 0
New Construction | CZ14 | cDXHP | Heat Rejection | 0 | 0
New Construction | CZ14 | cDXHP | Humidification | 0 | 0
New Construction | CZ14 | cDXHP | Heat Recovery | 0 | 0
New Construction | CZ14 | cDXHP | Water Systems | 0 | 1370612.29
New Construction | CZ14 | cDXHP | Refrigeration | 0 | 0
New Construction | CZ14 | cDXHP | Generators | 0 | 0
New Construction | CZ14 | cDXHP | Total End Uses | 7013909.86 | 1605280.18
New Construction | CZ15 | cDXHP | Heating | 13566.79 | 0.02
New Construction | CZ15 | cDXHP | Cooling | 2325747.12 | 0
New Construction | CZ15 | cDXHP | Interior Lighting | 558894.68 | 0
New Construction | CZ15 | cDXHP | Exterior Lighting | 0 | 0
New Construction | CZ15 | cDXHP | Interior Equipment | 3196971.72 | 234323.45
New Construction | CZ15 | cDXHP | Exterior Equipment | 0 | 0
New Construction | CZ15 | cDXHP | Fans | 1433854.73 | 0
New Construction | CZ15 | cDXHP | Pumps | 3280.05 | 0
New Construction | CZ15 | cDXHP | Heat Rejection | 0 | 0
New Construction | CZ15 | cDXHP | Humidification | 0 | 0
New Construction | CZ15 | cDXHP | Heat Recovery | 0 | 0
New Construction | CZ15 | cDXHP | Water Systems | 0 | 1215400.88
New Construction | CZ15 | cDXHP | Refrigeration | 0 | 0
New Construction | CZ15 | cDXHP | Generators | 0 | 0
New Construction | CZ15 | cDXHP | Total End Uses | 7532315.09 | 1449724.34
New Construction | CZ16 | cDXHP | Heating | 154764.59 | 3213.82
New Construction | CZ16 | cDXHP | Cooling | 1173194.66 | 0
New Construction | CZ16 | cDXHP | Interior Lighting | 558894.68 | 0
New Construction | CZ16 | cDXHP | Exterior Lighting | 0 | 0
New Construction | CZ16 | cDXHP | Interior Equipment | 3196971.72 | 234323.45
New Construction | CZ16 | cDXHP | Exterior Equipment | 0 | 0
New Construction | CZ16 | cDXHP | Fans | 1514380.35 | 0
New Construction | CZ16 | cDXHP | Pumps | 2375.73 | 0
New Construction | CZ16 | cDXHP | Heat Rejection | 0 | 0
New Construction | CZ16 | cDXHP | Humidification | 0 | 0
New Construction | CZ16 | cDXHP | Heat Recovery | 0 | 0
New Construction | CZ16 | cDXHP | Water Systems | 0 | 1624112.16
New Construction | CZ16 | cDXHP | Refrigeration | 0 | 0
New Construction | CZ16 | cDXHP | Generators | 0 | 0
New Construction | CZ16 | cDXHP | Total End Uses | 6600581.73 | 1861649.44
Existing | CZ01 | cDXOH | Heating | 0 | 1617.33
Existing | CZ01 | cDXOH | Cooling | 84556.24 | 0
Existing | CZ01 | cDXOH | Interior Lighting | 1197553.41 | 0
Existing | CZ01 | cDXOH | Exterior Lighting | 0 | 0
Existing | CZ01 | cDXOH | Interior Equipment | 3196971.72 | 234323.45
Existing | CZ01 | cDXOH | Exterior Equipment | 0 | 0
Existing | CZ01 | cDXOH | Fans | 1518130.07 | 0
Existing | CZ01 | cDXOH | Pumps | 2162.74 | 0
Existing | CZ01 | cDXOH | Heat Rejection | 0 | 0
Existing | CZ01 | cDXOH | Humidification | 0 | 0
Existing | CZ01 | cDXOH | Heat Recovery | 0 | 0
Existing | CZ01 | cDXOH | Water Systems | 0 | 1810940.27
Existing | CZ01 | cDXOH | Refrigeration | 0 | 0
Existing | CZ01 | cDXOH | Generators | 0 | 0
Existing | CZ01 | cDXOH | Total End Uses | 5999374.18 | 2046881.05
Existing | CZ02 | cDXOH | Heating | 0 | 2951.53
Existing | CZ02 | cDXOH | Cooling | 659858.55 | 0
Existing | CZ02 | cDXOH | Interior Lighting | 1197553.41 | 0
Existing | CZ02 | cDXOH | Exterior Lighting | 0 | 0
Existing | CZ02 | cDXOH | Interior Equipment | 3196971.72 | 234323.45
Existing | CZ02 | cDXOH | Exterior Equipment | 0 | 0
Existing | CZ02 | cDXOH | Fans | 1730612.31 | 0
Existing | CZ02 | cDXOH | Pumps | 2769.42 | 0
Existing | CZ02 | cDXOH | Heat Rejection | 0 | 0
Existing | CZ02 | cDXOH | Humidification | 0 | 0
Existing | CZ02 | cDXOH | Heat Recovery | 0 | 0
Existing | CZ02 | cDXOH | Water Systems | 0 | 1661120.29
Existing | CZ02 | cDXOH | Refrigeration | 0 | 0
Existing | CZ02 | cDXOH | Generators | 0 | 0
Existing | CZ02 | cDXOH | Total End Uses | 6787765.41 | 1898395.27
Existing | CZ03 | cDXOH | Heating | 0 | 703.7
Existing | CZ03 | cDXOH | Cooling | 407268.95 | 0
Existing | CZ03 | cDXOH | Interior Lighting | 1197553.41 | 0
Existing | CZ03 | cDXOH | Exterior Lighting | 0 | 0
Existing | CZ03 | cDXOH | Interior Equipment | 3196971.72 | 234323.45
Existing | CZ03 | cDXOH | Exterior Equipment | 0 | 0
Existing | CZ03 | cDXOH | Fans | 1654031.96 | 0
Existing | CZ03 | cDXOH | Pumps | 2953.29 | 0
Existing | CZ03 | cDXOH | Heat Rejection | 0 | 0
Existing | CZ03 | cDXOH | Humidification | 0 | 0
Existing | CZ03 | cDXOH | Heat Recovery | 0 | 0
Existing | CZ03 | cDXOH | Water Systems | 0 | 1656178.05
Existing | CZ03 | cDXOH | Refrigeration | 0 | 0
Existing | CZ03 | cDXOH | Generators | 0 | 0
Existing | CZ03 | cDXOH | Total End Uses | 6458779.33 | 1891205.2
Existing | CZ04 | cDXOH | Heating | 0 | 769.43
Existing | CZ04 | cDXOH | Cooling | 795067.24 | 0
Existing | CZ04 | cDXOH | Interior Lighting | 1197553.41 | 0
Existing | CZ04 | cDXOH | Exterior Lighting | 0 | 0
Existing | CZ04 | cDXOH | Interior Equipment | 3196971.72 | 234323.45
Existing | CZ04 | cDXOH | Exterior Equipment | 0 | 0
Existing | CZ04 | cDXOH | Fans | 1757112.32 | 0
Existing | CZ04 | cDXOH | Pumps | 3151.27 | 0
Existing | CZ04 | cDXOH | Heat Rejection | 0 | 0
Existing | CZ04 | cDXOH | Humidification | 0 | 0
Existing | CZ04 | cDXOH | Heat Recovery | 0 | 0
Existing | CZ04 | cDXOH | Water Systems | 0 | 1597057.57
Existing | CZ04 | cDXOH | Refrigeration | 0 | 0
Existing | CZ04 | cDXOH | Generators | 0 | 0
Existing | CZ04 | cDXOH | Total End Uses | 6949855.96 | 1832150.45
Existing | CZ05 | cDXOH | Heating | 0 | 434.15
Existing | CZ05 | cDXOH | Cooling | 534020.9 | 0
Existing | CZ05 | cDXOH | Interior Lighting | 1197553.41 | 0
Existing | CZ05 | cDXOH | Exterior Lighting | 0 | 0
Existing | CZ05 | cDXOH | Interior Equipment | 3196971.72 | 234323.45
Existing | CZ05 | cDXOH | Exterior Equipment | 0 | 0
Existing | CZ05 | cDXOH | Fans | 1666884.81 | 0
Existing | CZ05 | cDXOH | Pumps | 2822.73 | 0
Existing | CZ05 | cDXOH | Heat Rejection | 0 | 0
Existing | CZ05 | cDXOH | Humidification | 0 | 0
Existing | CZ05 | cDXOH | Heat Recovery | 0 | 0
Existing | CZ05 | cDXOH | Water Systems | 0 | 1656339.42
Existing | CZ05 | cDXOH | Refrigeration | 0 | 0
Existing | CZ05 | cDXOH | Generators | 0 | 0
Existing | CZ05 | cDXOH | Total End Uses | 6598253.57 | 1891097.02
Existing | CZ06 | cDXOH | Heating | 0 | 0
Existing | CZ06 | cDXOH | Cooling | 886211.28 | 0
Existing | CZ06 | cDXOH | Interior Lighting | 1197553.41 | 0
Existing | CZ06 | cDXOH | Exterior Lighting | 0 | 0
Existing | CZ06 | cDXOH | Interior Equipment | 3196971.72 | 234323.45
Existing | CZ06 | cDXOH | Exterior Equipment | 0 | 0
Existing | CZ06 | cDXOH | Fans | 1732779 | 0
Existing | CZ06 | cDXOH | Pumps | 3286.25 | 0
Existing | CZ06 | cDXOH | Heat Rejection | 0 | 0
Existing | CZ06 | cDXOH | Humidification | 0 | 0
Existing | CZ06 | cDXOH | Heat Recovery | 0 | 0
Existing | CZ06 | cDXOH | Water Systems | 0 | 1525053.09
Existing | CZ06 | cDXOH | Refrigeration | 0 | 0
Existing | CZ06 | cDXOH | Generators | 0 | 0
Existing | CZ06 | cDXOH | Total End Uses | 7016801.65 | 1759376.54
Existing | CZ07 | cDXOH | Heating | 0 | 0
Existing | CZ07 | cDXOH | Cooling | 994631.53 | 0
Existing | CZ07 | cDXOH | Interior Lighting | 1197553.41 | 0
Existing | CZ07 | cDXOH | Exterior Lighting | 0 | 0
Existing | CZ07 | cDXOH | Interior Equipment | 3196971.72 | 234323.45
Existing | CZ07 | cDXOH | Exterior Equipment | 0 | 0
Existing | CZ07 | cDXOH | Fans | 1692100.65 | 0
Existing | CZ07 | cDXOH | Pumps | 3436.3 | 0
Existing | CZ07 | cDXOH | Heat Rejection | 0 | 0
Existing | CZ07 | cDXOH | Humidification | 0 | 0
Existing | CZ07 | cDXOH | Heat Recovery | 0 | 0
Existing | CZ07 | cDXOH | Water Systems | 0 | 1504306.09
Existing | CZ07 | cDXOH | Refrigeration | 0 | 0
Existing | CZ07 | cDXOH | Generators | 0 | 0
Existing | CZ07 | cDXOH | Total End Uses | 7084693.61 | 1738629.54
Existing | CZ08 | cDXOH | Heating | 0 | 0.89
Existing | CZ08 | cDXOH | Cooling | 1124176.89 | 0
Existing | CZ08 | cDXOH | Interior Lighting | 1197553.41 | 0
Existing | CZ08 | cDXOH | Exterior Lighting | 0 | 0
Existing | CZ08 | cDXOH | Interior Equipment | 3196971.72 | 234323.45
Existing | CZ08 | cDXOH | Exterior Equipment | 0 | 0
Existing | CZ08 | cDXOH | Fans | 1774851.03 | 0
Existing | CZ08 | cDXOH | Pumps | 3511.68 | 0
Existing | CZ08 | cDXOH | Heat Rejection | 0 | 0
Existing | CZ08 | cDXOH | Humidification | 0 | 0
Existing | CZ08 | cDXOH | Heat Recovery | 0 | 0
Existing | CZ08 | cDXOH | Water Systems | 0 | 1501826.41
Existing | CZ08 | cDXOH | Refrigeration | 0 | 0
Existing | CZ08 | cDXOH | Generators | 0 | 0
Existing | CZ08 | cDXOH | Total End Uses | 7297064.73 | 1736150.76
Existing | CZ09 | cDXOH | Heating | 0 | 15
Existing | CZ09 | cDXOH | Cooling | 1295789.23 | 0
Existing | CZ09 | cDXOH | Interior Lighting | 1197553.41 | 0
Existing | CZ09 | cDXOH | Exterior Lighting | 0 | 0
Existing | CZ09 | cDXOH | Interior Equipment | 3196971.72 | 234323.45
Existing | CZ09 | cDXOH | Exterior Equipment | 0 | 0
Existing | CZ09 | cDXOH | Fans | 1877383.36 | 0
Existing | CZ09 | cDXOH | Pumps | 3658.02 | 0
Existing | CZ09 | cDXOH | Heat Rejection | 0 | 0
Existing | CZ09 | cDXOH | Humidification | 0 | 0
Existing | CZ09 | cDXOH | Heat Recovery | 0 | 0
Existing | CZ09 | cDXOH | Water Systems | 0 | 1480815.61
Existing | CZ09 | cDXOH | Refrigeration | 0 | 0
Existing | CZ09 | cDXOH | Generators | 0 | 0
Existing | CZ09 | cDXOH | Total End Uses | 7571355.73 | 1715154.06
Existing | CZ10 | cDXOH | Heating | 0 | 496.79
Existing | CZ10 | cDXOH | Cooling | 1530483.78 | 0
Existing | CZ10 | cDXOH | Interior Lighting | 1197553.41 | 0
Existing | CZ10 | cDXOH | Exterior Lighting | 0 | 0
Existing | CZ10 | cDXOH | Interior Equipment | 3196971.72 | 234323.45
Existing | CZ10 | cDXOH | Exterior Equipment | 0 | 0
Existing | CZ10 | cDXOH | Fans | 1931403.8 | 0
Existing | CZ10 | cDXOH | Pumps | 3520.86 | 0
Existing | CZ10 | cDXOH | Heat Rejection | 0 | 0
Existing | CZ10 | cDXOH | Humidification | 0 | 0
Existing | CZ10 | cDXOH | Heat Recovery | 0 | 0
Existing | CZ10 | cDXOH | Water Systems | 0 | 1463845.83
Existing | CZ10 | cDXOH | Refrigeration | 0 | 0
Existing | CZ10 | cDXOH | Generators | 0 | 0
Existing | CZ10 | cDXOH | Total End Uses | 7859933.57 | 1698666.07
Existing | CZ11 | cDXOH | Heating | 0 | 3021.76
Existing | CZ11 | cDXOH | Cooling | 1588156.62 | 0
Existing | CZ11 | cDXOH | Interior Lighting | 1197553.41 | 0
Existing | CZ11 | cDXOH | Exterior Lighting | 0 | 0
Existing | CZ11 | cDXOH | Interior Equipment | 3196971.72 | 234323.45
Existing | CZ11 | cDXOH | Exterior Equipment | 0 | 0
Existing | CZ11 | cDXOH | Fans | 2013245.74 | 0
Existing | CZ11 | cDXOH | Pumps | 3342.89 | 0
Existing | CZ11 | cDXOH | Heat Rejection | 0 | 0
Existing | CZ11 | cDXOH | Humidification | 0 | 0
Existing | CZ11 | cDXOH | Heat Recovery | 0 | 0
Existing | CZ11 | cDXOH | Water Systems | 0 | 1493457.9
Existing | CZ11 | cDXOH | Refrigeration | 0 | 0
Existing | CZ11 | cDXOH | Generators | 0 | 0
Existing | CZ11 | cDXOH | Total End Uses | 7999270.38 | 1730803.11
Existing | CZ12 | cDXOH | Heating | 0 | 3253.68
Existing | CZ12 | cDXOH | Cooling | 1319419.32 | 0
Existing | CZ12 | cDXOH | Interior Lighting | 1197553.41 | 0
Existing | CZ12 | cDXOH | Exterior Lighting | 0 | 0
Existing | CZ12 | cDXOH | Interior Equipment | 3196971.72 | 234323.45
Existing | CZ12 | cDXOH | Exterior Equipment | 0 | 0
Existing | CZ12 | cDXOH | Fans | 1837564.56 | 0
Existing | CZ12 | cDXOH | Pumps | 3180.78 | 0
Existing | CZ12 | cDXOH | Heat Rejection | 0 | 0
Existing | CZ12 | cDXOH | Humidification | 0 | 0
Existing | CZ12 | cDXOH | Heat Recovery | 0 | 0
Existing | CZ12 | cDXOH | Water Systems | 0 | 1539338.77
Existing | CZ12 | cDXOH | Refrigeration | 0 | 0
Existing | CZ12 | cDXOH | Generators | 0 | 0
Existing | CZ12 | cDXOH | Total End Uses | 7554689.79 | 1776915.91
Existing | CZ13 | cDXOH | Heating | 0 | 1949.1
Existing | CZ13 | cDXOH | Cooling | 1775233.77 | 0
Existing | CZ13 | cDXOH | Interior Lighting | 1197553.41 | 0
Existing | CZ13 | cDXOH | Exterior Lighting | 0 | 0
Existing | CZ13 | cDXOH | Interior Equipment | 3196971.72 | 234323.45
Existing | CZ13 | cDXOH | Exterior Equipment | 0 | 0
Existing | CZ13 | cDXOH | Fans | 1996277.21 | 0
Existing | CZ13 | cDXOH | Pumps | 3532.76 | 0
Existing | CZ13 | cDXOH | Heat Rejection | 0 | 0
Existing | CZ13 | cDXOH | Humidification | 0 | 0
Existing | CZ13 | cDXOH | Heat Recovery | 0 | 0
Existing | CZ13 | cDXOH | Water Systems | 0 | 1449215.58
Existing | CZ13 | cDXOH | Refrigeration | 0 | 0
Existing | CZ13 | cDXOH | Generators | 0 | 0
Existing | CZ13 | cDXOH | Total End Uses | 8169568.87 | 1685488.13
Existing | CZ14 | cDXOH | Heating | 0 | 601.05
Existing | CZ14 | cDXOH | Cooling | 2201875.55 | 0
Existing | CZ14 | cDXOH | Interior Lighting | 1197553.41 | 0
Existing | CZ14 | cDXOH | Exterior Lighting | 0 | 0
Existing | CZ14 | cDXOH | Interior Equipment | 3196971.72 | 234323.45
Existing | CZ14 | cDXOH | Exterior Equipment | 0 | 0
Existing | CZ14 | cDXOH | Fans | 2199060.44 | 0
Existing | CZ14 | cDXOH | Pumps | 3771.92 | 0
Existing | CZ14 | cDXOH | Heat Rejection | 0 | 0
Existing | CZ14 | cDXOH | Humidification | 0 | 0
Existing | CZ14 | cDXOH | Heat Recovery | 0 | 0
Existing | CZ14 | cDXOH | Water Systems | 0 | 1372258.29
Existing | CZ14 | cDXOH | Refrigeration | 0 | 0
Existing | CZ14 | cDXOH | Generators | 0 | 0
Existing | CZ14 | cDXOH | Total End Uses | 8799233.04 | 1607182.79
Existing | CZ15 | cDXOH | Heating | 0 | 16.33
Existing | CZ15 | cDXOH | Cooling | 2962594.43 | 0
Existing | CZ15 | cDXOH | Interior Lighting | 1197553.41 | 0
Existing | CZ15 | cDXOH | Exterior Lighting | 0 | 0
Existing | CZ15 | cDXOH | Interior Equipment | 3196971.72 | 234323.45
Existing | CZ15 | cDXOH | Exterior Equipment | 0 | 0
Existing | CZ15 | cDXOH | Fans | 2147323.62 | 0
Existing | CZ15 | cDXOH | Pumps | 4212.44 | 0
Existing | CZ15 | cDXOH | Heat Rejection | 0 | 0
Existing | CZ15 | cDXOH | Humidification | 0 | 0
Existing | CZ15 | cDXOH | Heat Recovery | 0 | 0
Existing | CZ15 | cDXOH | Water Systems | 0 | 1216993.06
Existing | CZ15 | cDXOH | Refrigeration | 0 | 0
Existing | CZ15 | cDXOH | Generators | 0 | 0
Existing | CZ15 | cDXOH | Total End Uses | 9508655.62 | 1451332.84
Existing | CZ16 | cDXOH | Heating | 0 | 7339.81
Existing | CZ16 | cDXOH | Cooling | 1449579.99 | 0
Existing | CZ16 | cDXOH | Interior Lighting | 1197553.41 | 0
Existing | CZ16 | cDXOH | Exterior Lighting | 0 | 0
Existing | CZ16 | cDXOH | Interior Equipment | 3196971.72 | 234323.45
Existing | CZ16 | cDXOH | Exterior Equipment | 0 | 0
Existing | CZ16 | cDXOH | Fans | 2164499.57 | 0
Existing | CZ16 | cDXOH | Pumps | 2819.35 | 0
Existing | CZ16 | cDXOH | Heat Rejection | 0 | 0
Existing | CZ16 | cDXOH | Humidification | 0 | 0
Existing | CZ16 | cDXOH | Heat Recovery | 0 | 0
Existing | CZ16 | cDXOH | Water Systems | 0 | 1625537.81
Existing | CZ16 | cDXOH | Refrigeration | 0 | 0
Existing | CZ16 | cDXOH | Generators | 0 | 0
Existing | CZ16 | cDXOH | Total End Uses | 8011424.04 | 1867201.08
New Construction | CZ01 | cDXOH | Heating | 0 | 1003.87
New Construction | CZ01 | cDXOH | Cooling | 65504.01 | 0
New Construction | CZ01 | cDXOH | Interior Lighting | 558894.68 | 0
New Construction | CZ01 | cDXOH | Exterior Lighting | 0 | 0
New Construction | CZ01 | cDXOH | Interior Equipment | 3196971.72 | 234323.45
New Construction | CZ01 | cDXOH | Exterior Equipment | 0 | 0
New Construction | CZ01 | cDXOH | Fans | 1155550.82 | 0
New Construction | CZ01 | cDXOH | Pumps | 1719.07 | 0
New Construction | CZ01 | cDXOH | Heat Rejection | 0 | 0
New Construction | CZ01 | cDXOH | Humidification | 0 | 0
New Construction | CZ01 | cDXOH | Heat Recovery | 0 | 0
New Construction | CZ01 | cDXOH | Water Systems | 0 | 1809849.63
New Construction | CZ01 | cDXOH | Refrigeration | 0 | 0
New Construction | CZ01 | cDXOH | Generators | 0 | 0
New Construction | CZ01 | cDXOH | Total End Uses | 4978640.29 | 2045176.95
New Construction | CZ02 | cDXOH | Heating | 0 | 8879.82
New Construction | CZ02 | cDXOH | Cooling | 515684.9 | 0
New Construction | CZ02 | cDXOH | Interior Lighting | 558894.68 | 0
New Construction | CZ02 | cDXOH | Exterior Lighting | 0 | 0
New Construction | CZ02 | cDXOH | Interior Equipment | 3196971.72 | 234323.45
New Construction | CZ02 | cDXOH | Exterior Equipment | 0 | 0
New Construction | CZ02 | cDXOH | Fans | 1386218.89 | 0
New Construction | CZ02 | cDXOH | Pumps | 2088.99 | 0
New Construction | CZ02 | cDXOH | Heat Rejection | 0 | 0
New Construction | CZ02 | cDXOH | Humidification | 0 | 0
New Construction | CZ02 | cDXOH | Heat Recovery | 0 | 0
New Construction | CZ02 | cDXOH | Water Systems | 0 | 1659750.97
New Construction | CZ02 | cDXOH | Refrigeration | 0 | 0
New Construction | CZ02 | cDXOH | Generators | 0 | 0
New Construction | CZ02 | cDXOH | Total End Uses | 5659859.18 | 1902954.24
New Construction | CZ03 | cDXOH | Heating | 0 | 2992.39
New Construction | CZ03 | cDXOH | Cooling | 303687.59 | 0
New Construction | CZ03 | cDXOH | Interior Lighting | 558894.68 | 0
New Construction | CZ03 | cDXOH | Exterior Lighting | 0 | 0
New Construction | CZ03 | cDXOH | Interior Equipment | 3196971.72 | 234323.45
New Construction | CZ03 | cDXOH | Exterior Equipment | 0 | 0
New Construction | CZ03 | cDXOH | Fans | 1302963.5 | 0
New Construction | CZ03 | cDXOH | Pumps | 2251.27 | 0
New Construction | CZ03 | cDXOH | Heat Rejection | 0 | 0
New Construction | CZ03 | cDXOH | Humidification | 0 | 0
New Construction | CZ03 | cDXOH | Heat Recovery | 0 | 0
New Construction | CZ03 | cDXOH | Water Systems | 0 | 1654941.18
New Construction | CZ03 | cDXOH | Refrigeration | 0 | 0
New Construction | CZ03 | cDXOH | Generators | 0 | 0
New Construction | CZ03 | cDXOH | Total End Uses | 5364768.77 | 1892257.02
New Construction | CZ04 | cDXOH | Heating | 0 | 2403.7
New Construction | CZ04 | cDXOH | Cooling | 625880.44 | 0
New Construction | CZ04 | cDXOH | Interior Lighting | 558894.68 | 0
New Construction | CZ04 | cDXOH | Exterior Lighting | 0 | 0
New Construction | CZ04 | cDXOH | Interior Equipment | 3196971.72 | 234323.45
New Construction | CZ04 | cDXOH | Exterior Equipment | 0 | 0
New Construction | CZ04 | cDXOH | Fans | 1385595.98 | 0
New Construction | CZ04 | cDXOH | Pumps | 2469.57 | 0
New Construction | CZ04 | cDXOH | Heat Rejection | 0 | 0
New Construction | CZ04 | cDXOH | Humidification | 0 | 0
New Construction | CZ04 | cDXOH | Heat Recovery | 0 | 0
New Construction | CZ04 | cDXOH | Water Systems | 0 | 1596236.88
New Construction | CZ04 | cDXOH | Refrigeration | 0 | 0
New Construction | CZ04 | cDXOH | Generators | 0 | 0
New Construction | CZ04 | cDXOH | Total End Uses | 5769812.38 | 1832964.04
New Construction | CZ05 | cDXOH | Heating | 0 | 2641.9
New Construction | CZ05 | cDXOH | Cooling | 403252.15 | 0
New Construction | CZ05 | cDXOH | Interior Lighting | 558894.68 | 0
New Construction | CZ05 | cDXOH | Exterior Lighting | 0 | 0
New Construction | CZ05 | cDXOH | Interior Equipment | 3196971.72 | 234323.45
New Construction | CZ05 | cDXOH | Exterior Equipment | 0 | 0
New Construction | CZ05 | cDXOH | Fans | 1306791.83 | 0
New Construction | CZ05 | cDXOH | Pumps | 2156.73 | 0
New Construction | CZ05 | cDXOH | Heat Rejection | 0 | 0
New Construction | CZ05 | cDXOH | Humidification | 0 | 0
New Construction | CZ05 | cDXOH | Heat Recovery | 0 | 0
New Construction | CZ05 | cDXOH | Water Systems | 0 | 1655223.82
New Construction | CZ05 | cDXOH | Refrigeration | 0 | 0
New Construction | CZ05 | cDXOH | Generators | 0 | 0
New Construction | CZ05 | cDXOH | Total End Uses | 5468067.11 | 1892189.17
New Construction | CZ06 | cDXOH | Heating | 0 | 43.37
New Construction | CZ06 | cDXOH | Cooling | 693712.32 | 0
New Construction | CZ06 | cDXOH | Interior Lighting | 558894.68 | 0
New Construction | CZ06 | cDXOH | Exterior Lighting | 0 | 0
New Construction | CZ06 | cDXOH | Interior Equipment | 3196971.72 | 234323.45
New Construction | CZ06 | cDXOH | Exterior Equipment | 0 | 0
New Construction | CZ06 | cDXOH | Fans | 1354696.51 | 0
New Construction | CZ06 | cDXOH | Pumps | 2769.38 | 0
New Construction | CZ06 | cDXOH | Heat Rejection | 0 | 0
New Construction | CZ06 | cDXOH | Humidification | 0 | 0
New Construction | CZ06 | cDXOH | Heat Recovery | 0 | 0
New Construction | CZ06 | cDXOH | Water Systems | 0 | 1524076.09
New Construction | CZ06 | cDXOH | Refrigeration | 0 | 0
New Construction | CZ06 | cDXOH | Generators | 0 | 0
New Construction | CZ06 | cDXOH | Total End Uses | 5807044.61 | 1758442.91
New Construction | CZ07 | cDXOH | Heating | 0 | 2.06
New Construction | CZ07 | cDXOH | Cooling | 776092.31 | 0
New Construction | CZ07 | cDXOH | Interior Lighting | 558894.68 | 0
New Construction | CZ07 | cDXOH | Exterior Lighting | 0 | 0
New Construction | CZ07 | cDXOH | Interior Equipment | 3196971.72 | 234323.45
New Construction | CZ07 | cDXOH | Exterior Equipment | 0 | 0
New Construction | CZ07 | cDXOH | Fans | 1319261.39 | 0
New Construction | CZ07 | cDXOH | Pumps | 2896.79 | 0
New Construction | CZ07 | cDXOH | Heat Rejection | 0 | 0
New Construction | CZ07 | cDXOH | Humidification | 0 | 0
New Construction | CZ07 | cDXOH | Heat Recovery | 0 | 0
New Construction | CZ07 | cDXOH | Water Systems | 0 | 1503192.52
New Construction | CZ07 | cDXOH | Refrigeration | 0 | 0
New Construction | CZ07 | cDXOH | Generators | 0 | 0
New Construction | CZ07 | cDXOH | Total End Uses | 5854116.89 | 1737518.04
New Construction | CZ08 | cDXOH | Heating | 0 | 196.54
New Construction | CZ08 | cDXOH | Cooling | 888141.8 | 0
New Construction | CZ08 | cDXOH | Interior Lighting | 558894.68 | 0
New Construction | CZ08 | cDXOH | Exterior Lighting | 0 | 0
New Construction | CZ08 | cDXOH | Interior Equipment | 3196971.72 | 234323.45
New Construction | CZ08 | cDXOH | Exterior Equipment | 0 | 0
New Construction | CZ08 | cDXOH | Fans | 1391821.57 | 0
New Construction | CZ08 | cDXOH | Pumps | 2952.88 | 0
New Construction | CZ08 | cDXOH | Heat Rejection | 0 | 0
New Construction | CZ08 | cDXOH | Humidification | 0 | 0
New Construction | CZ08 | cDXOH | Heat Recovery | 0 | 0
New Construction | CZ08 | cDXOH | Water Systems | 0 | 1500730.96
New Construction | CZ08 | cDXOH | Refrigeration | 0 | 0
New Construction | CZ08 | cDXOH | Generators | 0 | 0
New Construction | CZ08 | cDXOH | Total End Uses | 6038782.65 | 1735250.95
New Construction | CZ09 | cDXOH | Heating | 0 | 186.58
New Construction | CZ09 | cDXOH | Cooling | 1021404.79 | 0
New Construction | CZ09 | cDXOH | Interior Lighting | 558894.68 | 0
New Construction | CZ09 | cDXOH | Exterior Lighting | 0 | 0
New Construction | CZ09 | cDXOH | Interior Equipment | 3196971.72 | 234323.45
New Construction | CZ09 | cDXOH | Exterior Equipment | 0 | 0
New Construction | CZ09 | cDXOH | Fans | 1452612.29 | 0
New Construction | CZ09 | cDXOH | Pumps | 3100.99 | 0
New Construction | CZ09 | cDXOH | Heat Rejection | 0 | 0
New Construction | CZ09 | cDXOH | Humidification | 0 | 0
New Construction | CZ09 | cDXOH | Heat Recovery | 0 | 0
New Construction | CZ09 | cDXOH | Water Systems | 0 | 1480130.71
New Construction | CZ09 | cDXOH | Refrigeration | 0 | 0
New Construction | CZ09 | cDXOH | Generators | 0 | 0
New Construction | CZ09 | cDXOH | Total End Uses | 6232984.47 | 1714640.74
New Construction | CZ10 | cDXOH | Heating | 0 | 1775.02
New Construction | CZ10 | cDXOH | Cooling | 1288373.08 | 0
New Construction | CZ10 | cDXOH | Interior Lighting | 558894.68 | 0
New Construction | CZ10 | cDXOH | Exterior Lighting | 0 | 0
New Construction | CZ10 | cDXOH | Interior Equipment | 3196971.72 | 234323.45
New Construction | CZ10 | cDXOH | Exterior Equipment | 0 | 0
New Construction | CZ10 | cDXOH | Fans | 1519329.96 | 0
New Construction | CZ10 | cDXOH | Pumps | 2965.3 | 0
New Construction | CZ10 | cDXOH | Heat Rejection | 0 | 0
New Construction | CZ10 | cDXOH | Humidification | 0 | 0
New Construction | CZ10 | cDXOH | Heat Recovery | 0 | 0
New Construction | CZ10 | cDXOH | Water Systems | 0 | 1462645.42
New Construction | CZ10 | cDXOH | Refrigeration | 0 | 0
New Construction | CZ10 | cDXOH | Generators | 0 | 0
New Construction | CZ10 | cDXOH | Total End Uses | 6566534.74 | 1698743.9
New Construction | CZ11 | cDXOH | Heating | 0 | 786.23
New Construction | CZ11 | cDXOH | Cooling | 1217860.09 | 0
New Construction | CZ11 | cDXOH | Interior Lighting | 558894.68 | 0
New Construction | CZ11 | cDXOH | Exterior Lighting | 0 | 0
New Construction | CZ11 | cDXOH | Interior Equipment | 3196971.72 | 234323.45
New Construction | CZ11 | cDXOH | Exterior Equipment | 0 | 0
New Construction | CZ11 | cDXOH | Fans | 1348907.61 | 0
New Construction | CZ11 | cDXOH | Pumps | 2673.38 | 0
New Construction | CZ11 | cDXOH | Heat Rejection | 0 | 0
New Construction | CZ11 | cDXOH | Humidification | 0 | 0
New Construction | CZ11 | cDXOH | Heat Recovery | 0 | 0
New Construction | CZ11 | cDXOH | Water Systems | 0 | 1492110.98
New Construction | CZ11 | cDXOH | Refrigeration | 0 | 0
New Construction | CZ11 | cDXOH | Generators | 0 | 0
New Construction | CZ11 | cDXOH | Total End Uses | 6325307.48 | 1727220.66
New Construction | CZ12 | cDXOH | Heating | 0 | 1563.71
New Construction | CZ12 | cDXOH | Cooling | 1027828.69 | 0
New Construction | CZ12 | cDXOH | Interior Lighting | 558894.68 | 0
New Construction | CZ12 | cDXOH | Exterior Lighting | 0 | 0
New Construction | CZ12 | cDXOH | Interior Equipment | 3196971.72 | 234323.45
New Construction | CZ12 | cDXOH | Exterior Equipment | 0 | 0
New Construction | CZ12 | cDXOH | Fans | 1295682.96 | 0
New Construction | CZ12 | cDXOH | Pumps | 2587.06 | 0
New Construction | CZ12 | cDXOH | Heat Rejection | 0 | 0
New Construction | CZ12 | cDXOH | Humidification | 0 | 0
New Construction | CZ12 | cDXOH | Heat Recovery | 0 | 0
New Construction | CZ12 | cDXOH | Water Systems | 0 | 1537891.48
New Construction | CZ12 | cDXOH | Refrigeration | 0 | 0
New Construction | CZ12 | cDXOH | Generators | 0 | 0
New Construction | CZ12 | cDXOH | Total End Uses | 6081965.11 | 1773778.65
New Construction | CZ13 | cDXOH | Heating | 0 | 695.2
New Construction | CZ13 | cDXOH | Cooling | 1367244.87 | 0
New Construction | CZ13 | cDXOH | Interior Lighting | 558894.68 | 0
New Construction | CZ13 | cDXOH | Exterior Lighting | 0 | 0
New Construction | CZ13 | cDXOH | Interior Equipment | 3196971.72 | 234323.45
New Construction | CZ13 | cDXOH | Exterior Equipment | 0 | 0
New Construction | CZ13 | cDXOH | Fans | 1352400.38 | 0
New Construction | CZ13 | cDXOH | Pumps | 2824.23 | 0
New Construction | CZ13 | cDXOH | Heat Rejection | 0 | 0
New Construction | CZ13 | cDXOH | Humidification | 0 | 0
New Construction | CZ13 | cDXOH | Heat Recovery | 0 | 0
New Construction | CZ13 | cDXOH | Water Systems | 0 | 1447650.85
New Construction | CZ13 | cDXOH | Refrigeration | 0 | 0
New Construction | CZ13 | cDXOH | Generators | 0 | 0
New Construction | CZ13 | cDXOH | Total End Uses | 6478335.88 | 1682669.5
New Construction | CZ14 | cDXOH | Heating | 0 | 344.43
New Construction | CZ14 | cDXOH | Cooling | 1717654.46 | 0
New Construction | CZ14 | cDXOH | Interior Lighting | 558894.68 | 0
New Construction | CZ14 | cDXOH | Exterior Lighting | 0 | 0
New Construction | CZ14 | cDXOH | Interior Equipment | 3196971.72 | 234323.45
New Construction | CZ14 | cDXOH | Exterior Equipment | 0 | 0
New Construction | CZ14 | cDXOH | Fans | 1492467.35 | 0
New Construction | CZ14 | cDXOH | Pumps | 2927.37 | 0
New Construction | CZ14 | cDXOH | Heat Rejection | 0 | 0
New Construction | CZ14 | cDXOH | Humidification | 0 | 0
New Construction | CZ14 | cDXOH | Heat Recovery | 0 | 0
New Construction | CZ14 | cDXOH | Water Systems | 0 | 1370750.44
New Construction | CZ14 | cDXOH | Refrigeration | 0 | 0
New Construction | CZ14 | cDXOH | Generators | 0 | 0
New Construction | CZ14 | cDXOH | Total End Uses | 6968915.58 | 1605418.32
New Construction | CZ15 | cDXOH | Heating | 0 | 0.02
New Construction | CZ15 | cDXOH | Cooling | 2319866.14 | 0
New Construction | CZ15 | cDXOH | Interior Lighting | 558894.68 | 0
New Construction | CZ15 | cDXOH | Exterior Lighting | 0 | 0
New Construction | CZ15 | cDXOH | Interior Equipment | 3196971.72 | 234323.45
New Construction | CZ15 | cDXOH | Exterior Equipment | 0 | 0
New Construction | CZ15 | cDXOH | Fans | 1433985.96 | 0
New Construction | CZ15 | cDXOH | Pumps | 3278.56 | 0
New Construction | CZ15 | cDXOH | Heat Rejection | 0 | 0
New Construction | CZ15 | cDXOH | Humidification | 0 | 0
New Construction | CZ15 | cDXOH | Heat Recovery | 0 | 0
New Construction | CZ15 | cDXOH | Water Systems | 0 | 1214996.58
New Construction | CZ15 | cDXOH | Refrigeration | 0 | 0
New Construction | CZ15 | cDXOH | Generators | 0 | 0
New Construction | CZ15 | cDXOH | Total End Uses | 7512997.06 | 1449320.04
New Construction | CZ16 | cDXOH | Heating | 0 | 4990.62
New Construction | CZ16 | cDXOH | Cooling | 1151488.29 | 0
New Construction | CZ16 | cDXOH | Interior Lighting | 558894.68 | 0
New Construction | CZ16 | cDXOH | Exterior Lighting | 0 | 0
New Construction | CZ16 | cDXOH | Interior Equipment | 3196971.72 | 234323.45
New Construction | CZ16 | cDXOH | Exterior Equipment | 0 | 0
New Construction | CZ16 | cDXOH | Fans | 1522844.37 | 0
New Construction | CZ16 | cDXOH | Pumps | 2264.17 | 0
New Construction | CZ16 | cDXOH | Heat Rejection | 0 | 0
New Construction | CZ16 | cDXOH | Humidification | 0 | 0
New Construction | CZ16 | cDXOH | Heat Recovery | 0 | 0
New Construction | CZ16 | cDXOH | Water Systems | 0 | 1624087.73
New Construction | CZ16 | cDXOH | Refrigeration | 0 | 0
New Construction | CZ16 | cDXOH | Generators | 0 | 0
New Construction | CZ16 | cDXOH | Total End Uses | 6432463.22 | 1863401.8
Existing | CZ01 | cPVVG | Heating | 0 | 849980.85
Existing | CZ01 | cPVVG | Cooling | 96395.92 | 0
Existing | CZ01 | cPVVG | Interior Lighting | 1197553.41 | 0
Existing | CZ01 | cPVVG | Exterior Lighting | 0 | 0
Existing | CZ01 | cPVVG | Interior Equipment | 3196971.72 | 234323.45
Existing | CZ01 | cPVVG | Exterior Equipment | 0 | 0
Existing | CZ01 | cPVVG | Fans | 697286.04 | 0
Existing | CZ01 | cPVVG | Pumps | 2220.94 | 0
Existing | CZ01 | cPVVG | Heat Rejection | 0 | 0
Existing | CZ01 | cPVVG | Humidification | 0 | 0
Existing | CZ01 | cPVVG | Heat Recovery | 0 | 0
Existing | CZ01 | cPVVG | Water Systems | 0 | 1810886.55
Existing | CZ01 | cPVVG | Refrigeration | 0 | 0
Existing | CZ01 | cPVVG | Generators | 0 | 0
Existing | CZ01 | cPVVG | Total End Uses | 5190428.03 | 2895190.86
Existing | CZ02 | cPVVG | Heating | 0 | 549080.75
Existing | CZ02 | cPVVG | Cooling | 648588.25 | 0
Existing | CZ02 | cPVVG | Interior Lighting | 1197553.41 | 0
Existing | CZ02 | cPVVG | Exterior Lighting | 0 | 0
Existing | CZ02 | cPVVG | Interior Equipment | 3196971.72 | 234323.45
Existing | CZ02 | cPVVG | Exterior Equipment | 0 | 0
Existing | CZ02 | cPVVG | Fans | 865020.09 | 0
Existing | CZ02 | cPVVG | Pumps | 2803.54 | 0
Existing | CZ02 | cPVVG | Heat Rejection | 0 | 0
Existing | CZ02 | cPVVG | Humidification | 0 | 0
Existing | CZ02 | cPVVG | Heat Recovery | 0 | 0
Existing | CZ02 | cPVVG | Water Systems | 0 | 1661094.62
Existing | CZ02 | cPVVG | Refrigeration | 0 | 0
Existing | CZ02 | cPVVG | Generators | 0 | 0
Existing | CZ02 | cPVVG | Total End Uses | 5910937.01 | 2444498.82
Existing | CZ03 | cPVVG | Heating | 0 | 318214.29
Existing | CZ03 | cPVVG | Cooling | 427954.78 | 0
Existing | CZ03 | cPVVG | Interior Lighting | 1197553.41 | 0
Existing | CZ03 | cPVVG | Exterior Lighting | 0 | 0
Existing | CZ03 | cPVVG | Interior Equipment | 3196971.72 | 234323.45
Existing | CZ03 | cPVVG | Exterior Equipment | 0 | 0
Existing | CZ03 | cPVVG | Fans | 803805.22 | 0
Existing | CZ03 | cPVVG | Pumps | 2965.56 | 0
Existing | CZ03 | cPVVG | Heat Rejection | 0 | 0
Existing | CZ03 | cPVVG | Humidification | 0 | 0
Existing | CZ03 | cPVVG | Heat Recovery | 0 | 0
Existing | CZ03 | cPVVG | Water Systems | 0 | 1656237.18
Existing | CZ03 | cPVVG | Refrigeration | 0 | 0
Existing | CZ03 | cPVVG | Generators | 0 | 0
Existing | CZ03 | cPVVG | Total End Uses | 5629250.69 | 2208774.93
Existing | CZ04 | cPVVG | Heating | 0 | 289567.22
Existing | CZ04 | cPVVG | Cooling | 780184.21 | 0
Existing | CZ04 | cPVVG | Interior Lighting | 1197553.41 | 0
Existing | CZ04 | cPVVG | Exterior Lighting | 0 | 0
Existing | CZ04 | cPVVG | Interior Equipment | 3196971.72 | 234323.45
Existing | CZ04 | cPVVG | Exterior Equipment | 0 | 0
Existing | CZ04 | cPVVG | Fans | 899026.29 | 0
Existing | CZ04 | cPVVG | Pumps | 3159.75 | 0
Existing | CZ04 | cPVVG | Heat Rejection | 0 | 0
Existing | CZ04 | cPVVG | Humidification | 0 | 0
Existing | CZ04 | cPVVG | Heat Recovery | 0 | 0
Existing | CZ04 | cPVVG | Water Systems | 0 | 1597065.67
Existing | CZ04 | cPVVG | Refrigeration | 0 | 0
Existing | CZ04 | cPVVG | Generators | 0 | 0
Existing | CZ04 | cPVVG | Total End Uses | 6076895.38 | 2120956.34
Existing | CZ05 | cPVVG | Heating | 0 | 282420.87
Existing | CZ05 | cPVVG | Cooling | 544392.72 | 0
Existing | CZ05 | cPVVG | Interior Lighting | 1197553.41 | 0
Existing | CZ05 | cPVVG | Exterior Lighting | 0 | 0
Existing | CZ05 | cPVVG | Interior Equipment | 3196971.72 | 234323.45
Existing | CZ05 | cPVVG | Exterior Equipment | 0 | 0
Existing | CZ05 | cPVVG | Fans | 852929.62 | 0
Existing | CZ05 | cPVVG | Pumps | 2824.26 | 0
Existing | CZ05 | cPVVG | Heat Rejection | 0 | 0
Existing | CZ05 | cPVVG | Humidification | 0 | 0
Existing | CZ05 | cPVVG | Heat Recovery | 0 | 0
Existing | CZ05 | cPVVG | Water Systems | 0 | 1656282.71
Existing | CZ05 | cPVVG | Refrigeration | 0 | 0
Existing | CZ05 | cPVVG | Generators | 0 | 0
Existing | CZ05 | cPVVG | Total End Uses | 5794671.73 | 2173027.04
Existing | CZ06 | cPVVG | Heating | 0 | 67598.2
Existing | CZ06 | cPVVG | Cooling | 896035.85 | 0
Existing | CZ06 | cPVVG | Interior Lighting | 1197553.41 | 0
Existing | CZ06 | cPVVG | Exterior Lighting | 0 | 0
Existing | CZ06 | cPVVG | Interior Equipment | 3196971.72 | 234323.45
Existing | CZ06 | cPVVG | Exterior Equipment | 0 | 0
Existing | CZ06 | cPVVG | Fans | 947991.35 | 0
Existing | CZ06 | cPVVG | Pumps | 3285.06 | 0
Existing | CZ06 | cPVVG | Heat Rejection | 0 | 0
Existing | CZ06 | cPVVG | Humidification | 0 | 0
Existing | CZ06 | cPVVG | Heat Recovery | 0 | 0
Existing | CZ06 | cPVVG | Water Systems | 0 | 1525067.34
Existing | CZ06 | cPVVG | Refrigeration | 0 | 0
Existing | CZ06 | cPVVG | Generators | 0 | 0
Existing | CZ06 | cPVVG | Total End Uses | 6241837.39 | 1826988.98
Existing | CZ07 | cPVVG | Heating | 0 | 68281.45
Existing | CZ07 | cPVVG | Cooling | 977698.34 | 0
Existing | CZ07 | cPVVG | Interior Lighting | 1197553.41 | 0
Existing | CZ07 | cPVVG | Exterior Lighting | 0 | 0
Existing | CZ07 | cPVVG | Interior Equipment | 3196971.72 | 234323.45
Existing | CZ07 | cPVVG | Exterior Equipment | 0 | 0
Existing | CZ07 | cPVVG | Fans | 920284.61 | 0
Existing | CZ07 | cPVVG | Pumps | 3434.62 | 0
Existing | CZ07 | cPVVG | Heat Rejection | 0 | 0
Existing | CZ07 | cPVVG | Humidification | 0 | 0
Existing | CZ07 | cPVVG | Heat Recovery | 0 | 0
Existing | CZ07 | cPVVG | Water Systems | 0 | 1504267.17
Existing | CZ07 | cPVVG | Refrigeration | 0 | 0
Existing | CZ07 | cPVVG | Generators | 0 | 0
Existing | CZ07 | cPVVG | Total End Uses | 6295942.7 | 1806872.08
Existing | CZ08 | cPVVG | Heating | 0 | 90891.41
Existing | CZ08 | cPVVG | Cooling | 1103782.18 | 0
Existing | CZ08 | cPVVG | Interior Lighting | 1197553.41 | 0
Existing | CZ08 | cPVVG | Exterior Lighting | 0 | 0
Existing | CZ08 | cPVVG | Interior Equipment | 3196971.72 | 234323.45
Existing | CZ08 | cPVVG | Exterior Equipment | 0 | 0
Existing | CZ08 | cPVVG | Fans | 959594.39 | 0
Existing | CZ08 | cPVVG | Pumps | 3509.32 | 0
Existing | CZ08 | cPVVG | Heat Rejection | 0 | 0
Existing | CZ08 | cPVVG | Humidification | 0 | 0
Existing | CZ08 | cPVVG | Heat Recovery | 0 | 0
Existing | CZ08 | cPVVG | Water Systems | 0 | 1501704.93
Existing | CZ08 | cPVVG | Refrigeration | 0 | 0
Existing | CZ08 | cPVVG | Generators | 0 | 0
Existing | CZ08 | cPVVG | Total End Uses | 6461411.02 | 1826919.79
Existing | CZ09 | cPVVG | Heating | 0 | 69195.53
Existing | CZ09 | cPVVG | Cooling | 1254610.94 | 0
Existing | CZ09 | cPVVG | Interior Lighting | 1197553.41 | 0
Existing | CZ09 | cPVVG | Exterior Lighting | 0 | 0
Existing | CZ09 | cPVVG | Interior Equipment | 3196971.72 | 234323.45
Existing | CZ09 | cPVVG | Exterior Equipment | 0 | 0
Existing | CZ09 | cPVVG | Fans | 1031425.71 | 0
Existing | CZ09 | cPVVG | Pumps | 3656.9 | 0
Existing | CZ09 | cPVVG | Heat Rejection | 0 | 0
Existing | CZ09 | cPVVG | Humidification | 0 | 0
Existing | CZ09 | cPVVG | Heat Recovery | 0 | 0
Existing | CZ09 | cPVVG | Water Systems | 0 | 1480816.28
Existing | CZ09 | cPVVG | Refrigeration | 0 | 0
Existing | CZ09 | cPVVG | Generators | 0 | 0
Existing | CZ09 | cPVVG | Total End Uses | 6684218.68 | 1784335.26
Existing | CZ10 | cPVVG | Heating | 0 | 234990.58
Existing | CZ10 | cPVVG | Cooling | 1469415.49 | 0
Existing | CZ10 | cPVVG | Interior Lighting | 1197553.41 | 0
Existing | CZ10 | cPVVG | Exterior Lighting | 0 | 0
Existing | CZ10 | cPVVG | Interior Equipment | 3196971.72 | 234323.45
Existing | CZ10 | cPVVG | Exterior Equipment | 0 | 0
Existing | CZ10 | cPVVG | Fans | 1071369.28 | 0
Existing | CZ10 | cPVVG | Pumps | 3526.87 | 0
Existing | CZ10 | cPVVG | Heat Rejection | 0 | 0
Existing | CZ10 | cPVVG | Humidification | 0 | 0
Existing | CZ10 | cPVVG | Heat Recovery | 0 | 0
Existing | CZ10 | cPVVG | Water Systems | 0 | 1463886.17
Existing | CZ10 | cPVVG | Refrigeration | 0 | 0
Existing | CZ10 | cPVVG | Generators | 0 | 0
Existing | CZ10 | cPVVG | Total End Uses | 6938836.77 | 1933200.2
Existing | CZ11 | cPVVG | Heating | 0 | 544172.62
Existing | CZ11 | cPVVG | Cooling | 1517679.88 | 0
Existing | CZ11 | cPVVG | Interior Lighting | 1197553.41 | 0
Existing | CZ11 | cPVVG | Exterior Lighting | 0 | 0
Existing | CZ11 | cPVVG | Interior Equipment | 3196971.72 | 234323.45
Existing | CZ11 | cPVVG | Exterior Equipment | 0 | 0
Existing | CZ11 | cPVVG | Fans | 1095295.45 | 0
Existing | CZ11 | cPVVG | Pumps | 3388.61 | 0
Existing | CZ11 | cPVVG | Heat Rejection | 0 | 0
Existing | CZ11 | cPVVG | Humidification | 0 | 0
Existing | CZ11 | cPVVG | Heat Recovery | 0 | 0
Existing | CZ11 | cPVVG | Water Systems | 0 | 1493488.84
Existing | CZ11 | cPVVG | Refrigeration | 0 | 0
Existing | CZ11 | cPVVG | Generators | 0 | 0
Existing | CZ11 | cPVVG | Total End Uses | 7010889.07 | 2271984.92
Existing | CZ12 | cPVVG | Heating | 0 | 478146.59
Existing | CZ12 | cPVVG | Cooling | 1273767.78 | 0
Existing | CZ12 | cPVVG | Interior Lighting | 1197553.41 | 0
Existing | CZ12 | cPVVG | Exterior Lighting | 0 | 0
Existing | CZ12 | cPVVG | Interior Equipment | 3196971.72 | 234323.45
Existing | CZ12 | cPVVG | Exterior Equipment | 0 | 0
Existing | CZ12 | cPVVG | Fans | 992911.3 | 0
Existing | CZ12 | cPVVG | Pumps | 3215.51 | 0
Existing | CZ12 | cPVVG | Heat Rejection | 0 | 0
Existing | CZ12 | cPVVG | Humidification | 0 | 0
Existing | CZ12 | cPVVG | Heat Recovery | 0 | 0
Existing | CZ12 | cPVVG | Water Systems | 0 | 1539200.98
Existing | CZ12 | cPVVG | Refrigeration | 0 | 0
Existing | CZ12 | cPVVG | Generators | 0 | 0
Existing | CZ12 | cPVVG | Total End Uses | 6664419.72 | 2251671.02
Existing | CZ13 | cPVVG | Heating | 0 | 356334.99
Existing | CZ13 | cPVVG | Cooling | 1702562.63 | 0
Existing | CZ13 | cPVVG | Interior Lighting | 1197553.41 | 0
Existing | CZ13 | cPVVG | Exterior Lighting | 0 | 0
Existing | CZ13 | cPVVG | Interior Equipment | 3196971.72 | 234323.45
Existing | CZ13 | cPVVG | Exterior Equipment | 0 | 0
Existing | CZ13 | cPVVG | Fans | 1113916.49 | 0
Existing | CZ13 | cPVVG | Pumps | 3559.89 | 0
Existing | CZ13 | cPVVG | Heat Rejection | 0 | 0
Existing | CZ13 | cPVVG | Humidification | 0 | 0
Existing | CZ13 | cPVVG | Heat Recovery | 0 | 0
Existing | CZ13 | cPVVG | Water Systems | 0 | 1449130.66
Existing | CZ13 | cPVVG | Refrigeration | 0 | 0
Existing | CZ13 | cPVVG | Generators | 0 | 0
Existing | CZ13 | cPVVG | Total End Uses | 7214564.13 | 2039789.1
Existing | CZ14 | cPVVG | Heating | 0 | 201955.69
Existing | CZ14 | cPVVG | Cooling | 2090797.44 | 0
Existing | CZ14 | cPVVG | Interior Lighting | 1197553.41 | 0
Existing | CZ14 | cPVVG | Exterior Lighting | 0 | 0
Existing | CZ14 | cPVVG | Interior Equipment | 3196971.72 | 234323.45
Existing | CZ14 | cPVVG | Exterior Equipment | 0 | 0
Existing | CZ14 | cPVVG | Fans | 1273782.44 | 0
Existing | CZ14 | cPVVG | Pumps | 3764.68 | 0
Existing | CZ14 | cPVVG | Heat Rejection | 0 | 0
Existing | CZ14 | cPVVG | Humidification | 0 | 0
Existing | CZ14 | cPVVG | Heat Recovery | 0 | 0
Existing | CZ14 | cPVVG | Water Systems | 0 | 1372206.77
Existing | CZ14 | cPVVG | Refrigeration | 0 | 0
Existing | CZ14 | cPVVG | Generators | 0 | 0
Existing | CZ14 | cPVVG | Total End Uses | 7762869.69 | 1808485.92
Existing | CZ15 | cPVVG | Heating | 0 | 66306.37
Existing | CZ15 | cPVVG | Cooling | 2830295.83 | 0
Existing | CZ15 | cPVVG | Interior Lighting | 1197553.41 | 0
Existing | CZ15 | cPVVG | Exterior Lighting | 0 | 0
Existing | CZ15 | cPVVG | Interior Equipment | 3196971.72 | 234323.45
Existing | CZ15 | cPVVG | Exterior Equipment | 0 | 0
Existing | CZ15 | cPVVG | Fans | 1310257.58 | 0
Existing | CZ15 | cPVVG | Pumps | 4210.62 | 0
Existing | CZ15 | cPVVG | Heat Rejection | 0 | 0
Existing | CZ15 | cPVVG | Humidification | 0 | 0
Existing | CZ15 | cPVVG | Heat Recovery | 0 | 0
Existing | CZ15 | cPVVG | Water Systems | 0 | 1216892.96
Existing | CZ15 | cPVVG | Refrigeration | 0 | 0
Existing | CZ15 | cPVVG | Generators | 0 | 0
Existing | CZ15 | cPVVG | Total End Uses | 8539289.17 | 1517522.77
Existing | CZ16 | cPVVG | Heating | 0 | 703795.2
Existing | CZ16 | cPVVG | Cooling | 1389546.53 | 0
Existing | CZ16 | cPVVG | Interior Lighting | 1197553.41 | 0
Existing | CZ16 | cPVVG | Exterior Lighting | 0 | 0
Existing | CZ16 | cPVVG | Interior Equipment | 3196971.72 | 234323.45
Existing | CZ16 | cPVVG | Exterior Equipment | 0 | 0
Existing | CZ16 | cPVVG | Fans | 1192666.92 | 0
Existing | CZ16 | cPVVG | Pumps | 2865.57 | 0
Existing | CZ16 | cPVVG | Heat Rejection | 0 | 0
Existing | CZ16 | cPVVG | Humidification | 0 | 0
Existing | CZ16 | cPVVG | Heat Recovery | 0 | 0
Existing | CZ16 | cPVVG | Water Systems | 0 | 1625474.31
Existing | CZ16 | cPVVG | Refrigeration | 0 | 0
Existing | CZ16 | cPVVG | Generators | 0 | 0
Existing | CZ16 | cPVVG | Total End Uses | 6979604.15 | 2563592.96
New Construction | CZ01 | cPVVG | Heating | 0 | 978218.57
New Construction | CZ01 | cPVVG | Cooling | 75260.74 | 0
New Construction | CZ01 | cPVVG | Interior Lighting | 558894.68 | 0
New Construction | CZ01 | cPVVG | Exterior Lighting | 0 | 0
New Construction | CZ01 | cPVVG | Interior Equipment | 3196971.72 | 234323.45
New Construction | CZ01 | cPVVG | Exterior Equipment | 0 | 0
New Construction | CZ01 | cPVVG | Fans | 566604.66 | 0
New Construction | CZ01 | cPVVG | Pumps | 1843 | 0
New Construction | CZ01 | cPVVG | Heat Rejection | 0 | 0
New Construction | CZ01 | cPVVG | Humidification | 0 | 0
New Construction | CZ01 | cPVVG | Heat Recovery | 0 | 0
New Construction | CZ01 | cPVVG | Water Systems | 0 | 1809536.03
New Construction | CZ01 | cPVVG | Refrigeration | 0 | 0
New Construction | CZ01 | cPVVG | Generators | 0 | 0
New Construction | CZ01 | cPVVG | Total End Uses | 4399574.81 | 3022078.04
New Construction | CZ02 | cPVVG | Heating | 0 | 784956.25
New Construction | CZ02 | cPVVG | Cooling | 508214.87 | 0
New Construction | CZ02 | cPVVG | Interior Lighting | 558894.68 | 0
New Construction | CZ02 | cPVVG | Exterior Lighting | 0 | 0
New Construction | CZ02 | cPVVG | Interior Equipment | 3196971.72 | 234323.45
New Construction | CZ02 | cPVVG | Exterior Equipment | 0 | 0
New Construction | CZ02 | cPVVG | Fans | 700665.1 | 0
New Construction | CZ02 | cPVVG | Pumps | 2149.79 | 0
New Construction | CZ02 | cPVVG | Heat Rejection | 0 | 0
New Construction | CZ02 | cPVVG | Humidification | 0 | 0
New Construction | CZ02 | cPVVG | Heat Recovery | 0 | 0
New Construction | CZ02 | cPVVG | Water Systems | 0 | 1659635.37
New Construction | CZ02 | cPVVG | Refrigeration | 0 | 0
New Construction | CZ02 | cPVVG | Generators | 0 | 0
New Construction | CZ02 | cPVVG | Total End Uses | 4966896.15 | 2678915.07
New Construction | CZ03 | cPVVG | Heating | 0 | 524480.85
New Construction | CZ03 | cPVVG | Cooling | 316076.64 | 0
New Construction | CZ03 | cPVVG | Interior Lighting | 558894.68 | 0
New Construction | CZ03 | cPVVG | Exterior Lighting | 0 | 0
New Construction | CZ03 | cPVVG | Interior Equipment | 3196971.72 | 234323.45
New Construction | CZ03 | cPVVG | Exterior Equipment | 0 | 0
New Construction | CZ03 | cPVVG | Fans | 642993.04 | 0
New Construction | CZ03 | cPVVG | Pumps | 2301.68 | 0
New Construction | CZ03 | cPVVG | Heat Rejection | 0 | 0
New Construction | CZ03 | cPVVG | Humidification | 0 | 0
New Construction | CZ03 | cPVVG | Heat Recovery | 0 | 0
New Construction | CZ03 | cPVVG | Water Systems | 0 | 1654848.18
New Construction | CZ03 | cPVVG | Refrigeration | 0 | 0
New Construction | CZ03 | cPVVG | Generators | 0 | 0
New Construction | CZ03 | cPVVG | Total End Uses | 4717237.76 | 2413652.49
New Construction | CZ04 | cPVVG | Heating | 0 | 454811.69
New Construction | CZ04 | cPVVG | Cooling | 613048.46 | 0
New Construction | CZ04 | cPVVG | Interior Lighting | 558894.68 | 0
New Construction | CZ04 | cPVVG | Exterior Lighting | 0 | 0
New Construction | CZ04 | cPVVG | Interior Equipment | 3196971.72 | 234323.45
New Construction | CZ04 | cPVVG | Exterior Equipment | 0 | 0
New Construction | CZ04 | cPVVG | Fans | 720861.86 | 0
New Construction | CZ04 | cPVVG | Pumps | 2506.04 | 0
New Construction | CZ04 | cPVVG | Heat Rejection | 0 | 0
New Construction | CZ04 | cPVVG | Humidification | 0 | 0
New Construction | CZ04 | cPVVG | Heat Recovery | 0 | 0
New Construction | CZ04 | cPVVG | Water Systems | 0 | 1596247.2
New Construction | CZ04 | cPVVG | Refrigeration | 0 | 0
New Construction | CZ04 | cPVVG | Generators | 0 | 0
New Construction | CZ04 | cPVVG | Total End Uses | 5092282.76 | 2285382.34
New Construction | CZ05 | cPVVG | Heating | 0 | 489732.19
New Construction | CZ05 | cPVVG | Cooling | 409290.45 | 0
New Construction | CZ05 | cPVVG | Interior Lighting | 558894.68 | 0
New Construction | CZ05 | cPVVG | Exterior Lighting | 0 | 0
New Construction | CZ05 | cPVVG | Interior Equipment | 3196971.72 | 234323.45
New Construction | CZ05 | cPVVG | Exterior Equipment | 0 | 0
New Construction | CZ05 | cPVVG | Fans | 675867.36 | 0
New Construction | CZ05 | cPVVG | Pumps | 2181.52 | 0
New Construction | CZ05 | cPVVG | Heat Rejection | 0 | 0
New Construction | CZ05 | cPVVG | Humidification | 0 | 0
New Construction | CZ05 | cPVVG | Heat Recovery | 0 | 0
New Construction | CZ05 | cPVVG | Water Systems | 0 | 1655393
New Construction | CZ05 | cPVVG | Refrigeration | 0 | 0
New Construction | CZ05 | cPVVG | Generators | 0 | 0
New Construction | CZ05 | cPVVG | Total End Uses | 4843205.72 | 2379448.64
New Construction | CZ06 | cPVVG | Heating | 0 | 129025.61
New Construction | CZ06 | cPVVG | Cooling | 693229.75 | 0
New Construction | CZ06 | cPVVG | Interior Lighting | 558894.68 | 0
New Construction | CZ06 | cPVVG | Exterior Lighting | 0 | 0
New Construction | CZ06 | cPVVG | Interior Equipment | 3196971.72 | 234323.45
New Construction | CZ06 | cPVVG | Exterior Equipment | 0 | 0
New Construction | CZ06 | cPVVG | Fans | 747525.28 | 0
New Construction | CZ06 | cPVVG | Pumps | 2770.29 | 0
New Construction | CZ06 | cPVVG | Heat Rejection | 0 | 0
New Construction | CZ06 | cPVVG | Humidification | 0 | 0
New Construction | CZ06 | cPVVG | Heat Recovery | 0 | 0
New Construction | CZ06 | cPVVG | Water Systems | 0 | 1523925.18
New Construction | CZ06 | cPVVG | Refrigeration | 0 | 0
New Construction | CZ06 | cPVVG | Generators | 0 | 0
New Construction | CZ06 | cPVVG | Total End Uses | 5199391.72 | 1887274.23
New Construction | CZ07 | cPVVG | Heating | 0 | 121299.41
New Construction | CZ07 | cPVVG | Cooling | 758359.19 | 0
New Construction | CZ07 | cPVVG | Interior Lighting | 558894.68 | 0
New Construction | CZ07 | cPVVG | Exterior Lighting | 0 | 0
New Construction | CZ07 | cPVVG | Interior Equipment | 3196971.72 | 234323.45
New Construction | CZ07 | cPVVG | Exterior Equipment | 0 | 0
New Construction | CZ07 | cPVVG | Fans | 726262.85 | 0
New Construction | CZ07 | cPVVG | Pumps | 2899.39 | 0
New Construction | CZ07 | cPVVG | Heat Rejection | 0 | 0
New Construction | CZ07 | cPVVG | Humidification | 0 | 0
New Construction | CZ07 | cPVVG | Heat Recovery | 0 | 0
New Construction | CZ07 | cPVVG | Water Systems | 0 | 1503481.11
New Construction | CZ07 | cPVVG | Refrigeration | 0 | 0
New Construction | CZ07 | cPVVG | Generators | 0 | 0
New Construction | CZ07 | cPVVG | Total End Uses | 5243387.83 | 1859103.98
New Construction | CZ08 | cPVVG | Heating | 0 | 162299.34
New Construction | CZ08 | cPVVG | Cooling | 871090.14 | 0
New Construction | CZ08 | cPVVG | Interior Lighting | 558894.68 | 0
New Construction | CZ08 | cPVVG | Exterior Lighting | 0 | 0
New Construction | CZ08 | cPVVG | Interior Equipment | 3196971.72 | 234323.45
New Construction | CZ08 | cPVVG | Exterior Equipment | 0 | 0
New Construction | CZ08 | cPVVG | Fans | 762285.07 | 0
New Construction | CZ08 | cPVVG | Pumps | 2959.52 | 0
New Construction | CZ08 | cPVVG | Heat Rejection | 0 | 0
New Construction | CZ08 | cPVVG | Humidification | 0 | 0
New Construction | CZ08 | cPVVG | Heat Recovery | 0 | 0
New Construction | CZ08 | cPVVG | Water Systems | 0 | 1500684.68
New Construction | CZ08 | cPVVG | Refrigeration | 0 | 0
New Construction | CZ08 | cPVVG | Generators | 0 | 0
New Construction | CZ08 | cPVVG | Total End Uses | 5392201.12 | 1897307.48
New Construction | CZ09 | cPVVG | Heating | 0 | 128717.45
New Construction | CZ09 | cPVVG | Cooling | 987921.6 | 0
New Construction | CZ09 | cPVVG | Interior Lighting | 558894.68 | 0
New Construction | CZ09 | cPVVG | Exterior Lighting | 0 | 0
New Construction | CZ09 | cPVVG | Interior Equipment | 3196971.72 | 234323.45
New Construction | CZ09 | cPVVG | Exterior Equipment | 0 | 0
New Construction | CZ09 | cPVVG | Fans | 810572.67 | 0
New Construction | CZ09 | cPVVG | Pumps | 3102.63 | 0
New Construction | CZ09 | cPVVG | Heat Rejection | 0 | 0
New Construction | CZ09 | cPVVG | Humidification | 0 | 0
New Construction | CZ09 | cPVVG | Heat Recovery | 0 | 0
New Construction | CZ09 | cPVVG | Water Systems | 0 | 1480015.1
New Construction | CZ09 | cPVVG | Refrigeration | 0 | 0
New Construction | CZ09 | cPVVG | Generators | 0 | 0
New Construction | CZ09 | cPVVG | Total End Uses | 5557463.29 | 1843056
New Construction | CZ10 | cPVVG | Heating | 0 | 320731.37
New Construction | CZ10 | cPVVG | Cooling | 1245541.23 | 0
New Construction | CZ10 | cPVVG | Interior Lighting | 558894.68 | 0
New Construction | CZ10 | cPVVG | Exterior Lighting | 0 | 0
New Construction | CZ10 | cPVVG | Interior Equipment | 3196971.72 | 234323.45
New Construction | CZ10 | cPVVG | Exterior Equipment | 0 | 0
New Construction | CZ10 | cPVVG | Fans | 857616.55 | 0
New Construction | CZ10 | cPVVG | Pumps | 2984.59 | 0
New Construction | CZ10 | cPVVG | Heat Rejection | 0 | 0
New Construction | CZ10 | cPVVG | Humidification | 0 | 0
New Construction | CZ10 | cPVVG | Heat Recovery | 0 | 0
New Construction | CZ10 | cPVVG | Water Systems | 0 | 1462509.4
New Construction | CZ10 | cPVVG | Refrigeration | 0 | 0
New Construction | CZ10 | cPVVG | Generators | 0 | 0
New Construction | CZ10 | cPVVG | Total End Uses | 5862008.76 | 2017564.23
New Construction | CZ11 | cPVVG | Heating | 0 | 518832.34
New Construction | CZ11 | cPVVG | Cooling | 1185965.49 | 0
New Construction | CZ11 | cPVVG | Interior Lighting | 558894.68 | 0
New Construction | CZ11 | cPVVG | Exterior Lighting | 0 | 0
New Construction | CZ11 | cPVVG | Interior Equipment | 3196971.72 | 234323.45
New Construction | CZ11 | cPVVG | Exterior Equipment | 0 | 0
New Construction | CZ11 | cPVVG | Fans | 788398.06 | 0
New Construction | CZ11 | cPVVG | Pumps | 2766.79 | 0
New Construction | CZ11 | cPVVG | Heat Rejection | 0 | 0
New Construction | CZ11 | cPVVG | Humidification | 0 | 0
New Construction | CZ11 | cPVVG | Heat Recovery | 0 | 0
New Construction | CZ11 | cPVVG | Water Systems | 0 | 1491867.54
New Construction | CZ11 | cPVVG | Refrigeration | 0 | 0
New Construction | CZ11 | cPVVG | Generators | 0 | 0
New Construction | CZ11 | cPVVG | Total End Uses | 5732996.74 | 2245023.33
New Construction | CZ12 | cPVVG | Heating | 0 | 487783.01
New Construction | CZ12 | cPVVG | Cooling | 1004817.93 | 0
New Construction | CZ12 | cPVVG | Interior Lighting | 558894.68 | 0
New Construction | CZ12 | cPVVG | Exterior Lighting | 0 | 0
New Construction | CZ12 | cPVVG | Interior Equipment | 3196971.72 | 234323.45
New Construction | CZ12 | cPVVG | Exterior Equipment | 0 | 0
New Construction | CZ12 | cPVVG | Fans | 741925.52 | 0
New Construction | CZ12 | cPVVG | Pumps | 2669.73 | 0
New Construction | CZ12 | cPVVG | Heat Rejection | 0 | 0
New Construction | CZ12 | cPVVG | Humidification | 0 | 0
New Construction | CZ12 | cPVVG | Heat Recovery | 0 | 0
New Construction | CZ12 | cPVVG | Water Systems | 0 | 1537849.07
New Construction | CZ12 | cPVVG | Refrigeration | 0 | 0
New Construction | CZ12 | cPVVG | Generators | 0 | 0
New Construction | CZ12 | cPVVG | Total End Uses | 5505279.57 | 2259955.53
New Construction | CZ13 | cPVVG | Heating | 0 | 373762.89
New Construction | CZ13 | cPVVG | Cooling | 1333222.2 | 0
New Construction | CZ13 | cPVVG | Interior Lighting | 558894.68 | 0
New Construction | CZ13 | cPVVG | Exterior Lighting | 0 | 0
New Construction | CZ13 | cPVVG | Interior Equipment | 3196971.72 | 234323.45
New Construction | CZ13 | cPVVG | Exterior Equipment | 0 | 0
New Construction | CZ13 | cPVVG | Fans | 808088.32 | 0
New Construction | CZ13 | cPVVG | Pumps | 2888.72 | 0
New Construction | CZ13 | cPVVG | Heat Rejection | 0 | 0
New Construction | CZ13 | cPVVG | Humidification | 0 | 0
New Construction | CZ13 | cPVVG | Heat Recovery | 0 | 0
New Construction | CZ13 | cPVVG | Water Systems | 0 | 1447754.72
New Construction | CZ13 | cPVVG | Refrigeration | 0 | 0
New Construction | CZ13 | cPVVG | Generators | 0 | 0
New Construction | CZ13 | cPVVG | Total End Uses | 5900065.64 | 2055841.06
New Construction | CZ14 | cPVVG | Heating | 0 | 229351.37
New Construction | CZ14 | cPVVG | Cooling | 1662925.47 | 0
New Construction | CZ14 | cPVVG | Interior Lighting | 558894.68 | 0
New Construction | CZ14 | cPVVG | Exterior Lighting | 0 | 0
New Construction | CZ14 | cPVVG | Interior Equipment | 3196971.72 | 234323.45
New Construction | CZ14 | cPVVG | Exterior Equipment | 0 | 0
New Construction | CZ14 | cPVVG | Fans | 929756.45 | 0
New Construction | CZ14 | cPVVG | Pumps | 2951.18 | 0
New Construction | CZ14 | cPVVG | Heat Rejection | 0 | 0
New Construction | CZ14 | cPVVG | Humidification | 0 | 0
New Construction | CZ14 | cPVVG | Heat Recovery | 0 | 0
New Construction | CZ14 | cPVVG | Water Systems | 0 | 1370440.67
New Construction | CZ14 | cPVVG | Refrigeration | 0 | 0
New Construction | CZ14 | cPVVG | Generators | 0 | 0
New Construction | CZ14 | cPVVG | Total End Uses | 6351499.5 | 1834115.49
New Construction | CZ15 | cPVVG | Heating | 0 | 87158.6
New Construction | CZ15 | cPVVG | Cooling | 2256829.81 | 0
New Construction | CZ15 | cPVVG | Interior Lighting | 558894.68 | 0
New Construction | CZ15 | cPVVG | Exterior Lighting | 0 | 0
New Construction | CZ15 | cPVVG | Interior Equipment | 3196971.72 | 234323.45
New Construction | CZ15 | cPVVG | Exterior Equipment | 0 | 0
New Construction | CZ15 | cPVVG | Fans | 957813.92 | 0
New Construction | CZ15 | cPVVG | Pumps | 3277.08 | 0
New Construction | CZ15 | cPVVG | Heat Rejection | 0 | 0
New Construction | CZ15 | cPVVG | Humidification | 0 | 0
New Construction | CZ15 | cPVVG | Heat Recovery | 0 | 0
New Construction | CZ15 | cPVVG | Water Systems | 0 | 1215247.91
New Construction | CZ15 | cPVVG | Refrigeration | 0 | 0
New Construction | CZ15 | cPVVG | Generators | 0 | 0
New Construction | CZ15 | cPVVG | Total End Uses | 6973787.21 | 1536729.97
New Construction | CZ16 | cPVVG | Heating | 0 | 700899.22
New Construction | CZ16 | cPVVG | Cooling | 1123273.71 | 0
New Construction | CZ16 | cPVVG | Interior Lighting | 558894.68 | 0
New Construction | CZ16 | cPVVG | Exterior Lighting | 0 | 0
New Construction | CZ16 | cPVVG | Interior Equipment | 3196971.72 | 234323.45
New Construction | CZ16 | cPVVG | Exterior Equipment | 0 | 0
New Construction | CZ16 | cPVVG | Fans | 886415.5 | 0
New Construction | CZ16 | cPVVG | Pumps | 2363.6 | 0
New Construction | CZ16 | cPVVG | Heat Rejection | 0 | 0
New Construction | CZ16 | cPVVG | Humidification | 0 | 0
New Construction | CZ16 | cPVVG | Heat Recovery | 0 | 0
New Construction | CZ16 | cPVVG | Water Systems | 0 | 1623411.14
New Construction | CZ16 | cPVVG | Refrigeration | 0 | 0
New Construction | CZ16 | cPVVG | Generators | 0 | 0
New Construction | CZ16 | cPVVG | Total End Uses | 5767919.21 | 2558633.81

## PV
PV - Education - Community College (NA)

## EV Charger
EV Charger - Education - Community College (NA)

## Raw_building (hidden)
Building Type | Building Category | Roof Type | Window Wall Ratio (%)
Education - Community College | Nonresidential | Flat Roof | 25.44

## Raw_windowdimensionsillheight (hidden)
Window Name | Width [ft] | Height [ft] | Sill Height [ft]
EL2 NORTH WIN (G.N3.E2.W1) | 193.31 | 5.22 | 3
EL2 SOUTH WIN (G.S2.E1.W1) | 193.27 | 5.22 | 3
EL4 EAST WIN (G.E2.E2.W1) | 76.05 | 5.22 | 3
EL4 EAST WIN (T.E14.E10.W1) | 76.05 | 5.22 | 3
EL4 NORTH WIN (G.N3.E3.W1) | 304.23 | 5.22 | 3
EL4 NORTH WIN (T.N15.E11.W1) | 304.23 | 5.22 | 3
EL4 SOUTH WIN (G.S1.E1.W1) | 304.23 | 5.22 | 3
EL4 SOUTH WIN (T.S13.E9.W1) | 304.23 | 5.22 | 3
EL4 WEST WIN (G.W4.E4.W1) | 76.05 | 5.22 | 3
EL4 WEST WIN (T.W16.E12.W1) | 76.05 | 5.22 | 3
EL3 EAST WIN (G.SW1.E2.W1) | 28.08 | 5.22 | 3
EL3 NORTH WIN (G.SW1.E3.W1) | 54.23 | 5.22 | 3
EL3 SOUTH WIN (G.SW1.E1.W1) | 83.2 | 5.22 | 3
EL3 EAST WIN (G.NE2.E5.W1) | 28.9 | 5.22 | 3
EL3 NORTH WIN (G.NE2.E4.W1) | 28.97 | 5.22 | 3
EL1 NORTH WIN (G.W1.E2.W1) | 32.55 | 5.22 | 3
EL1 SOUTH WIN (G.W1.E1.W1) | 32.55 | 5.22 | 3
EL1 WEST WIN (G.W1.E3.W1) | 19.03 | 5.22 | 3

## Raw_shadinggeometry (hidden)
Shading Name | Width [ft] | Length [ft]
No Shading

## Raw_zonesummary (hidden)
Vintage | Space | Zone Name | Conditioned | Area (Excluding Plenums and CrawlSpace) (ft2) | Area (Including Plenums and CrawlSpace) (ft2) | Width (ft) | Length (ft) | Volume (ft3) | Multipliers | People (Persons/1000 ft2) | Lighting (Btu/h-ft2) | Plug Loads (Btu/h-ft2) | Outdoor Air Flow per Person (cfm/person) | Outdoor Air Flow per Zone Floor Area (cfm/ft2) | Zone Type | HVAC System Identifier | Schedule Identifier | Height (ft)
Existing | CLASSROOM EL2 NORTH PERIM SPC (G.N3) | CLASSROOM EL2 NORTH PERIM SPC (G.N3) | Yes | 7975.5 | 7975.5 | 265.81 | 29.99 | 71782.97 | 1 | 25 | 4.48 | 3.4117 | 0.0 | 0.38 | Classroom_class | Main | School | 9.0004
Existing | CLASSROOM EL2 SOUTH PERIM SPC (G.S2) | CLASSROOM EL2 SOUTH PERIM SPC (G.S2) | Yes | 7988.73 | 7988.73 | 265.81 | 30.05 | 71902.12 | 1 | 25 | 4.48 | 3.4117 | 0.0 | 0.38 | Classroom_class | Main | School | 9.0004
Existing | CLASSROOM EL2 WEST PERIM SPC (G.W1) | CLASSROOM EL2 WEST PERIM SPC (G.W1) | Yes | 11854.45 | 11854.45 | 265.81 | 44.59 | 106695.3 | 1 | 25 | 4.48 | 3.4117 | 0.0 | 0.38 | Classroom_class | Main | School | 9.0004
Existing | CLASSROOM EL4 EAST PERIM SPC (G.E2) | CLASSROOM EL4 EAST PERIM SPC (G.E2) | Yes | 2238.89 | 2238.89 | 42.45 | 104.66 | 20151 | 1 | 25 | 4.48 | 3.4117 | 0.0 | 0.38 | Classroom_class | Main | School | 9.0004
Existing | CLASSROOM EL4 EAST PERIM SPC (T.E14) | CLASSROOM EL4 EAST PERIM SPC (T.E14) | Yes | 2238.89 | 2238.89 | 42.45 | 104.66 | 20151 | 1 | 25 | 4.48 | 3.4117 | 0.0 | 0.38 | Classroom_class | Main | School | 9.0004
Existing | CLASSROOM EL4 NORTH PERIM SPC (G.N3) | CLASSROOM EL4 NORTH PERIM SPC (G.N3) | Yes | 11652.69 | 11652.69 | 418.34 | 42.42 | 104879.29 | 1 | 25 | 4.48 | 3.4117 | 0.0 | 0.38 | Classroom_class | Main | School | 9.0004
Existing | CLASSROOM EL4 NORTH PERIM SPC (T.N15) | CLASSROOM EL4 NORTH PERIM SPC (T.N15) | Yes | 11652.69 | 11652.69 | 418.34 | 42.42 | 104879.29 | 1 | 25 | 4.48 | 3.4117 | 0.0 | 0.38 | Classroom_class | Main | School | 9.0004
Existing | CLASSROOM EL4 SOUTH PERIM SPC (G.S1) | CLASSROOM EL4 SOUTH PERIM SPC (G.S1) | Yes | 11672.03 | 11672.03 | 358.37 | 42.45 | 105053.37 | 1 | 25 | 4.48 | 3.4117 | 0.0 | 0.38 | Classroom_class | Main | School | 9.0004
Existing | CLASSROOM EL4 SOUTH PERIM SPC (T.S13) | CLASSROOM EL4 SOUTH PERIM SPC (T.S13) | Yes | 11672.03 | 11672.03 | 418.34 | 42.45 | 105053.37 | 1 | 25 | 4.48 | 3.4117 | 0.0 | 0.38 | Classroom_class | Main | School | 9.0004
Existing | CLASSROOM EL4 WEST PERIM SPC (G.W4) | CLASSROOM EL4 WEST PERIM SPC (G.W4) | Yes | 2238.89 | 2238.89 | 44.59 | 44.59 | 20151 | 1 | 25 | 4.48 | 3.4117 | 0.0 | 0.38 | Classroom_class | Main | School | 9.0004
Existing | CLASSROOM EL4 WEST PERIM SPC (T.W16) | CLASSROOM EL4 WEST PERIM SPC (T.W16) | Yes | 2238.89 | 2238.89 | 44.59 | 42.45 | 20151 | 1 | 25 | 4.48 | 3.4117 | 0.0 | 0.38 | Classroom_class | Main | School | 9.0004
Existing | COMPUTER EL4 CORE SPC (G.C5) | COMPUTER EL4 CORE SPC (G.C5) | Yes | 2397.2 | 2397.2 | 53.74 | 44.59 | 21575.89 | 1 | 1.5 | 3.7719 | 68.2333 | 0.0 | 0.15 | Computer | Customized | Computer room | 9.0005
Existing | COMPUTER EL4 CORE SPC (T.C17) | COMPUTER EL4 CORE SPC (T.C17) | Yes | 2397.2 | 2397.2 | 53.74 | 44.59 | 21575.89 | 1 | 1.5 | 3.7719 | 68.2333 | 0.0 | 0.15 | Computer | Customized | Computer room | 9.0005
Existing | DINING EL3 SW PERIM SPC (G.SW1) | DINING EL3 SW PERIM SPC (G.SW1) | Yes | 13150.28 | 13150.28 | 122.54 | 114.67 | 170962.03 | 1 | 33.33 | 4.1409 | 2.5588 | 0.0 | 0.5 | Dining_fast | Main | School | 13.0006
Existing | EL1 WEST PERIM PLNM (G.W2) | EL1 WEST PERIM PLNM (G.W2) | No | 0 | 18739.41 | 179.04 | 104.66 | 74961.3 | 1 | 0 | 0 | 0 | - | - | Plenum | - | Plenum | 4.0002
Existing | EL2 NORTH PERIM PLNM (G.N6) | EL2 NORTH PERIM PLNM (G.N6) | No | 0 | 7975.5 | 265.81 | 42.42 | 31903.54 | 1 | 0 | 0 | 0 | - | - | Plenum | - | Plenum | 4.0002
Existing | EL2 SOUTH PERIM PLNM (G.S5) | EL2 SOUTH PERIM PLNM (G.S5) | No | 0 | 7988.73 | 265.81 | 42.45 | 31956.5 | 1 | 0 | 0 | 0 | - | - | Plenum | - | Plenum | 4.0002
Existing | EL2 WEST PERIM PLNM (G.W4) | EL2 WEST PERIM PLNM (G.W4) | No | 0 | 11854.45 | 265.81 | 44.59 | 47419.75 | 1 | 0 | 0 | 0 | - | - | Plenum | - | Plenum | 4.0002
Existing | EL4 CORE PLNM (G.C11) | EL4 CORE PLNM (G.C11) | No | 0 | 2397.2 | 53.74 | 44.59 | 9589.29 | 1 | 0 | 0 | 0 | - | - | Plenum | - | Plenum | 4.0002
Existing | EL4 CORE PLNM (G.C12) | EL4 CORE PLNM (G.C12) | No | 0 | 13584.81 | 304.59 | 44.59 | 54343.3 | 1 | 0 | 0 | 0 | - | - | Plenum | - | Plenum | 4.0003
Existing | EL4 CORE PLNM (T.C23) | EL4 CORE PLNM (T.C23) | No | 0 | 2397.2 | 53.74 | 44.59 | 9589.29 | 1 | 0 | 0 | 0 | - | - | Plenum | - | Plenum | 4.0002
Existing | EL4 CORE PLNM (T.C24) | EL4 CORE PLNM (T.C24) | No | 0 | 13584.81 | 304.59 | 44.59 | 54342.14 | 1 | 0 | 0 | 0 | - | - | Plenum | - | Plenum | 4.0002
Existing | EL4 EAST PERIM PLNM (G.E8) | EL4 EAST PERIM PLNM (G.E8) | No | 0 | 2238.89 | 42.45 | 104.66 | 8956 | 1 | 0 | 0 | 0 | - | - | Plenum | - | Plenum | 4.0002
Existing | EL4 EAST PERIM PLNM (T.E20) | EL4 EAST PERIM PLNM (T.E20) | No | 0 | 2238.89 | 42.45 | 104.66 | 8956 | 1 | 0 | 0 | 0 | - | - | Plenum | - | Plenum | 4.0002
Existing | EL4 NORTH PERIM PLNM (G.N9) | EL4 NORTH PERIM PLNM (G.N9) | No | 0 | 11652.69 | 418.34 | 42.42 | 46613.02 | 1 | 0 | 0 | 0 | - | - | Plenum | - | Plenum | 4.0002
Existing | EL4 NORTH PERIM PLNM (T.N21) | EL4 NORTH PERIM PLNM (T.N21) | No | 0 | 11652.69 | 418.34 | 42.42 | 46613.02 | 1 | 0 | 0 | 0 | - | - | Plenum | - | Plenum | 4.0002
Existing | EL4 SOUTH PERIM PLNM (G.S7) | EL4 SOUTH PERIM PLNM (G.S7) | No | 0 | 11672.03 | 418.34 | 42.45 | 46690.39 | 1 | 0 | 0 | 0 | - | - | Plenum | - | Plenum | 4.0002
Existing | EL4 SOUTH PERIM PLNM (T.S19) | EL4 SOUTH PERIM PLNM (T.S19) | No | 0 | 11672.03 | 418.34 | 42.45 | 46690.39 | 1 | 0 | 0 | 0 | - | - | Plenum | - | Plenum | 4.0002
Existing | EL4 WEST PERIM PLNM (G.W10) | EL4 WEST PERIM PLNM (G.W10) | No | 0 | 2238.89 | 44.59 | 42.45 | 8956 | 1 | 0 | 0 | 0 | - | - | Plenum | - | Plenum | 4.0002
Existing | EL4 WEST PERIM PLNM (T.W22) | EL4 WEST PERIM PLNM (T.W22) | No | 0 | 2238.89 | 44.59 | 42.45 | 8956 | 1 | 0 | 0 | 0 | - | - | Plenum | - | Plenum | 4.0002
Existing | KITCHEN EL3 NE PERIM SPC (G.NE2) | KITCHEN EL3 NE PERIM SPC (G.NE2) | Yes | 2815.63 | 2815.63 | 53.08 | 53.02 | 36605.15 | 1 | 2.5 | 5.6273 | 26.4716 | 0.0 | 0.15 | Kitchen | Customized | Kitchen | 13.0007
Existing | OFFICE EL4 CORE SPC (G.C6) | OFFICE EL4 CORE SPC (G.C6) | Yes | 13584.85 | 13584.85 | 304.59 | 70.24 | 122269.67 | 1 | 5 | 4.2664 | 5.1175 | 0.0 | 0.15 | Office | Main | School | 9.0004
Existing | OFFICE EL4 CORE SPC (T.C18) | OFFICE EL4 CORE SPC (T.C18) | Yes | 13584.95 | 13584.95 | 304.59 | 44.59 | 122268.66 | 1 | 5 | 4.2664 | 5.1175 | 0.0 | 0.15 | Office | Main | School | 9.0003
Existing | SHOP EL1 WEST PERIM SPC (G.W1) | SHOP EL1 WEST PERIM SPC (G.W1) | Yes | 18739.41 | 18739.41 | 179.04 | 104.66 | 168662.93 | 1 | 25 | 4.0386 | 3.4117 | 0.0 | 0.15 | Classroom_shop | Main | School | 9.0004
New Construction | CLASSROOM EL2 NORTH PERIM SPC (G.N3) | CLASSROOM EL2 NORTH PERIM SPC (G.N3) | Yes | 7975.5 | 7975.5 | 265.81 | 29.99 | 71782.97 | 1 | 25 | 2.047 | 3.4117 | 0.0 | 0.38 | Classroom_class | Main | School | 9.0004
New Construction | CLASSROOM EL2 SOUTH PERIM SPC (G.S2) | CLASSROOM EL2 SOUTH PERIM SPC (G.S2) | Yes | 7988.73 | 7988.73 | 265.81 | 30.05 | 71902.12 | 1 | 25 | 2.047 | 3.4117 | 0.0 | 0.38 | Classroom_class | Main | School | 9.0004
New Construction | CLASSROOM EL2 WEST PERIM SPC (G.W1) | CLASSROOM EL2 WEST PERIM SPC (G.W1) | Yes | 11854.45 | 11854.45 | 265.81 | 44.59 | 106695.3 | 1 | 25 | 2.047 | 3.4117 | 0.0 | 0.38 | Classroom_class | Main | School | 9.0004
New Construction | CLASSROOM EL4 EAST PERIM SPC (G.E2) | CLASSROOM EL4 EAST PERIM SPC (G.E2) | Yes | 2238.89 | 2238.89 | 42.45 | 104.66 | 20151 | 1 | 25 | 2.047 | 3.4117 | 0.0 | 0.38 | Classroom_class | Main | School | 9.0004
New Construction | CLASSROOM EL4 EAST PERIM SPC (T.E14) | CLASSROOM EL4 EAST PERIM SPC (T.E14) | Yes | 2238.89 | 2238.89 | 42.45 | 104.66 | 20151 | 1 | 25 | 2.047 | 3.4117 | 0.0 | 0.38 | Classroom_class | Main | School | 9.0004
New Construction | CLASSROOM EL4 NORTH PERIM SPC (G.N3) | CLASSROOM EL4 NORTH PERIM SPC (G.N3) | Yes | 11652.69 | 11652.69 | 418.34 | 42.42 | 104879.29 | 1 | 25 | 2.047 | 3.4117 | 0.0 | 0.38 | Classroom_class | Main | School | 9.0004
New Construction | CLASSROOM EL4 NORTH PERIM SPC (T.N15) | CLASSROOM EL4 NORTH PERIM SPC (T.N15) | Yes | 11652.69 | 11652.69 | 418.34 | 42.42 | 104879.29 | 1 | 25 | 2.047 | 3.4117 | 0.0 | 0.38 | Classroom_class | Main | School | 9.0004
New Construction | CLASSROOM EL4 SOUTH PERIM SPC (G.S1) | CLASSROOM EL4 SOUTH PERIM SPC (G.S1) | Yes | 11672.03 | 11672.03 | 358.37 | 42.45 | 105053.37 | 1 | 25 | 2.047 | 3.4117 | 0.0 | 0.38 | Classroom_class | Main | School | 9.0004
New Construction | CLASSROOM EL4 SOUTH PERIM SPC (T.S13) | CLASSROOM EL4 SOUTH PERIM SPC (T.S13) | Yes | 11672.03 | 11672.03 | 418.34 | 42.45 | 105053.37 | 1 | 25 | 2.047 | 3.4117 | 0.0 | 0.38 | Classroom_class | Main | School | 9.0004
New Construction | CLASSROOM EL4 WEST PERIM SPC (G.W4) | CLASSROOM EL4 WEST PERIM SPC (G.W4) | Yes | 2238.89 | 2238.89 | 44.59 | 44.59 | 20151 | 1 | 25 | 2.047 | 3.4117 | 0.0 | 0.38 | Classroom_class | Main | School | 9.0004
New Construction | CLASSROOM EL4 WEST PERIM SPC (T.W16) | CLASSROOM EL4 WEST PERIM SPC (T.W16) | Yes | 2238.89 | 2238.89 | 44.59 | 42.45 | 20151 | 1 | 25 | 2.047 | 3.4117 | 0.0 | 0.38 | Classroom_class | Main | School | 9.0004
New Construction | COMPUTER EL4 CORE SPC (G.C5) | COMPUTER EL4 CORE SPC (G.C5) | Yes | 2397.2 | 2397.2 | 53.74 | 44.59 | 21575.89 | 1 | 1.5 | 1.7058 | 68.2333 | 0.0 | 0.15 | Computer | Customized | Computer room | 9.0005
New Construction | COMPUTER EL4 CORE SPC (T.C17) | COMPUTER EL4 CORE SPC (T.C17) | Yes | 2397.2 | 2397.2 | 53.74 | 44.59 | 21575.89 | 1 | 1.5 | 1.7058 | 68.2333 | 0.0 | 0.15 | Computer | Customized | Computer room | 9.0005
New Construction | DINING EL3 SW PERIM SPC (G.SW1) | DINING EL3 SW PERIM SPC (G.SW1) | Yes | 13150.28 | 13150.28 | 122.54 | 114.67 | 170962.03 | 1 | 33.33 | 1.5353 | 2.5588 | 0.0 | 0.5 | Dining_fast | Main | School | 13.0006
New Construction | EL1 WEST PERIM PLNM (G.W2) | EL1 WEST PERIM PLNM (G.W2) | No | 0 | 18739.41 | 179.04 | 104.66 | 74961.3 | 1 | 0 | 0 | 0 | - | - | Plenum | - | Plenum | 4.0002
New Construction | EL2 NORTH PERIM PLNM (G.N6) | EL2 NORTH PERIM PLNM (G.N6) | No | 0 | 7975.5 | 265.81 | 42.42 | 31903.54 | 1 | 0 | 0 | 0 | - | - | Plenum | - | Plenum | 4.0002
New Construction | EL2 SOUTH PERIM PLNM (G.S5) | EL2 SOUTH PERIM PLNM (G.S5) | No | 0 | 7988.73 | 265.81 | 42.45 | 31956.5 | 1 | 0 | 0 | 0 | - | - | Plenum | - | Plenum | 4.0002
New Construction | EL2 WEST PERIM PLNM (G.W4) | EL2 WEST PERIM PLNM (G.W4) | No | 0 | 11854.45 | 265.81 | 44.59 | 47419.75 | 1 | 0 | 0 | 0 | - | - | Plenum | - | Plenum | 4.0002
New Construction | EL4 CORE PLNM (G.C11) | EL4 CORE PLNM (G.C11) | No | 0 | 2397.2 | 53.74 | 44.59 | 9589.29 | 1 | 0 | 0 | 0 | - | - | Plenum | - | Plenum | 4.0002
New Construction | EL4 CORE PLNM (G.C12) | EL4 CORE PLNM (G.C12) | No | 0 | 13584.81 | 304.59 | 44.59 | 54343.3 | 1 | 0 | 0 | 0 | - | - | Plenum | - | Plenum | 4.0003
New Construction | EL4 CORE PLNM (T.C23) | EL4 CORE PLNM (T.C23) | No | 0 | 2397.2 | 53.74 | 44.59 | 9589.29 | 1 | 0 | 0 | 0 | - | - | Plenum | - | Plenum | 4.0002
New Construction | EL4 CORE PLNM (T.C24) | EL4 CORE PLNM (T.C24) | No | 0 | 13584.81 | 304.59 | 44.59 | 54342.14 | 1 | 0 | 0 | 0 | - | - | Plenum | - | Plenum | 4.0002
New Construction | EL4 EAST PERIM PLNM (G.E8) | EL4 EAST PERIM PLNM (G.E8) | No | 0 | 2238.89 | 42.45 | 104.66 | 8956 | 1 | 0 | 0 | 0 | - | - | Plenum | - | Plenum | 4.0002
New Construction | EL4 EAST PERIM PLNM (T.E20) | EL4 EAST PERIM PLNM (T.E20) | No | 0 | 2238.89 | 42.45 | 104.66 | 8956 | 1 | 0 | 0 | 0 | - | - | Plenum | - | Plenum | 4.0002
New Construction | EL4 NORTH PERIM PLNM (G.N9) | EL4 NORTH PERIM PLNM (G.N9) | No | 0 | 11652.69 | 418.34 | 42.42 | 46613.02 | 1 | 0 | 0 | 0 | - | - | Plenum | - | Plenum | 4.0002
New Construction | EL4 NORTH PERIM PLNM (T.N21) | EL4 NORTH PERIM PLNM (T.N21) | No | 0 | 11652.69 | 418.34 | 42.42 | 46613.02 | 1 | 0 | 0 | 0 | - | - | Plenum | - | Plenum | 4.0002
New Construction | EL4 SOUTH PERIM PLNM (G.S7) | EL4 SOUTH PERIM PLNM (G.S7) | No | 0 | 11672.03 | 418.34 | 42.45 | 46690.39 | 1 | 0 | 0 | 0 | - | - | Plenum | - | Plenum | 4.0002
New Construction | EL4 SOUTH PERIM PLNM (T.S19) | EL4 SOUTH PERIM PLNM (T.S19) | No | 0 | 11672.03 | 418.34 | 42.45 | 46690.39 | 1 | 0 | 0 | 0 | - | - | Plenum | - | Plenum | 4.0002
New Construction | EL4 WEST PERIM PLNM (G.W10) | EL4 WEST PERIM PLNM (G.W10) | No | 0 | 2238.89 | 44.59 | 42.45 | 8956 | 1 | 0 | 0 | 0 | - | - | Plenum | - | Plenum | 4.0002
New Construction | EL4 WEST PERIM PLNM (T.W22) | EL4 WEST PERIM PLNM (T.W22) | No | 0 | 2238.89 | 44.59 | 42.45 | 8956 | 1 | 0 | 0 | 0 | - | - | Plenum | - | Plenum | 4.0002
New Construction | KITCHEN EL3 NE PERIM SPC (G.NE2) | KITCHEN EL3 NE PERIM SPC (G.NE2) | Yes | 2815.63 | 2815.63 | 53.08 | 53.02 | 36605.15 | 1 | 2.5 | 3.2411 | 26.4716 | 0.0 | 0.15 | Kitchen | Customized | Kitchen | 13.0007
New Construction | OFFICE EL4 CORE SPC (G.C6) | OFFICE EL4 CORE SPC (G.C6) | Yes | 13584.85 | 13584.85 | 304.59 | 70.24 | 122269.67 | 1 | 5 | 2.047 | 5.1175 | 0.0 | 0.15 | Office | Main | School | 9.0004
New Construction | OFFICE EL4 CORE SPC (T.C18) | OFFICE EL4 CORE SPC (T.C18) | Yes | 13584.95 | 13584.95 | 304.59 | 44.59 | 122268.66 | 1 | 5 | 2.047 | 5.1175 | 0.0 | 0.15 | Office | Main | School | 9.0003
New Construction | SHOP EL1 WEST PERIM SPC (G.W1) | SHOP EL1 WEST PERIM SPC (G.W1) | Yes | 18739.41 | 18739.41 | 179.04 | 104.66 | 168662.93 | 1 | 25 | 2.047 | 3.4117 | 0.0 | 0.15 | Classroom_shop | Main | School | 9.0004