## Geometry Summary (hidden)
Abbreviation | Building Type | Shape | Number of Floors | Aspect Ratio | Zone Height_1 | Zone Height_2 | Zone Height_3 | Plenum Height | Floor to Floor Height (feet) | Floor to Ceiling Height (feet)
Asm | Assembly | #VALUE! | 1 | 1 | 12.0006 | na | na | 3.0001 | 12.0006 | 15.0007
ECC | Education - Community College | #VALUE! | 3 | 5.7 | 9.0004 | 13.0006 | na | 4.0002 | 9 / 13 | 13 / 17
EPr | Education - Primary School | #VALUE! | 1 | 2 | 9.0004 | 12.0006 | na | 3.0001 | 9 / 12 | 12 / 15
ERC | Education - Relocatable Classroom | #VALUE! | 1 | 1.7 | 9.0004 | na | na | 3.0001 | 9.0004 | 12.0006
ESe | Education - Secondary School | #VALUE! | 2 | 2.5/1.0 | 9.0004 | 13.0006 | na | 4.0002 | 9 / 13 | 13 / 17
EUn | Education - University | #VALUE! | 4 | 2.0/15.0 | 10.0005 | 9.0004 | 14.0007 | 4.0002 | 9 / 10 / 14 | 13 / 14 / 18
Fin | Financial buildings, incl. banks | #VALUE! | 1 | 1 | 11.0005 | na | na | na | 11.0005 | 11.0005
Gro | Grocery | #VALUE! | 1 | 1 | 25.0012 | na | na | na | 25.0012 | 25.0012
Hsp | Health/Medical - Hospital | #VALUE! | 3 | 1 | 10.007 | 12.9927 | na | 2.9857 | 10 / 13 | 13 / 16
Htl | Lodging - Hotel | #VALUE! | 4 | 6.6 | 8.0004 | 10.5005 | na | 1.5001 | 8 / 11 | 10 / 12
Lib | Libraries | #VALUE! | 1 | 1 | 13.0006 | na | na | na | 13.0006 | 13.0006
MBT | Manufacturing Biotech | #VALUE! | 1 | 6 | 9.0004 | na | na | 6.0003 | 9.0004 | 15.0008
MLI | Manufacturing Light Industrial | #VALUE! | 1 | 1 | 35.0017 | na | na | na | 35.0017 | 35.0017
Mtl | Lodging - Motel | #VALUE! | 2 | 5.1 | 9.0004 | na | na | na | 9.0004 | 9.0004
Nrs | Health/Medical - Nursing Home | #VALUE! | 2 | 10.3 | 12.9986 | 9.0005 | na | 4.0055 | 9 / 13 | 13 / 17
OfL | Office - Large | #VALUE! | 3 | 1.5 | 9.0004 | na | na | 3.0001 | 9.0004 | 12.0006
OfS | Office - Small | #VALUE! | 2 | 1.5 | 9.0004 | na | na | 3.0001 | 9.0004 | 12.0006
Rel | Religious assembly buildings | #VALUE! | 1 | 2.5 | 37.5018 | 15.0007 | na | na | 38 / 15 | 38 / 15
RFF | Restaurant - Fast-Food | #VALUE! | 1 | 1 | 10.0005 | na | na | 3.0002 | 10.0005 | 13.0007
RSD | Restaurant - Sit-Down | #VALUE! | 1 | 1 | 10.0005 | na | na | 3.0001 | 10.0005 | 13.0006
Rt3 | Retail - Multistory Large | #VALUE! | 3 | 1 | 15.0007 | na | na | 5.8002 | 15.0007 | 20.8009
RtL | Retail - Single-Story Large | #VALUE! | 1 | 1 | 20.501 | na | na | na | 20.501 | 20.501
RtS | Retail - Small | #VALUE! | 1 | 1 | 10.0005 | na | na | 2.0001 | 10.0005 | 12.0006
SCn | Storage - Conditioned | #VALUE! | 1 | 1 | 48.0023 | na | na | na | 48.0023 | 48.0023
SUn | Storage - Unconditioned | #VALUE! | 1 | 1 | 48.0023 | na | na | na | 48.0023 | 48.0023
WRf | Warehouse - Refrigerated | #VALUE! | 1 | 1 | 48.0023 | na | na | na | 48.0023 | 48.0023

## Prototype
TRC, Updated Febuary 2026
Education - Relocatable Classroom
Characteristic | Value
Building Type | Education - Relocatable Classroom
Building Category | Nonresidential
Vintages | Two vintages: Existing and New Construction
Shape | #VALUE!
Total Floor Area (ft²) | 961.29
Aspect Ratio | 1.7
Number of Floors | 1
Roof Type | Flat Roof
Gross Window to Wall Ratio (%) | 3.33
Shading Geometry | No Shading
Floor to Floor Height (feet) | 9.0004
Floor to Ceiling Height (feet) | 12.0006
Glazing Sill Height (feet) | 3

## Notes
Prototype Overview
Name | Description
Asm | Assembly
ECC | Education - Community College
EPr | Education - Primary School
ERC | Education - Relocatable Classroom
ESe | Education - Secondary School
EUn | Education - University
Fin | Financial buildings, incl. banks
Gro | Grocery
Hsp | Health/Medical - Hospital
Htl | Lodging - Hotel
Lib | Libraries
MBT | Manufacturing Biotech
MLI | Manufacturing Light Industrial
Mtl | Lodging - Motel
Nrs | Health/Medical - Nursing Home
OfL | Office - Large
OfS | Office - Small
Rel | Religious assembly buildings
RFF | Restaurant - Fast-Food
RSD | Restaurant - Sit-Down
Rt3 | Retail - Multistory Large
RtL | Retail - Single-Story Large
RtS | Retail - Small
SCn | Storage - Conditioned
SUn | Storage - Unconditioned
WRf | Warehouse - Refrigerated
Vintages
Existing | Weighted average of Title 24 requirements based on vintages from 1975 to 2022
New Construction | Title 24 2025
Run Begin Day
Begin Month | Begin Day of Month | Day of Week for Start Day
1 | 1 | Sunday
Special Days
Name | Start Date | Duration (days) | Special Day Type
New Years Day | January 1 | 1 | Holiday
Veterans Day | November 11 | 1 | Holiday
Christmas | December 25 | 1 | Holiday
Independence Day | July 4 | 1 | Holiday
MLK Day | 3rd Monday in January | 1 | Holiday
Presidents Day | 3rd Monday in February | 1 | Holiday
Memorial Day | Last Monday in May | 1 | Holiday
Labor Day | 1st Monday in September | 1 | Holiday
Columbus Day | 2nd Monday in October | 1 | Holiday
Thanksgiving | 4th Thursday in November | 1 | Holiday

## Raw_runbeginday (hidden)
Begin Month | Begin Day of Month | Day of Week for Start Day
1 | 1 | Sunday

## Raw_specialdays (hidden)
Name | Start Day | Duration | Special Day Type
New Years Day | January 1 | 1 | Holiday
Veterans Day | November 11 | 1 | Holiday
Christmas | December 25 | 1 | Holiday
Independence Day | July 4 | 1 | Holiday
MLK Day | 3rd Monday in January | 1 | Holiday
Presidents Day | 3rd Monday in February | 1 | Holiday
Memorial Day | Last Monday in May | 1 | Holiday
Labor Day | 1st Monday in September | 1 | Holiday
Columbus Day | 2nd Monday in October | 1 | Holiday
Thanksgiving | 4th Thursday in November | 1 | Holiday

## Climate Zone
Climate Zones - All Prototypes
Climate Zone | Representative City | Weather File Name
CZ01 | Eureka | CA_EUREKA_725940S_CZ2022.epw
CZ02 | Napa | CA_NAPA-CO_724955S_CZ2022.epw
CZ03 | Oakland | CA_OAKLAND-METRO-AP_724930S_CZ2022.epw
CZ04 | San Jose | CA_SAN-JOSE-IAP_724945S_CZ2022.epw
CZ05 | Santa Maria | CA_SANTA-MARIA-PUBLIC-AP_723940S_CZ2022.epw
CZ06 | Los Angeles | CA_LOS-ANGELES-IAP_722950S_CZ2022.epw
CZ07 | San Diego-Lindbergh | CA_SAN-DIEGO-LINDBERGH-FLD_722900S_CZ2022.epw
CZ08 | Long Beach-Daugherty | CA_LONG-BEACH-DAUGHERTY-FLD_722970S_CZ2022.epw
CZ09 | Los Angeles | CA_LOS-ANGELES-DOWNTOWN-USC_722874S_CZ2022.epw
CZ10 | Riverside | CA_RIVERSIDE-MUNI_722869S_CZ2022.epw
CZ11 | Red Bluff | CA_RED-BLUFF-MUNI-AP_725910S_CZ2022.epw
CZ12 | Stockton | CA_STOCKTON-METRO-AP_724920S_CZ2022.epw
CZ13 | Fresno Yosemite | CA_FRESNO-YOSEMITE-IAP_723890S_CZ2022.epw
CZ14 | Daggett Barstow | CA_DAGGETT-BARSTOW-AP_723815S_CZ2022.epw
CZ15 | El Centro | CA_EL-CENTRO-NAF_722810S_CZ2022.epw
CZ16 | Bishop | CA_BISHOP-AP_724800S_CZ2022.epw
Source: California Energy Commission, https://cecgis-caenergy.opendata.arcgis.com/datasets/CAEnergy::california-building-climate-zones/about

## Zones
Zone Summary - Education - Relocatable Classroom
Space | Zone Name | Conditioned [Y/N] | Zone Type | HVAC System Identifier (Main/Alternative/Customized) | Schedule Identifier | Area Fraction | Area (Excluding Plenums and Crawl Space) (ft²) | Volume (ft³) | Multipliers | People (Persons/1,000 ft²) | Note
CLASSROOM EL1 SPC (G.1) | CLASSROOM EL1 SPC (G.1) | Yes | Classroom_class | Main | School | 100% | 961.29 | 8652.04 | 1 | 25
CRAWLSPACE EL1 CRS (G.1) | CRAWLSPACE EL1 CRS (G.1) | No | Plenum | - | Plenum | 0% | 0 | 2884.01 | 1 | 0
PLENUM EL1 PLNM (G.2) | PLENUM EL1 PLNM (G.2) | No | Plenum | - | Plenum | 0% | 0 | 2884.01 | 1 | 0
Total (3 Space) | Total (3 Space) | Total (1 Conditioned zones, 2 Unconditioned Zones) |  |  |  |  | 961.29

## Envelope
Envelope - Education - Relocatable Classroom
Element | Prototype | Assembly Type | Construction | Unit | Vintage | Selected T24 | Note | CZ01 | CZ02 | CZ03 | CZ04 | CZ05 | CZ06 | CZ07 | CZ08 | CZ09 | CZ10 | CZ11 | CZ12 | CZ13 | CZ14 | CZ15 | CZ16
External Wall | Education - Relocatable Classroom | - | Stucco+Wall Continuous Insulation+Gypsum 5/8in | U-value IP | Existing | Weighted average |  | 0.118 | 0.109 | 0.119 | 0.107 | 0.116 | 0.118 | 0.112 | 0.117 | 0.11 | 0.091 | 0.103 | 0.103 | 0.102 | 0.097 | 0.086 | 0.098
External Wall | Education - Relocatable Classroom | - | Stucco+Wall Continuous Insulation+Gypsum 5/8in | U-value IP | New Construction | 2025 |  | 0.084 | 0.055 | 0.112 | 0.055 | 0.103 | 0.112 | 0.112 | 0.103 | 0.055 | 0.055 | 0.044 | 0.055 | 0.055 | 0.055 | 0.039 | 0.055
Roof | Education - Relocatable Classroom | - | Roof Membrane+Roof Continuous Insulation+Metal Decking | U-value IP | Existing | Weighted average |  | 0.067 | 0.066 | 0.067 | 0.065 | 0.067 | 0.074 | 0.073 | 0.073 | 0.07 | 0.061 | 0.063 | 0.063 | 0.063 | 0.061 | 0.059 | 0.061
Roof | Education - Relocatable Classroom | - | Roof Membrane+Roof Continuous Insulation+Metal Decking | U-value IP | New Construction | 2025 |  | 0.028 | 0.028 | 0.028 | 0.028 | 0.028 | 0.048 | 0.048 | 0.048 | 0.028 | 0.028 | 0.028 | 0.028 | 0.028 | 0.028 | 0.028 | 0.028
Windows | Education - Relocatable Classroom | - | Theoretical Glazing | U-value IP | Existing | Weighted average |  | 1.024 | 1.078 | 1.131 | 1.108 | 1.109 | 1.115 | 1.075 | 1.114 | 1.112 | 0.875 | 0.942 | 0.94 | 0.929 | 0.886 | 0.831 | 0.885
Windows | Education - Relocatable Classroom | - | Theoretical Glazing | U-value IP | New Construction | 2025 |  | 0.36 | 0.36 | 0.36 | 0.36 | 0.36 | 0.36 | 0.36 | 0.36 | 0.34 | 0.36 | 0.34 | 0.34 | 0.34 | 0.34 | 0.34 | 0.36
Windows | Education - Relocatable Classroom | - | Theoretical Glazing | SHGC | Existing | Weighted average |  | 0.70708 | 0.70715 | 0.73753 | 0.71836 | 0.75308 | 0.7254 | 0.72673 | 0.7241 | 0.72365 | 0.5734 | 0.64366 | 0.64394 | 0.6358 | 0.60724 | 0.57129 | 0.62767
Windows | Education - Relocatable Classroom | - | Theoretical Glazing | SHGC | New Construction | 2025 |  | 0.25 | 0.25 | 0.25 | 0.25 | 0.25 | 0.25 | 0.25 | 0.25 | 0.22 | 0.25 | 0.22 | 0.22 | 0.22 | 0.22 | 0.22 | 0.25
Windows | Education - Relocatable Classroom | - | Theoretical Glazing | Visible Transmittance | Existing | Weighted average |  | 0.26089 | 0.26141 | 0.26004 | 0.26231 | 0.26223 | 0.26197 | 0.26576 | 0.26213 | 0.26228 | 0.27816 | 0.26665 | 0.26607 | 0.26793 | 0.27125 | 0.27583 | 0.27139
Windows | Education - Relocatable Classroom | - | Theoretical Glazing | Visible Transmittance | New Construction | 2025 |  | 0.42 | 0.42 | 0.42 | 0.42 | 0.42 | 0.42 | 0.42 | 0.42 | 0.42 | 0.42 | 0.42 | 0.42 | 0.42 | 0.42 | 0.42 | 0.42
Infiltration - Education - Relocatable Classroom
|  |  |  | Element | Unit | Vintage | Note | CZ01 | CZ02 | CZ03 | CZ04 | CZ05 | CZ06 | CZ07 | CZ08 | CZ09 | CZ10 | CZ11 | CZ12 | CZ13 | CZ14 | CZ15 | CZ16
|  |  |  | Infiltration Rate | CFM/ft2 | Existing | Infiltration rate is flow rate per exterior surface area at 10 mph wind speed, modeled proportionally to wind speed. | 0.044801 | 0.044801 | 0.044801 | 0.044801 | 0.044801 | 0.044801 | 0.044801 | 0.044801 | 0.044801 | 0.044801 | 0.044801 | 0.044801 | 0.044801 | 0.044801 | 0.044801 | 0.044801
[6 empty] | New Construction |  | 0.044801 | 0.044801 | 0.044801 | 0.044801 | 0.044801 | 0.044801 | 0.044801 | 0.044801 | 0.044801 | 0.044801 | 0.044801 | 0.044801 | 0.044801 | 0.044801 | 0.044801 | 0.044801

## Raw_envelope (hidden)
Climate Zone | Vintage | Exterior Roof Layers | Roof U-Value [Btu/h-ft2-F] | Exterior Wall Layers | Wall U-Value [Btu/h-ft2-F] | Exterior Window Layers | Window U-Value [Btu/h-ft2-F] | Window SHGC | Window VT
CZ01 | Existing | Roof Membrane+Roof Continuous Insulation+Metal Decking | 0.067 | Stucco+Wall Continuous Insulation+Gypsum 5/8in | 0.118 | Theoretical Glazing | 1.024 | 0.70708 | 0.26089
CZ02 | Existing | Roof Membrane+Roof Continuous Insulation+Metal Decking | 0.066 | Stucco+Wall Continuous Insulation+Gypsum 5/8in | 0.109 | Theoretical Glazing | 1.078 | 0.70715 | 0.26141
CZ03 | Existing | Roof Membrane+Roof Continuous Insulation+Metal Decking | 0.067 | Stucco+Wall Continuous Insulation+Gypsum 5/8in | 0.119 | Theoretical Glazing | 1.131 | 0.73753 | 0.26004
CZ04 | Existing | Roof Membrane+Roof Continuous Insulation+Metal Decking | 0.065 | Stucco+Wall Continuous Insulation+Gypsum 5/8in | 0.107 | Theoretical Glazing | 1.108 | 0.71836 | 0.26231
CZ05 | Existing | Roof Membrane+Roof Continuous Insulation+Metal Decking | 0.067 | Stucco+Wall Continuous Insulation+Gypsum 5/8in | 0.116 | Theoretical Glazing | 1.109 | 0.75308 | 0.26223
CZ06 | Existing | Roof Membrane+Roof Continuous Insulation+Metal Decking | 0.074 | Stucco+Wall Continuous Insulation+Gypsum 5/8in | 0.118 | Theoretical Glazing | 1.115 | 0.7254 | 0.26197
CZ07 | Existing | Roof Membrane+Roof Continuous Insulation+Metal Decking | 0.073 | Stucco+Wall Continuous Insulation+Gypsum 5/8in | 0.112 | Theoretical Glazing | 1.075 | 0.72673 | 0.26576
CZ08 | Existing | Roof Membrane+Roof Continuous Insulation+Metal Decking | 0.073 | Stucco+Wall Continuous Insulation+Gypsum 5/8in | 0.117 | Theoretical Glazing | 1.114 | 0.7241 | 0.26213
CZ09 | Existing | Roof Membrane+Roof Continuous Insulation+Metal Decking | 0.07 | Stucco+Wall Continuous Insulation+Gypsum 5/8in | 0.11 | Theoretical Glazing | 1.112 | 0.72365 | 0.26228
CZ10 | Existing | Roof Membrane+Roof Continuous Insulation+Metal Decking | 0.061 | Stucco+Wall Continuous Insulation+Gypsum 5/8in | 0.091 | Theoretical Glazing | 0.875 | 0.5734 | 0.27816
CZ11 | Existing | Roof Membrane+Roof Continuous Insulation+Metal Decking | 0.063 | Stucco+Wall Continuous Insulation+Gypsum 5/8in | 0.103 | Theoretical Glazing | 0.942 | 0.64366 | 0.26665
CZ12 | Existing | Roof Membrane+Roof Continuous Insulation+Metal Decking | 0.063 | Stucco+Wall Continuous Insulation+Gypsum 5/8in | 0.103 | Theoretical Glazing | 0.94 | 0.64394 | 0.26607
CZ13 | Existing | Roof Membrane+Roof Continuous Insulation+Metal Decking | 0.063 | Stucco+Wall Continuous Insulation+Gypsum 5/8in | 0.102 | Theoretical Glazing | 0.929 | 0.6358 | 0.26793
CZ14 | Existing | Roof Membrane+Roof Continuous Insulation+Metal Decking | 0.061 | Stucco+Wall Continuous Insulation+Gypsum 5/8in | 0.097 | Theoretical Glazing | 0.886 | 0.60724 | 0.27125
CZ15 | Existing | Roof Membrane+Roof Continuous Insulation+Metal Decking | 0.059 | Stucco+Wall Continuous Insulation+Gypsum 5/8in | 0.086 | Theoretical Glazing | 0.831 | 0.57129 | 0.27583
CZ16 | Existing | Roof Membrane+Roof Continuous Insulation+Metal Decking | 0.061 | Stucco+Wall Continuous Insulation+Gypsum 5/8in | 0.098 | Theoretical Glazing | 0.885 | 0.62767 | 0.27139
CZ01 | New Construction | Roof Membrane+Roof Continuous Insulation+Metal Decking | 0.028 | Stucco+Wall Continuous Insulation+Gypsum 5/8in | 0.084 | Theoretical Glazing | 0.36 | 0.25 | 0.42
CZ02 | New Construction | Roof Membrane+Roof Continuous Insulation+Metal Decking | 0.028 | Stucco+Wall Continuous Insulation+Gypsum 5/8in | 0.055 | Theoretical Glazing | 0.36 | 0.25 | 0.42
CZ03 | New Construction | Roof Membrane+Roof Continuous Insulation+Metal Decking | 0.028 | Stucco+Wall Continuous Insulation+Gypsum 5/8in | 0.112 | Theoretical Glazing | 0.36 | 0.25 | 0.42
CZ04 | New Construction | Roof Membrane+Roof Continuous Insulation+Metal Decking | 0.028 | Stucco+Wall Continuous Insulation+Gypsum 5/8in | 0.055 | Theoretical Glazing | 0.36 | 0.25 | 0.42
CZ05 | New Construction | Roof Membrane+Roof Continuous Insulation+Metal Decking | 0.028 | Stucco+Wall Continuous Insulation+Gypsum 5/8in | 0.103 | Theoretical Glazing | 0.36 | 0.25 | 0.42
CZ06 | New Construction | Roof Membrane+Roof Continuous Insulation+Metal Decking | 0.048 | Stucco+Wall Continuous Insulation+Gypsum 5/8in | 0.112 | Theoretical Glazing | 0.36 | 0.25 | 0.42
CZ07 | New Construction | Roof Membrane+Roof Continuous Insulation+Metal Decking | 0.048 | Stucco+Wall Continuous Insulation+Gypsum 5/8in | 0.112 | Theoretical Glazing | 0.36 | 0.25 | 0.42
CZ08 | New Construction | Roof Membrane+Roof Continuous Insulation+Metal Decking | 0.048 | Stucco+Wall Continuous Insulation+Gypsum 5/8in | 0.103 | Theoretical Glazing | 0.36 | 0.25 | 0.42
CZ09 | New Construction | Roof Membrane+Roof Continuous Insulation+Metal Decking | 0.028 | Stucco+Wall Continuous Insulation+Gypsum 5/8in | 0.055 | Theoretical Glazing | 0.34 | 0.22 | 0.42
CZ10 | New Construction | Roof Membrane+Roof Continuous Insulation+Metal Decking | 0.028 | Stucco+Wall Continuous Insulation+Gypsum 5/8in | 0.055 | Theoretical Glazing | 0.36 | 0.25 | 0.42
CZ11 | New Construction | Roof Membrane+Roof Continuous Insulation+Metal Decking | 0.028 | Stucco+Wall Continuous Insulation+Gypsum 5/8in | 0.044 | Theoretical Glazing | 0.34 | 0.22 | 0.42
CZ12 | New Construction | Roof Membrane+Roof Continuous Insulation+Metal Decking | 0.028 | Stucco+Wall Continuous Insulation+Gypsum 5/8in | 0.055 | Theoretical Glazing | 0.34 | 0.22 | 0.42
CZ13 | New Construction | Roof Membrane+Roof Continuous Insulation+Metal Decking | 0.028 | Stucco+Wall Continuous Insulation+Gypsum 5/8in | 0.055 | Theoretical Glazing | 0.34 | 0.22 | 0.42
CZ14 | New Construction | Roof Membrane+Roof Continuous Insulation+Metal Decking | 0.028 | Stucco+Wall Continuous Insulation+Gypsum 5/8in | 0.055 | Theoretical Glazing | 0.34 | 0.22 | 0.42
CZ15 | New Construction | Roof Membrane+Roof Continuous Insulation+Metal Decking | 0.028 | Stucco+Wall Continuous Insulation+Gypsum 5/8in | 0.039 | Theoretical Glazing | 0.34 | 0.22 | 0.42
CZ16 | New Construction | Roof Membrane+Roof Continuous Insulation+Metal Decking | 0.028 | Stucco+Wall Continuous Insulation+Gypsum 5/8in | 0.055 | Theoretical Glazing | 0.36 | 0.25 | 0.42

## Raw_infiltrationcfmft (hidden)
Vintage | CZ01 | CZ02 | CZ03 | CZ04 | CZ05 | CZ06 | CZ07 | CZ08 | CZ09 | CZ10 | CZ11 | CZ12 | CZ13 | CZ14 | CZ15 | CZ16
Existing | 0.044801 | 0.044801 | 0.044801 | 0.044801 | 0.044801 | 0.044801 | 0.044801 | 0.044801 | 0.044801 | 0.044801 | 0.044801 | 0.044801 | 0.044801 | 0.044801 | 0.044801 | 0.044801
New Construction | 0.044801 | 0.044801 | 0.044801 | 0.044801 | 0.044801 | 0.044801 | 0.044801 | 0.044801 | 0.044801 | 0.044801 | 0.044801 | 0.044801 | 0.044801 | 0.044801 | 0.044801 | 0.044801

## Thermostat
Thermostat Setpoints - Education - Relocatable Classroom | [18 empty] | Zone Type
Schedule Identifier | Setpoint | CZ01 | CZ02 | CZ03 | CZ04 | CZ05 | CZ06 | CZ07 | CZ08 | CZ09 | CZ10 | CZ11 | CZ12 | CZ13 | CZ14 | CZ15 | CZ16 | Notes | School
School | Heating Setpoint (F) | 70 | 70 | 70 | 70 | 70 | 70 | 70 | 70 | 70 | 70 | 70 | 70 | 70 | 70 | 70 | 70
School | Heating Setback (F) | 60 | 60 | 60 | 60 | 60 | 60 | 60 | 60 | 60 | 60 | 60 | 60 | 60 | 60 | 60 | 60
School | Cooling Setpoint (F) | 75 | 75 | 75 | 75 | 75 | 75 | 75 | 75 | 75 | 75 | 75 | 75 | 75 | 75 | 75 | 75
School | Cooling Setback (F) | 85 | 85 | 85 | 85 | 85 | 85 | 85 | 85 | 85 | 85 | 85 | 85 | 85 | 85 | 85 | 85

## Raw_thermostatsetpoints (hidden)
Climate Zone | Schedule Identifier | Heating Setpoint (F) | Heating Setback (F) | Cooling Setpoint (F) | Cooling Setback (F)
CZ01 | School | 70 | 60 | 75 | 85
CZ02 | School | 70 | 60 | 75 | 85
CZ03 | School | 70 | 60 | 75 | 85
CZ04 | School | 70 | 60 | 75 | 85
CZ05 | School | 70 | 60 | 75 | 85
CZ06 | School | 70 | 60 | 75 | 85
CZ07 | School | 70 | 60 | 75 | 85
CZ08 | School | 70 | 60 | 75 | 85
CZ09 | School | 70 | 60 | 75 | 85
CZ10 | School | 70 | 60 | 75 | 85
CZ11 | School | 70 | 60 | 75 | 85
CZ12 | School | 70 | 60 | 75 | 85
CZ13 | School | 70 | 60 | 75 | 85
CZ14 | School | 70 | 60 | 75 | 85
CZ15 | School | 70 | 60 | 75 | 85
CZ16 | School | 70 | 60 | 75 | 85

## HVAC System
HVAC system - Education - Relocatable Classroom
Vintage | System Name | Category | Heating Type* | Cooling Type* | Air Distribution | Heating Efficiency | Cooling Efficiency | Note
Existing | cDXGF | Main | Furnace (gas) | DX-AIR | SZ-CAV | 0.8 | 3.65
Existing | cDXGF | Alternative | - | - | - | - | -
Existing | cDXGF | Customized | - | - | - | - | -
New Construction | cDXGF | Main | Furnace (gas) | DX-AIR | SZ-CAV | 0.8 | 3.65
New Construction | cDXGF | Alternative | - | - | - | - | -
New Construction | cDXGF | Customized | - | - | - | - | -
Existing | cDXHP | Main | DX-AIR | DX-AIR | SZ-CAV | 3.738 | 3.65
Existing | cDXHP | Alternative | - | - | - | - | -
Existing | cDXHP | Customized | - | - | - | - | -
New Construction | cDXHP | Main | DX-AIR | DX-AIR | SZ-CAV | 3.738 | 3.65
New Construction | cDXHP | Alternative | - | - | - | - | -
New Construction | cDXHP | Customized | - | - | - | - | -
Existing | cAVVG | Main | Boiler (gas) | Chiller system | MZ-VAV | 0.805 | 3.05
Existing | cAVVG | Alternative | - | - | - | - | -
Existing | cAVVG | Customized | - | - | - | - | -
New Construction | cAVVG | Main | Boiler (gas) | Chiller system | MZ-VAV | 0.805 | 3.05
New Construction | cAVVG | Alternative | - | - | - | - | -
New Construction | cAVVG | Customized | - | - | - | - | -
Existing | cDXOH | Main | None | DX-AIR | SZ-CAV | - | 3.65
Existing | cDXOH | Alternative | - | - | - | - | -
Existing | cDXOH | Customized | - | - | - | - | -
New Construction | cDXOH | Main | None | DX-AIR | SZ-CAV | - | 3.65
New Construction | cDXOH | Alternative | - | - | - | - | -
New Construction | cDXOH | Customized | - | - | - | - | -
Existing | cPVVG | Main | Furnace (gas) | DX-AIR | SZ-VAV | 0.8 | 3.65
Existing | cPVVG | Alternative | - | - | - | - | -
Existing | cPVVG | Customized | - | - | - | - | -
New Construction | cPVVG | Main | Furnace (gas) | DX-AIR | SZ-VAV | 0.8 | 3.65
New Construction | cPVVG | Alternative | - | - | - | - | -
New Construction | cPVVG | Customized | - | - | - | - | -
*DX Heating and cooling COPs are calculated based on coil-only input power and exclude fan power
Fan Power - Education - Relocatable Classroom
Vintage | System Name | HVAC System Identifier | Fan System | Total Static Pressure (TSP) (in w.c.) | Fan Efficiency | Fan Motor and Drive Efficiency | W/cfm | Note
Existing | cAVVG | Main | MZ-VAV | 5.362 | 0.55 | 0.9 | 1.15
New Construction | cAVVG | Main | MZ-VAV | 5.362 | 0.55 | 0.9 | 1.15
Existing | cDXGF | Main | SZ-CAV | 3.877 | 0.55 | 0.87 | 0.83
New Construction | cDXGF | Main | SZ-CAV | 3.877 | 0.55 | 0.87 | 0.83
Existing | cDXHP | Main | SZ-CAV | 3.877 | 0.55 | 0.87 | 0.83
New Construction | cDXHP | Main | SZ-CAV | 3.877 | 0.55 | 0.87 | 0.83
Existing | cDXOH | Main | SZ-CAV | 3.877 | 0.55 | 0.87 | 0.83
New Construction | cDXOH | Main | SZ-CAV | 3.877 | 0.55 | 0.87 | 0.83
Existing | cPVVG | Main | SZ-VAV | 3.877 | 0.55 | 0.87 | 0.83
New Construction | cPVVG | Main | SZ-VAV | 3.877 | 0.55 | 0.87 | 0.83

## Raw_fanoverview (hidden)
Vintage | HVAC name | System type | HVAC System Identifier | Total Static Pressure (TSP) (in w.c.) | Fan Efficiency | Fan Motor and Drive Efficiency | W/cfm
Existing | cAVVG | MZ-VAV Fans | Main | 5.362 | 0.55 | 0.9 | 1.15
New Construction | cAVVG | MZ-VAV Fans | Main | 5.362 | 0.55 | 0.9 | 1.15
Existing | cDXGF | SZ-CAV Fans | Main | 3.877 | 0.55 | 0.87 | 0.83
New Construction | cDXGF | SZ-CAV Fans | Main | 3.877 | 0.55 | 0.87 | 0.83
Existing | cDXHP | SZ-CAV Fans | Main | 3.877 | 0.55 | 0.87 | 0.83
New Construction | cDXHP | SZ-CAV Fans | Main | 3.877 | 0.55 | 0.87 | 0.83
Existing | cDXOH | SZ-CAV Fans | Main | 3.877 | 0.55 | 0.87 | 0.83
New Construction | cDXOH | SZ-CAV Fans | Main | 3.877 | 0.55 | 0.87 | 0.83
Existing | cPVVG | SZ-VAV Fans | Main | 3.877 | 0.55 | 0.87 | 0.83
New Construction | cPVVG | SZ-VAV Fans | Main | 3.877 | 0.55 | 0.87 | 0.83

## Raw_hvac (hidden)
Vintage | System Name | HVAC System Identifier | Air Distribution | Heating Efficiency | Cooling Efficiency
Existing | cAVVG | Main | MZ-VAV | 0.805 | 3.05
New Construction | cAVVG | Main | MZ-VAV | 0.805 | 3.05
Existing | cDXGF | Main | SZ-CAV | 0.8 | 3.65
New Construction | cDXGF | Main | SZ-CAV | 0.8 | 3.65
Existing | cDXHP | Main | SZ-CAV | 3.738 | 3.65
New Construction | cDXHP | Main | SZ-CAV | 3.738 | 3.65
Existing | cDXOH | Main | SZ-CAV | - | 3.65
New Construction | cDXOH | Main | SZ-CAV | - | 3.65
Existing | cPVVG | Main | SZ-VAV | 0.8 | 3.65
New Construction | cPVVG | Main | SZ-VAV | 0.8 | 3.65

## Ventilation
Outdoor Airflow Rate - Education - Relocatable Classroom | [19 empty] | Zone Type
Zone Type | Floor area (ft²) | cfm/person | cfm/ft² | cfm | Notes | [14 empty] | Classroom_class
Classroom_class | 961.29 | 0 | 0.38 | 365.2902
OA Controller - Education - Relocatable Classroom
Element | Vintage | Unit | CZ01 | CZ02 | CZ03 | CZ04 | CZ05 | CZ06 | CZ07 | CZ08 | CZ09 | CZ10 | CZ11 | CZ12 | CZ13 | CZ14 | CZ15 | CZ16 | Notes
Economizer Maximum Limit Dry-Bulb Temperature | Existing | °F | 75 | 73 | 75 | 73 | 75 | 71 | 69 | 71 | 71 | 73 | 75 | 75 | 75 | 75 | 75 | 75
| New Construction | °F | 75 | 73 | 75 | 73 | 75 | 71 | 69 | 71 | 71 | 73 | 75 | 75 | 75 | 75 | 75 | 75
Exhaust hood - Education - Relocatable Classroom
Type of Hood | Max Exhaust Flow Rate (cfm/ft) | Hood Length (ft) | Hood Exhaust Rate (cfm) | Note
- | - | - | -

## Raw_outdoorairflowrate (hidden)
Zone Type | Floor Area (ft2) | cfm/person | cfm/ft2
Classroom_class | 961.29 | 0 | 0.38

## Raw_oacontroller (hidden)
Climate Zone | Vintage | Economizer Maximum Limit Dry-Bulb Temperature (F)
CZ01 | Existing | 75
CZ02 | Existing | 73
CZ03 | Existing | 75
CZ04 | Existing | 73
CZ05 | Existing | 75
CZ06 | Existing | 71
CZ07 | Existing | 69
CZ08 | Existing | 71
CZ09 | Existing | 71
CZ10 | Existing | 73
CZ11 | Existing | 75
CZ12 | Existing | 75
CZ13 | Existing | 75
CZ14 | Existing | 75
CZ15 | Existing | 75
CZ16 | Existing | 75
CZ01 | New Construction | 75
CZ02 | New Construction | 73
CZ03 | New Construction | 75
CZ04 | New Construction | 73
CZ05 | New Construction | 75
CZ06 | New Construction | 71
CZ07 | New Construction | 69
CZ08 | New Construction | 71
CZ09 | New Construction | 71
CZ10 | New Construction | 73
CZ11 | New Construction | 75
CZ12 | New Construction | 75
CZ13 | New Construction | 75
CZ14 | New Construction | 75
CZ15 | New Construction | 75
CZ16 | New Construction | 75

## Water Heater
Water Heater - Education - Relocatable Classroom
Vintage | Fuel type | Burner Efficiency | Maximum Heater Capacity (Btu/hr) | Tank Volume (gallon) | Tank Loss |  | Notes
[5 empty] | Off Cycle (W/K) | On Cycle (W/K)
Existing | Gas | 0.8 | 11031.12 | 2.31 | 1.6282 | 1.6282
New Construction | Gas | 0.8 | 11031.12 | 2.31 | 1.6282 | 1.6282
Peak Hot Water Consumption - Education - Relocatable Classroom
Space | Floor Area (ft²) | Number of People | Hot Water Usage Specification (gal/hr per person) | Peak Hot Water Usage (gal/hr) | Peak Hot Water Usage (gal/min) | Notes
CLASSROOM EL1 SPC (G.1) | 961.29 | 25 | 0.34606 | 8.6516 | 0.14419
CRAWLSPACE EL1 CRS (G.1) | 0 | 0 | 0 | 0 | 0
PLENUM EL1 PLNM (G.2) | 0 | 0 | 0 | 0 | 0
Total (3 Space)

## Raw_waterheater (hidden)
Vintage | Burner Efficiency | Maximum Heater Capacity (Btu/h) | Tank Volume (ft3) | Tank Loss_Off Cycle (W/K) | Tank Loss_On Cycle (W/K)
Existing | 0.8 | 11031.12 | 2.31 | 1.6282 | 1.6282
New Construction | 0.8 | 11031.12 | 2.31 | 1.6282 | 1.6282

## Raw_dhwpeakflowbyzone (hidden)
Space | Peak hot water usage (gal/hr) | Zone Name
Classroom EL1 Spc (G.1) | 8.6516 | CLASSROOM EL1 SPC (G.1)

## Interior Lights
Interior Lighting - Education - Relocatable Classroom
Vintage | Method | Zone type | Floor area (ft²) | Lighting Power Density (Watts/ft²) | Additional Lighting Power for Portable Lighting (Watts/ft²) | Technology | Notes
Existing | Space by space | Classroom_class | 961.29 | 1.313 | NA | NA
New Construction | Space by space | Classroom_class | 961.29 | 0.59992 | NA | NA

## Ext Lighting
Exterior Lighting - Education - Relocatable Classroom
Vintage | Non-Motion Controlled Luminaires (W) | Motion-Controlled Luminaires (W) | Total (W) | Notes
Existing | NA | NA | NA
New Consturction | NA | NA | NA

## Raw_interiorlights (hidden)
Vintage | Zone Type | Floor Area (ft2) | Lighting Power Density(W/ft2)
Existing | Classroom_class | 961.29 | 1.313
New Construction | Classroom_class | 961.29 | 0.59992

## Equipment
Equipment - Education - Relocatable Classroom
Zone Type | Floor Area (ft²) | Plug Load Intensity (W/ft²) | Gas Power Density (Btu/hr-ft²)
Classroom_class | 961.29 | 0.99987 | 0
Refrigeration - Education - Relocatable Classroom
Refrigeration System Name | Condenser Fan Power | Refrigeration System Working Fluid | Condenser Type
Elevator - Education - Relocatable Classroom
Vintage | No. of Elevators | Cab Lighting Power Limit | Lighting Shutoff | Cab Fan Control | Fan Power Limit | Regenerative Drive Threshold | Design load (W) | Note
Existing | - | - | - | - | - | - | -
New Construction | - | - | - | - | - | - | -

## Raw_equipment (hidden)
Vintage | Zone Type | Floor Area (ft2) | Plug Load Intensity (W/ft2)
Existing | Classroom_class | 961.29 | 0.99987
New Construction | Classroom_class | 961.29 | 0.99987

## Raw_gasequipment (hidden)
Vintage | Zone Name | Gas Loads (Btu/h-ft2) | Zone Type
Existing | No GasEquipment found. |  | Unknown
New Construction | No GasEquipment found. |  | Unknown

## Raw_refrigerationsystem (hidden)
Vintage | Refrigeration System Name | Condenser Fan Power | Working fluid | Condenser Type
No refrigeration system was found

## Schedules
Schedule by Hour - Education - Relocatable Classroom
Schedule Identifier | Space type | Type | Notes | Hour
|  |  |  | 1 | 2 | 3 | 4 | 5 | 6 | 7 | 8 | 9 | 10 | 11 | 12 | 13 | 14 | 15 | 16 | 17 | 18 | 19 | 20 | 21 | 22 | 23 | 24
Infiltration Schedule | Plenum | AllDays | Cooling/Heating setpoints are in °F; others are intensity (0–100%) | bar: Hour 1 to Hour 24
Cooling Setpoint Schedule | School | AllOtherDays (Through 1/11) |  | 84.92 | 84.92 | 84.92 | 84.92 | 84.92 | 84.92 | 84.92 | 84.92 | 84.92 | 84.92 | 84.92 | 84.92 | 84.92 | 84.92 | 84.92 | 84.92 | 84.92 | 84.92 | 84.92 | 84.92 | 84.92 | 84.92 | 84.92 | 84.92
Cooling Setpoint Schedule | School | AllOtherDays (Through 4/3) |  | 84.92 | 84.92 | 84.92 | 84.92 | 84.92 | 84.92 | 84.92 | 84.92 | 84.92 | 84.92 | 84.92 | 84.92 | 84.92 | 84.92 | 84.92 | 84.92 | 84.92 | 84.92 | 84.92 | 84.92 | 84.92 | 84.92 | 84.92 | 84.92
Cooling Setpoint Schedule | School | AllOtherDays (Through 4/12) |  | 84.92 | 84.92 | 84.92 | 84.92 | 84.92 | 84.92 | 84.92 | 84.92 | 84.92 | 84.92 | 84.92 | 84.92 | 84.92 | 84.92 | 84.92 | 84.92 | 84.92 | 84.92 | 84.92 | 84.92 | 84.92 | 84.92 | 84.92 | 84.92
Cooling Setpoint Schedule | School | AllOtherDays (Through 5/22) |  | 84.92 | 84.92 | 84.92 | 84.92 | 84.92 | 84.92 | 84.92 | 84.92 | 84.92 | 84.92 | 84.92 | 84.92 | 84.92 | 84.92 | 84.92 | 84.92 | 84.92 | 84.92 | 84.92 | 84.92 | 84.92 | 84.92 | 84.92 | 84.92
Cooling Setpoint Schedule | School | AllOtherDays (Through 5/31) |  | 84.92 | 84.92 | 84.92 | 84.92 | 84.92 | 84.92 | 84.92 | 84.92 | 84.92 | 84.92 | 84.92 | 84.92 | 84.92 | 84.92 | 84.92 | 84.92 | 84.92 | 84.92 | 84.92 | 84.92 | 84.92 | 84.92 | 84.92 | 84.92
Cooling Setpoint Schedule | School | AllOtherDays (Through 8/7) |  | 84.92 | 84.92 | 84.92 | 84.92 | 84.92 | 84.92 | 84.92 | 84.92 | 84.92 | 84.92 | 84.92 | 84.92 | 84.92 | 84.92 | 84.92 | 84.92 | 84.92 | 84.92 | 84.92 | 84.92 | 84.92 | 84.92 | 84.92 | 84.92
Cooling Setpoint Schedule | School | AllOtherDays (Through 8/16) |  | 84.92 | 84.92 | 84.92 | 84.92 | 84.92 | 84.92 | 84.92 | 84.92 | 84.92 | 84.92 | 84.92 | 84.92 | 84.92 | 84.92 | 84.92 | 84.92 | 84.92 | 84.92 | 84.92 | 84.92 | 84.92 | 84.92 | 84.92 | 84.92
Cooling Setpoint Schedule | School | AllOtherDays (Through 12/11) |  | 84.92 | 84.92 | 84.92 | 84.92 | 84.92 | 84.92 | 84.92 | 84.92 | 84.92 | 84.92 | 84.92 | 84.92 | 84.92 | 84.92 | 84.92 | 84.92 | 84.92 | 84.92 | 84.92 | 84.92 | 84.92 | 84.92 | 84.92 | 84.92
Cooling Setpoint Schedule | School | AllOtherDays (Through 12/31) |  | 84.92 | 84.92 | 84.92 | 84.92 | 84.92 | 84.92 | 84.92 | 84.92 | 84.92 | 84.92 | 84.92 | 84.92 | 84.92 | 84.92 | 84.92 | 84.92 | 84.92 | 84.92 | 84.92 | 84.92 | 84.92 | 84.92 | 84.92 | 84.92
Cooling Setpoint Schedule | School | Saturdays (Through 4/3) |  | 84.92 | 84.92 | 84.92 | 84.92 | 84.92 | 84.92 | 84.92 | 75.02 | 75.02 | 75.02 | 75.02 | 75.02 | 75.02 | 84.92 | 84.92 | 84.92 | 84.92 | 84.92 | 84.92 | 84.92 | 84.92 | 84.92 | 84.92 | 84.92
Cooling Setpoint Schedule | School | Saturdays (Through 5/22) |  | 84.92 | 84.92 | 84.92 | 84.92 | 84.92 | 84.92 | 84.92 | 75.02 | 75.02 | 75.02 | 75.02 | 75.02 | 75.02 | 84.92 | 84.92 | 84.92 | 84.92 | 84.92 | 84.92 | 84.92 | 84.92 | 84.92 | 84.92 | 84.92
Cooling Setpoint Schedule | School | Saturdays (Through 8/7) |  | 84.92 | 84.92 | 84.92 | 84.92 | 84.92 | 84.92 | 84.92 | 75.02 | 75.02 | 75.02 | 75.02 | 75.02 | 75.02 | 84.92 | 84.92 | 84.92 | 84.92 | 84.92 | 84.92 | 84.92 | 84.92 | 84.92 | 84.92 | 84.92
Cooling Setpoint Schedule | School | Saturdays (Through 12/11) |  | 84.92 | 84.92 | 84.92 | 84.92 | 84.92 | 84.92 | 84.92 | 75.02 | 75.02 | 75.02 | 75.02 | 75.02 | 75.02 | 84.92 | 84.92 | 84.92 | 84.92 | 84.92 | 84.92 | 84.92 | 84.92 | 84.92 | 84.92 | 84.92
Cooling Setpoint Schedule | School | Weekdays (Through 4/3) |  | 84.92 | 84.92 | 84.92 | 84.92 | 84.92 | 84.92 | 75.02 | 75.02 | 75.02 | 75.02 | 75.02 | 75.02 | 75.02 | 75.02 | 75.02 | 75.02 | 75.02 | 75.02 | 75.02 | 75.02 | 75.02 | 75.02 | 84.92 | 84.92
Cooling Setpoint Schedule | School | Weekdays (Through 5/22) |  | 84.92 | 84.92 | 84.92 | 84.92 | 84.92 | 84.92 | 75.02 | 75.02 | 75.02 | 75.02 | 75.02 | 75.02 | 75.02 | 75.02 | 75.02 | 75.02 | 75.02 | 75.02 | 75.02 | 75.02 | 75.02 | 75.02 | 84.92 | 84.92
Cooling Setpoint Schedule | School | Weekdays (Through 8/7) |  | 84.92 | 84.92 | 84.92 | 84.92 | 84.92 | 84.92 | 75.02 | 75.02 | 75.02 | 75.02 | 75.02 | 75.02 | 75.02 | 75.02 | 75.02 | 75.02 | 75.02 | 75.02 | 75.02 | 75.02 | 75.02 | 75.02 | 84.92 | 84.92
Cooling Setpoint Schedule | School | Weekdays (Through 12/11) |  | 84.92 | 84.92 | 84.92 | 84.92 | 84.92 | 84.92 | 75.02 | 75.02 | 75.02 | 75.02 | 75.02 | 75.02 | 75.02 | 75.02 | 75.02 | 75.02 | 75.02 | 75.02 | 75.02 | 75.02 | 75.02 | 75.02 | 84.92 | 84.92
DHW Sch | School | AllOtherDays (Through 1/11) |  | 0 | 0 | 0 | 0 | 0 | 0 | 0 | 0 | 0 | 0 | 0 | 0 | 0 | 0 | 0 | 0 | 0 | 0 | 0 | 0 | 0 | 0 | 0 | 0
DHW Sch | School | AllOtherDays (Through 4/3) |  | 0.03 | 0.03 | 0.03 | 0.03 | 0.03 | 0.03 | 0.03 | 0.03 | 0.03 | 0.05 | 0.05 | 0.05 | 0.05 | 0.03 | 0.03 | 0.03 | 0.03 | 0.03 | 0.03 | 0.03 | 0.03 | 0.03 | 0.03 | 0.03
DHW Sch | School | AllOtherDays (Through 4/12) |  | 0 | 0 | 0 | 0 | 0 | 0 | 0 | 0 | 0 | 0 | 0 | 0 | 0 | 0 | 0 | 0 | 0 | 0 | 0 | 0 | 0 | 0 | 0 | 0
DHW Sch | School | AllOtherDays (Through 5/22) |  | 0.03 | 0.03 | 0.03 | 0.03 | 0.03 | 0.03 | 0.03 | 0.03 | 0.03 | 0.05 | 0.05 | 0.05 | 0.05 | 0.03 | 0.03 | 0.03 | 0.03 | 0.03 | 0.03 | 0.03 | 0.03 | 0.03 | 0.03 | 0.03
DHW Sch | School | AllOtherDays (Through 5/31) |  | 0 | 0 | 0 | 0 | 0 | 0 | 0 | 0 | 0 | 0 | 0 | 0 | 0 | 0 | 0 | 0 | 0 | 0 | 0 | 0 | 0 | 0 | 0 | 0
DHW Sch | School | AllOtherDays (Through 8/7) |  | 0.03 | 0.03 | 0.03 | 0.03 | 0.03 | 0.03 | 0.03 | 0.03 | 0.03 | 0.05 | 0.05 | 0.05 | 0.05 | 0.03 | 0.03 | 0.03 | 0.03 | 0.03 | 0.03 | 0.03 | 0.03 | 0.03 | 0.03 | 0.03
DHW Sch | School | AllOtherDays (Through 8/16) |  | 0 | 0 | 0 | 0 | 0 | 0 | 0 | 0 | 0 | 0 | 0 | 0 | 0 | 0 | 0 | 0 | 0 | 0 | 0 | 0 | 0 | 0 | 0 | 0
DHW Sch | School | AllOtherDays (Through 12/11) |  | 0.03 | 0.03 | 0.03 | 0.03 | 0.03 | 0.03 | 0.03 | 0.03 | 0.03 | 0.05 | 0.05 | 0.05 | 0.05 | 0.03 | 0.03 | 0.03 | 0.03 | 0.03 | 0.03 | 0.03 | 0.03 | 0.03 | 0.03 | 0.03
DHW Sch | School | AllOtherDays (Through 12/31) |  | 0 | 0 | 0 | 0 | 0 | 0 | 0 | 0 | 0 | 0 | 0 | 0 | 0 | 0 | 0 | 0 | 0 | 0 | 0 | 0 | 0 | 0 | 0 | 0
DHW Sch | School | Saturdays (Through 4/3) |  | 0.03 | 0.03 | 0.03 | 0.03 | 0.03 | 0.03 | 0.03 | 0.03 | 0.03 | 0.05 | 0.05 | 0.05 | 0.05 | 0.03 | 0.03 | 0.03 | 0.03 | 0.03 | 0.03 | 0.03 | 0.03 | 0.03 | 0.03 | 0.03
DHW Sch | School | Saturdays (Through 5/22) |  | 0.03 | 0.03 | 0.03 | 0.03 | 0.03 | 0.03 | 0.03 | 0.03 | 0.03 | 0.05 | 0.05 | 0.05 | 0.05 | 0.03 | 0.03 | 0.03 | 0.03 | 0.03 | 0.03 | 0.03 | 0.03 | 0.03 | 0.03 | 0.03
DHW Sch | School | Saturdays (Through 8/7) |  | 0.03 | 0.03 | 0.03 | 0.03 | 0.03 | 0.03 | 0.03 | 0.03 | 0.03 | 0.05 | 0.05 | 0.05 | 0.05 | 0.03 | 0.03 | 0.03 | 0.03 | 0.03 | 0.03 | 0.03 | 0.03 | 0.03 | 0.03 | 0.03
DHW Sch | School | Saturdays (Through 12/11) |  | 0.03 | 0.03 | 0.03 | 0.03 | 0.03 | 0.03 | 0.03 | 0.03 | 0.03 | 0.05 | 0.05 | 0.05 | 0.05 | 0.03 | 0.03 | 0.03 | 0.03 | 0.03 | 0.03 | 0.03 | 0.03 | 0.03 | 0.03 | 0.03
DHW Sch | School | Weekdays (Through 4/3) |  | 0.05 | 0.05 | 0.05 | 0.05 | 0.05 | 0.05 | 0.05 | 0.1 | 0.34 | 0.6 | 0.63 | 0.72 | 0.79 | 0.83 | 0.61 | 0.65 | 0.1 | 0.1 | 0.19 | 0.25 | 0.22 | 0.22 | 0.12 | 0.09
DHW Sch | School | Weekdays (Through 5/22) |  | 0.05 | 0.05 | 0.05 | 0.05 | 0.05 | 0.05 | 0.05 | 0.1 | 0.34 | 0.6 | 0.63 | 0.72 | 0.79 | 0.83 | 0.61 | 0.65 | 0.1 | 0.1 | 0.19 | 0.25 | 0.22 | 0.22 | 0.12 | 0.09
DHW Sch | School | Weekdays (Through 8/7) |  | 0.05 | 0.05 | 0.05 | 0.05 | 0.05 | 0.05 | 0.05 | 0.1 | 0.34 | 0.6 | 0.63 | 0.72 | 0.79 | 0.83 | 0.61 | 0.65 | 0.1 | 0.1 | 0.19 | 0.25 | 0.22 | 0.22 | 0.12 | 0.09
DHW Sch | School | Weekdays (Through 12/11) |  | 0.05 | 0.05 | 0.05 | 0.05 | 0.05 | 0.05 | 0.05 | 0.1 | 0.34 | 0.6 | 0.63 | 0.72 | 0.79 | 0.83 | 0.61 | 0.65 | 0.1 | 0.1 | 0.19 | 0.25 | 0.22 | 0.22 | 0.12 | 0.09
Elec Equip Sch | School | AllOtherDays (Through 1/11) |  | 0 | 0 | 0 | 0 | 0 | 0 | 0 | 0 | 0 | 0 | 0 | 0 | 0 | 0 | 0 | 0 | 0 | 0 | 0 | 0 | 0 | 0 | 0 | 0
Elec Equip Sch | School | AllOtherDays (Through 4/3) |  | 0.05 | 0.05 | 0.05 | 0.05 | 0.05 | 0.05 | 0.05 | 0.05 | 0.05 | 0.05 | 0.05 | 0.05 | 0.05 | 0.05 | 0.05 | 0.05 | 0.05 | 0.05 | 0.05 | 0.05 | 0.05 | 0.05 | 0.05 | 0.05
Elec Equip Sch | School | AllOtherDays (Through 4/12) |  | 0 | 0 | 0 | 0 | 0 | 0 | 0 | 0 | 0 | 0 | 0 | 0 | 0 | 0 | 0 | 0 | 0 | 0 | 0 | 0 | 0 | 0 | 0 | 0
Elec Equip Sch | School | AllOtherDays (Through 5/22) |  | 0.05 | 0.05 | 0.05 | 0.05 | 0.05 | 0.05 | 0.05 | 0.05 | 0.05 | 0.05 | 0.05 | 0.05 | 0.05 | 0.05 | 0.05 | 0.05 | 0.05 | 0.05 | 0.05 | 0.05 | 0.05 | 0.05 | 0.05 | 0.05
Elec Equip Sch | School | AllOtherDays (Through 5/31) |  | 0 | 0 | 0 | 0 | 0 | 0 | 0 | 0 | 0 | 0 | 0 | 0 | 0 | 0 | 0 | 0 | 0 | 0 | 0 | 0 | 0 | 0 | 0 | 0
Elec Equip Sch | School | AllOtherDays (Through 8/7) |  | 0.05 | 0.05 | 0.05 | 0.05 | 0.05 | 0.05 | 0.05 | 0.05 | 0.05 | 0.05 | 0.05 | 0.05 | 0.05 | 0.05 | 0.05 | 0.05 | 0.05 | 0.05 | 0.05 | 0.05 | 0.05 | 0.05 | 0.05 | 0.05
Elec Equip Sch | School | AllOtherDays (Through 8/16) |  | 0 | 0 | 0 | 0 | 0 | 0 | 0 | 0 | 0 | 0 | 0 | 0 | 0 | 0 | 0 | 0 | 0 | 0 | 0 | 0 | 0 | 0 | 0 | 0
Elec Equip Sch | School | AllOtherDays (Through 12/11) |  | 0.05 | 0.05 | 0.05 | 0.05 | 0.05 | 0.05 | 0.05 | 0.05 | 0.05 | 0.05 | 0.05 | 0.05 | 0.05 | 0.05 | 0.05 | 0.05 | 0.05 | 0.05 | 0.05 | 0.05 | 0.05 | 0.05 | 0.05 | 0.05
Elec Equip Sch | School | AllOtherDays (Through 12/31) |  | 0 | 0 | 0 | 0 | 0 | 0 | 0 | 0 | 0 | 0 | 0 | 0 | 0 | 0 | 0 | 0 | 0 | 0 | 0 | 0 | 0 | 0 | 0 | 0
Elec Equip Sch | School | Saturdays (Through 4/3) |  | 0.05 | 0.05 | 0.05 | 0.05 | 0.05 | 0.05 | 0.05 | 0.05 | 0.15 | 0.15 | 0.15 | 0.15 | 0.15 | 0.05 | 0.05 | 0.05 | 0.05 | 0.05 | 0.05 | 0.05 | 0.05 | 0.05 | 0.05 | 0.05
Elec Equip Sch | School | Saturdays (Through 5/22) |  | 0.05 | 0.05 | 0.05 | 0.05 | 0.05 | 0.05 | 0.05 | 0.05 | 0.15 | 0.15 | 0.15 | 0.15 | 0.15 | 0.05 | 0.05 | 0.05 | 0.05 | 0.05 | 0.05 | 0.05 | 0.05 | 0.05 | 0.05 | 0.05
Elec Equip Sch | School | Saturdays (Through 8/7) |  | 0.05 | 0.05 | 0.05 | 0.05 | 0.05 | 0.05 | 0.05 | 0.05 | 0.15 | 0.15 | 0.15 | 0.15 | 0.15 | 0.05 | 0.05 | 0.05 | 0.05 | 0.05 | 0.05 | 0.05 | 0.05 | 0.05 | 0.05 | 0.05
Elec Equip Sch | School | Saturdays (Through 12/11) |  | 0.05 | 0.05 | 0.05 | 0.05 | 0.05 | 0.05 | 0.05 | 0.05 | 0.15 | 0.15 | 0.15 | 0.15 | 0.15 | 0.05 | 0.05 | 0.05 | 0.05 | 0.05 | 0.05 | 0.05 | 0.05 | 0.05 | 0.05 | 0.05
Elec Equip Sch | School | Weekdays (Through 4/3) |  | 0.05 | 0.05 | 0.05 | 0.05 | 0.05 | 0.05 | 0.05 | 0.3 | 0.85 | 0.95 | 0.95 | 0.95 | 0.8 | 0.8 | 0.8 | 0.7 | 0.5 | 0.5 | 0.35 | 0.35 | 0.35 | 0.3 | 0.05 | 0.05
Elec Equip Sch | School | Weekdays (Through 5/22) |  | 0.05 | 0.05 | 0.05 | 0.05 | 0.05 | 0.05 | 0.05 | 0.3 | 0.85 | 0.95 | 0.95 | 0.95 | 0.8 | 0.8 | 0.8 | 0.7 | 0.5 | 0.5 | 0.35 | 0.35 | 0.35 | 0.3 | 0.05 | 0.05
Elec Equip Sch | School | Weekdays (Through 8/7) |  | 0.05 | 0.05 | 0.05 | 0.05 | 0.05 | 0.05 | 0.05 | 0.3 | 0.85 | 0.95 | 0.95 | 0.95 | 0.8 | 0.8 | 0.8 | 0.7 | 0.5 | 0.5 | 0.35 | 0.35 | 0.35 | 0.3 | 0.05 | 0.05
Elec Equip Sch | School | Weekdays (Through 12/11) |  | 0.05 | 0.05 | 0.05 | 0.05 | 0.05 | 0.05 | 0.05 | 0.3 | 0.85 | 0.95 | 0.95 | 0.95 | 0.8 | 0.8 | 0.8 | 0.7 | 0.5 | 0.5 | 0.35 | 0.35 | 0.35 | 0.3 | 0.05 | 0.05
Heating Setpoint Schedule | School | AllOtherDays (Through 1/11) |  | 60.08 | 60.08 | 60.08 | 60.08 | 60.08 | 60.08 | 60.08 | 60.08 | 60.08 | 60.08 | 60.08 | 60.08 | 60.08 | 60.08 | 60.08 | 60.08 | 60.08 | 60.08 | 60.08 | 60.08 | 60.08 | 60.08 | 60.08 | 60.08
Heating Setpoint Schedule | School | AllOtherDays (Through 4/3) |  | 60.08 | 60.08 | 60.08 | 60.08 | 60.08 | 60.08 | 60.08 | 60.08 | 60.08 | 60.08 | 60.08 | 60.08 | 60.08 | 60.08 | 60.08 | 60.08 | 60.08 | 60.08 | 60.08 | 60.08 | 60.08 | 60.08 | 60.08 | 60.08
Heating Setpoint Schedule | School | AllOtherDays (Through 4/12) |  | 60.08 | 60.08 | 60.08 | 60.08 | 60.08 | 60.08 | 60.08 | 60.08 | 60.08 | 60.08 | 60.08 | 60.08 | 60.08 | 60.08 | 60.08 | 60.08 | 60.08 | 60.08 | 60.08 | 60.08 | 60.08 | 60.08 | 60.08 | 60.08
Heating Setpoint Schedule | School | AllOtherDays (Through 5/22) |  | 60.08 | 60.08 | 60.08 | 60.08 | 60.08 | 60.08 | 60.08 | 60.08 | 60.08 | 60.08 | 60.08 | 60.08 | 60.08 | 60.08 | 60.08 | 60.08 | 60.08 | 60.08 | 60.08 | 60.08 | 60.08 | 60.08 | 60.08 | 60.08
Heating Setpoint Schedule | School | AllOtherDays (Through 5/31) |  | 60.08 | 60.08 | 60.08 | 60.08 | 60.08 | 60.08 | 60.08 | 60.08 | 60.08 | 60.08 | 60.08 | 60.08 | 60.08 | 60.08 | 60.08 | 60.08 | 60.08 | 60.08 | 60.08 | 60.08 | 60.08 | 60.08 | 60.08 | 60.08
Heating Setpoint Schedule | School | AllOtherDays (Through 8/7) |  | 60.08 | 60.08 | 60.08 | 60.08 | 60.08 | 60.08 | 60.08 | 60.08 | 60.08 | 60.08 | 60.08 | 60.08 | 60.08 | 60.08 | 60.08 | 60.08 | 60.08 | 60.08 | 60.08 | 60.08 | 60.08 | 60.08 | 60.08 | 60.08
Heating Setpoint Schedule | School | AllOtherDays (Through 8/16) |  | 60.08 | 60.08 | 60.08 | 60.08 | 60.08 | 60.08 | 60.08 | 60.08 | 60.08 | 60.08 | 60.08 | 60.08 | 60.08 | 60.08 | 60.08 | 60.08 | 60.08 | 60.08 | 60.08 | 60.08 | 60.08 | 60.08 | 60.08 | 60.08
Heating Setpoint Schedule | School | AllOtherDays (Through 12/11) |  | 60.08 | 60.08 | 60.08 | 60.08 | 60.08 | 60.08 | 60.08 | 60.08 | 60.08 | 60.08 | 60.08 | 60.08 | 60.08 | 60.08 | 60.08 | 60.08 | 60.08 | 60.08 | 60.08 | 60.08 | 60.08 | 60.08 | 60.08 | 60.08
Heating Setpoint Schedule | School | AllOtherDays (Through 12/31) |  | 60.08 | 60.08 | 60.08 | 60.08 | 60.08 | 60.08 | 60.08 | 60.08 | 60.08 | 60.08 | 60.08 | 60.08 | 60.08 | 60.08 | 60.08 | 60.08 | 60.08 | 60.08 | 60.08 | 60.08 | 60.08 | 60.08 | 60.08 | 60.08
Heating Setpoint Schedule | School | Saturdays (Through 4/3) |  | 60.08 | 60.08 | 60.08 | 60.08 | 60.08 | 60.08 | 60.08 | 69.98 | 69.98 | 69.98 | 69.98 | 69.98 | 69.98 | 60.08 | 60.08 | 60.08 | 60.08 | 60.08 | 60.08 | 60.08 | 60.08 | 60.08 | 60.08 | 60.08
Heating Setpoint Schedule | School | Saturdays (Through 5/22) |  | 60.08 | 60.08 | 60.08 | 60.08 | 60.08 | 60.08 | 60.08 | 69.98 | 69.98 | 69.98 | 69.98 | 69.98 | 69.98 | 60.08 | 60.08 | 60.08 | 60.08 | 60.08 | 60.08 | 60.08 | 60.08 | 60.08 | 60.08 | 60.08
Heating Setpoint Schedule | School | Saturdays (Through 8/7) |  | 60.08 | 60.08 | 60.08 | 60.08 | 60.08 | 60.08 | 60.08 | 69.98 | 69.98 | 69.98 | 69.98 | 69.98 | 69.98 | 60.08 | 60.08 | 60.08 | 60.08 | 60.08 | 60.08 | 60.08 | 60.08 | 60.08 | 60.08 | 60.08
Heating Setpoint Schedule | School | Saturdays (Through 12/11) |  | 60.08 | 60.08 | 60.08 | 60.08 | 60.08 | 60.08 | 60.08 | 69.98 | 69.98 | 69.98 | 69.98 | 69.98 | 69.98 | 60.08 | 60.08 | 60.08 | 60.08 | 60.08 | 60.08 | 60.08 | 60.08 | 60.08 | 60.08 | 60.08
Heating Setpoint Schedule | School | Weekdays (Through 4/3) |  | 60.08 | 60.08 | 60.08 | 60.08 | 60.08 | 60.08 | 69.98 | 69.98 | 69.98 | 69.98 | 69.98 | 69.98 | 69.98 | 69.98 | 69.98 | 69.98 | 69.98 | 69.98 | 69.98 | 69.98 | 69.98 | 69.98 | 60.08 | 60.08
Heating Setpoint Schedule | School | Weekdays (Through 5/22) |  | 60.08 | 60.08 | 60.08 | 60.08 | 60.08 | 60.08 | 69.98 | 69.98 | 69.98 | 69.98 | 69.98 | 69.98 | 69.98 | 69.98 | 69.98 | 69.98 | 69.98 | 69.98 | 69.98 | 69.98 | 69.98 | 69.98 | 60.08 | 60.08
Heating Setpoint Schedule | School | Weekdays (Through 8/7) |  | 60.08 | 60.08 | 60.08 | 60.08 | 60.08 | 60.08 | 69.98 | 69.98 | 69.98 | 69.98 | 69.98 | 69.98 | 69.98 | 69.98 | 69.98 | 69.98 | 69.98 | 69.98 | 69.98 | 69.98 | 69.98 | 69.98 | 60.08 | 60.08
Heating Setpoint Schedule | School | Weekdays (Through 12/11) |  | 60.08 | 60.08 | 60.08 | 60.08 | 60.08 | 60.08 | 69.98 | 69.98 | 69.98 | 69.98 | 69.98 | 69.98 | 69.98 | 69.98 | 69.98 | 69.98 | 69.98 | 69.98 | 69.98 | 69.98 | 69.98 | 69.98 | 60.08 | 60.08
Infiltration Schedule | School | AllDays | bar: Hour 1 to Hour 24
Lighting Schedule | School | AllOtherDays (Through 1/11) |  | 0 | 0 | 0 | 0 | 0 | 0 | 0 | 0 | 0 | 0 | 0 | 0 | 0 | 0 | 0 | 0 | 0 | 0 | 0 | 0 | 0 | 0 | 0 | 0
Lighting Schedule | School | AllOtherDays (Through 4/3) |  | 0.05 | 0.05 | 0.05 | 0.05 | 0.05 | 0.05 | 0.05 | 0.05 | 0.05 | 0.05 | 0.05 | 0.05 | 0.05 | 0.05 | 0.05 | 0.05 | 0.05 | 0.05 | 0.05 | 0.05 | 0.05 | 0.05 | 0.05 | 0.05
Lighting Schedule | School | AllOtherDays (Through 4/12) |  | 0 | 0 | 0 | 0 | 0 | 0 | 0 | 0 | 0 | 0 | 0 | 0 | 0 | 0 | 0 | 0 | 0 | 0 | 0 | 0 | 0 | 0 | 0 | 0
Lighting Schedule | School | AllOtherDays (Through 5/22) |  | 0.05 | 0.05 | 0.05 | 0.05 | 0.05 | 0.05 | 0.05 | 0.05 | 0.05 | 0.05 | 0.05 | 0.05 | 0.05 | 0.05 | 0.05 | 0.05 | 0.05 | 0.05 | 0.05 | 0.05 | 0.05 | 0.05 | 0.05 | 0.05
Lighting Schedule | School | AllOtherDays (Through 5/31) |  | 0 | 0 | 0 | 0 | 0 | 0 | 0 | 0 | 0 | 0 | 0 | 0 | 0 | 0 | 0 | 0 | 0 | 0 | 0 | 0 | 0 | 0 | 0 | 0
Lighting Schedule | School | AllOtherDays (Through 8/7) |  | 0.05 | 0.05 | 0.05 | 0.05 | 0.05 | 0.05 | 0.05 | 0.05 | 0.05 | 0.05 | 0.05 | 0.05 | 0.05 | 0.05 | 0.05 | 0.05 | 0.05 | 0.05 | 0.05 | 0.05 | 0.05 | 0.05 | 0.05 | 0.05
Lighting Schedule | School | AllOtherDays (Through 8/16) |  | 0 | 0 | 0 | 0 | 0 | 0 | 0 | 0 | 0 | 0 | 0 | 0 | 0 | 0 | 0 | 0 | 0 | 0 | 0 | 0 | 0 | 0 | 0 | 0
Lighting Schedule | School | AllOtherDays (Through 12/11) |  | 0.05 | 0.05 | 0.05 | 0.05 | 0.05 | 0.05 | 0.05 | 0.05 | 0.05 | 0.05 | 0.05 | 0.05 | 0.05 | 0.05 | 0.05 | 0.05 | 0.05 | 0.05 | 0.05 | 0.05 | 0.05 | 0.05 | 0.05 | 0.05
Lighting Schedule | School | AllOtherDays (Through 12/31) |  | 0 | 0 | 0 | 0 | 0 | 0 | 0 | 0 | 0 | 0 | 0 | 0 | 0 | 0 | 0 | 0 | 0 | 0 | 0 | 0 | 0 | 0 | 0 | 0
Lighting Schedule | School | Saturdays (Through 4/3) |  | 0.05 | 0.05 | 0.05 | 0.05 | 0.05 | 0.05 | 0.05 | 0.05 | 0.15 | 0.15 | 0.15 | 0.15 | 0.15 | 0.05 | 0.05 | 0.05 | 0.05 | 0.05 | 0.05 | 0.05 | 0.05 | 0.05 | 0.05 | 0.05
Lighting Schedule | School | Saturdays (Through 5/22) |  | 0.05 | 0.05 | 0.05 | 0.05 | 0.05 | 0.05 | 0.05 | 0.05 | 0.15 | 0.15 | 0.15 | 0.15 | 0.15 | 0.05 | 0.05 | 0.05 | 0.05 | 0.05 | 0.05 | 0.05 | 0.05 | 0.05 | 0.05 | 0.05
Lighting Schedule | School | Saturdays (Through 8/7) |  | 0.05 | 0.05 | 0.05 | 0.05 | 0.05 | 0.05 | 0.05 | 0.05 | 0.15 | 0.15 | 0.15 | 0.15 | 0.15 | 0.05 | 0.05 | 0.05 | 0.05 | 0.05 | 0.05 | 0.05 | 0.05 | 0.05 | 0.05 | 0.05
Lighting Schedule | School | Saturdays (Through 12/11) |  | 0.05 | 0.05 | 0.05 | 0.05 | 0.05 | 0.05 | 0.05 | 0.05 | 0.15 | 0.15 | 0.15 | 0.15 | 0.15 | 0.05 | 0.05 | 0.05 | 0.05 | 0.05 | 0.05 | 0.05 | 0.05 | 0.05 | 0.05 | 0.05
Lighting Schedule | School | Weekdays (Through 4/3) |  | 0.05 | 0.05 | 0.05 | 0.05 | 0.05 | 0.05 | 0.05 | 0.3 | 0.6 | 0.65 | 0.65 | 0.65 | 0.55 | 0.55 | 0.55 | 0.5 | 0.35 | 0.35 | 0.35 | 0.35 | 0.35 | 0.3 | 0.05 | 0.05
Lighting Schedule | School | Weekdays (Through 5/22) |  | 0.05 | 0.05 | 0.05 | 0.05 | 0.05 | 0.05 | 0.05 | 0.3 | 0.6 | 0.65 | 0.65 | 0.65 | 0.55 | 0.55 | 0.55 | 0.5 | 0.35 | 0.35 | 0.35 | 0.35 | 0.35 | 0.3 | 0.05 | 0.05
Lighting Schedule | School | Weekdays (Through 8/7) |  | 0.05 | 0.05 | 0.05 | 0.05 | 0.05 | 0.05 | 0.05 | 0.3 | 0.6 | 0.65 | 0.65 | 0.65 | 0.55 | 0.55 | 0.55 | 0.5 | 0.35 | 0.35 | 0.35 | 0.35 | 0.35 | 0.3 | 0.05 | 0.05
Lighting Schedule | School | Weekdays (Through 12/11) |  | 0.05 | 0.05 | 0.05 | 0.05 | 0.05 | 0.05 | 0.05 | 0.3 | 0.6 | 0.65 | 0.65 | 0.65 | 0.55 | 0.55 | 0.55 | 0.5 | 0.35 | 0.35 | 0.35 | 0.35 | 0.35 | 0.3 | 0.05 | 0.05
OA Schedule | School | AllOtherDays (Through 1/11) |  | 0 | 0 | 0 | 0 | 0 | 0 | 0 | 0 | 0 | 0 | 0 | 0 | 0 | 0 | 0 | 0 | 0 | 0 | 0 | 0 | 0 | 0 | 0 | 0
OA Schedule | School | AllOtherDays (Through 4/3) |  | 0 | 0 | 0 | 0 | 0 | 0 | 0 | 0 | 0 | 0 | 0 | 0 | 0 | 0 | 0 | 0 | 0 | 0 | 0 | 0 | 0 | 0 | 0 | 0
OA Schedule | School | AllOtherDays (Through 4/12) |  | 0 | 0 | 0 | 0 | 0 | 0 | 0 | 0 | 0 | 0 | 0 | 0 | 0 | 0 | 0 | 0 | 0 | 0 | 0 | 0 | 0 | 0 | 0 | 0
OA Schedule | School | AllOtherDays (Through 5/22) |  | 0 | 0 | 0 | 0 | 0 | 0 | 0 | 0 | 0 | 0 | 0 | 0 | 0 | 0 | 0 | 0 | 0 | 0 | 0 | 0 | 0 | 0 | 0 | 0
OA Schedule | School | AllOtherDays (Through 5/31) |  | 0 | 0 | 0 | 0 | 0 | 0 | 0 | 0 | 0 | 0 | 0 | 0 | 0 | 0 | 0 | 0 | 0 | 0 | 0 | 0 | 0 | 0 | 0 | 0
OA Schedule | School | AllOtherDays (Through 8/7) |  | 0 | 0 | 0 | 0 | 0 | 0 | 0 | 0 | 0 | 0 | 0 | 0 | 0 | 0 | 0 | 0 | 0 | 0 | 0 | 0 | 0 | 0 | 0 | 0
OA Schedule | School | AllOtherDays (Through 8/16) |  | 0 | 0 | 0 | 0 | 0 | 0 | 0 | 0 | 0 | 0 | 0 | 0 | 0 | 0 | 0 | 0 | 0 | 0 | 0 | 0 | 0 | 0 | 0 | 0
OA Schedule | School | AllOtherDays (Through 12/11) |  | 0 | 0 | 0 | 0 | 0 | 0 | 0 | 0 | 0 | 0 | 0 | 0 | 0 | 0 | 0 | 0 | 0 | 0 | 0 | 0 | 0 | 0 | 0 | 0
OA Schedule | School | AllOtherDays (Through 12/31) |  | 0 | 0 | 0 | 0 | 0 | 0 | 0 | 0 | 0 | 0 | 0 | 0 | 0 | 0 | 0 | 0 | 0 | 0 | 0 | 0 | 0 | 0 | 0 | 0
OA Schedule | School | Saturdays (Through 4/3) |  | 0 | 0 | 0 | 0 | 0 | 0 | 0 | 1 | 1 | 1 | 1 | 1 | 1 | 0 | 0 | 0 | 0 | 0 | 0 | 0 | 0 | 0 | 0 | 0
OA Schedule | School | Saturdays (Through 5/22) |  | 0 | 0 | 0 | 0 | 0 | 0 | 0 | 1 | 1 | 1 | 1 | 1 | 1 | 0 | 0 | 0 | 0 | 0 | 0 | 0 | 0 | 0 | 0 | 0
OA Schedule | School | Saturdays (Through 8/7) |  | 0 | 0 | 0 | 0 | 0 | 0 | 0 | 1 | 1 | 1 | 1 | 1 | 1 | 0 | 0 | 0 | 0 | 0 | 0 | 0 | 0 | 0 | 0 | 0
OA Schedule | School | Saturdays (Through 12/11) |  | 0 | 0 | 0 | 0 | 0 | 0 | 0 | 1 | 1 | 1 | 1 | 1 | 1 | 0 | 0 | 0 | 0 | 0 | 0 | 0 | 0 | 0 | 0 | 0
OA Schedule | School | Weekdays (Through 4/3) |  | 0 | 0 | 0 | 0 | 0 | 0 | 1 | 1 | 1 | 1 | 1 | 1 | 1 | 1 | 1 | 1 | 1 | 1 | 1 | 1 | 1 | 1 | 0 | 0
OA Schedule | School | Weekdays (Through 5/22) |  | 0 | 0 | 0 | 0 | 0 | 0 | 1 | 1 | 1 | 1 | 1 | 1 | 1 | 1 | 1 | 1 | 1 | 1 | 1 | 1 | 1 | 1 | 0 | 0
OA Schedule | School | Weekdays (Through 8/7) |  | 0 | 0 | 0 | 0 | 0 | 0 | 1 | 1 | 1 | 1 | 1 | 1 | 1 | 1 | 1 | 1 | 1 | 1 | 1 | 1 | 1 | 1 | 0 | 0
OA Schedule | School | Weekdays (Through 12/11) |  | 0 | 0 | 0 | 0 | 0 | 0 | 1 | 1 | 1 | 1 | 1 | 1 | 1 | 1 | 1 | 1 | 1 | 1 | 1 | 1 | 1 | 1 | 0 | 0
Occupant Sch | School | AllOtherDays (Through 1/11) |  | 0 | 0 | 0 | 0 | 0 | 0 | 0 | 0 | 0 | 0 | 0 | 0 | 0 | 0 | 0 | 0 | 0 | 0 | 0 | 0 | 0 | 0 | 0 | 0
Occupant Sch | School | AllOtherDays (Through 4/3) |  | 0 | 0 | 0 | 0 | 0 | 0 | 0 | 0 | 0 | 0 | 0 | 0 | 0 | 0 | 0 | 0 | 0 | 0 | 0 | 0 | 0 | 0 | 0 | 0
Occupant Sch | School | AllOtherDays (Through 4/12) |  | 0 | 0 | 0 | 0 | 0 | 0 | 0 | 0 | 0 | 0 | 0 | 0 | 0 | 0 | 0 | 0 | 0 | 0 | 0 | 0 | 0 | 0 | 0 | 0
Occupant Sch | School | AllOtherDays (Through 5/22) |  | 0 | 0 | 0 | 0 | 0 | 0 | 0 | 0 | 0 | 0 | 0 | 0 | 0 | 0 | 0 | 0 | 0 | 0 | 0 | 0 | 0 | 0 | 0 | 0
Occupant Sch | School | AllOtherDays (Through 5/31) |  | 0 | 0 | 0 | 0 | 0 | 0 | 0 | 0 | 0 | 0 | 0 | 0 | 0 | 0 | 0 | 0 | 0 | 0 | 0 | 0 | 0 | 0 | 0 | 0
Occupant Sch | School | AllOtherDays (Through 8/7) |  | 0 | 0 | 0 | 0 | 0 | 0 | 0 | 0 | 0 | 0 | 0 | 0 | 0 | 0 | 0 | 0 | 0 | 0 | 0 | 0 | 0 | 0 | 0 | 0
Occupant Sch | School | AllOtherDays (Through 8/16) |  | 0 | 0 | 0 | 0 | 0 | 0 | 0 | 0 | 0 | 0 | 0 | 0 | 0 | 0 | 0 | 0 | 0 | 0 | 0 | 0 | 0 | 0 | 0 | 0
Occupant Sch | School | AllOtherDays (Through 12/11) |  | 0 | 0 | 0 | 0 | 0 | 0 | 0 | 0 | 0 | 0 | 0 | 0 | 0 | 0 | 0 | 0 | 0 | 0 | 0 | 0 | 0 | 0 | 0 | 0
Occupant Sch | School | AllOtherDays (Through 12/31) |  | 0 | 0 | 0 | 0 | 0 | 0 | 0 | 0 | 0 | 0 | 0 | 0 | 0 | 0 | 0 | 0 | 0 | 0 | 0 | 0 | 0 | 0 | 0 | 0
Occupant Sch | School | Saturdays (Through 4/3) |  | 0 | 0 | 0 | 0 | 0 | 0 | 0 | 0 | 0.1 | 0.1 | 0.1 | 0.1 | 0.1 | 0 | 0 | 0 | 0 | 0 | 0 | 0 | 0 | 0 | 0 | 0
Occupant Sch | School | Saturdays (Through 5/22) |  | 0 | 0 | 0 | 0 | 0 | 0 | 0 | 0 | 0.1 | 0.1 | 0.1 | 0.1 | 0.1 | 0 | 0 | 0 | 0 | 0 | 0 | 0 | 0 | 0 | 0 | 0
Occupant Sch | School | Saturdays (Through 8/7) |  | 0 | 0 | 0 | 0 | 0 | 0 | 0 | 0 | 0.1 | 0.1 | 0.1 | 0.1 | 0.1 | 0 | 0 | 0 | 0 | 0 | 0 | 0 | 0 | 0 | 0 | 0
Occupant Sch | School | Saturdays (Through 12/11) |  | 0 | 0 | 0 | 0 | 0 | 0 | 0 | 0 | 0.1 | 0.1 | 0.1 | 0.1 | 0.1 | 0 | 0 | 0 | 0 | 0 | 0 | 0 | 0 | 0 | 0 | 0
Occupant Sch | School | Weekdays (Through 4/3) |  | 0 | 0 | 0 | 0 | 0 | 0 | 0 | 0.05 | 0.75 | 0.9 | 0.9 | 0.8 | 0.8 | 0.8 | 0.8 | 0.45 | 0.15 | 0.05 | 0.15 | 0.2 | 0.2 | 0.1 | 0 | 0
Occupant Sch | School | Weekdays (Through 5/22) |  | 0 | 0 | 0 | 0 | 0 | 0 | 0 | 0.05 | 0.75 | 0.9 | 0.9 | 0.8 | 0.8 | 0.8 | 0.8 | 0.45 | 0.15 | 0.05 | 0.15 | 0.2 | 0.2 | 0.1 | 0 | 0
Occupant Sch | School | Weekdays (Through 8/7) |  | 0 | 0 | 0 | 0 | 0 | 0 | 0 | 0.05 | 0.75 | 0.9 | 0.9 | 0.8 | 0.8 | 0.8 | 0.8 | 0.45 | 0.15 | 0.05 | 0.15 | 0.2 | 0.2 | 0.1 | 0 | 0
Occupant Sch | School | Weekdays (Through 12/11) |  | 0 | 0 | 0 | 0 | 0 | 0 | 0 | 0.05 | 0.75 | 0.9 | 0.9 | 0.8 | 0.8 | 0.8 | 0.8 | 0.45 | 0.15 | 0.05 | 0.15 | 0.2 | 0.2 | 0.1 | 0 | 0

## Schedule_Figures
Schedule Figures (linked to Schedules tab)

## Raw_schedule (hidden)
Schedule Identifier | Schedule Name | Type | 1 | 2 | 3 | 4 | 5 | 6 | 7 | 8 | 9 | 10 | 11 | 12 | 13 | 14 | 15 | 16 | 17 | 18 | 19 | 20 | 21 | 22 | 23 | 24
Plenum | Infiltration Schedule | AllDays | 1 | 1 | 1 | 1 | 1 | 1 | 1 | 1 | 1 | 1 | 1 | 1 | 1 | 1 | 1 | 1 | 1 | 1 | 1 | 1 | 1 | 1 | 1 | 1
School | Cooling Setpoint Schedule | AllOtherDays (Through 1/11) | 84.92 | 84.92 | 84.92 | 84.92 | 84.92 | 84.92 | 84.92 | 84.92 | 84.92 | 84.92 | 84.92 | 84.92 | 84.92 | 84.92 | 84.92 | 84.92 | 84.92 | 84.92 | 84.92 | 84.92 | 84.92 | 84.92 | 84.92 | 84.92
School | Cooling Setpoint Schedule | AllOtherDays (Through 4/3) | 84.92 | 84.92 | 84.92 | 84.92 | 84.92 | 84.92 | 84.92 | 84.92 | 84.92 | 84.92 | 84.92 | 84.92 | 84.92 | 84.92 | 84.92 | 84.92 | 84.92 | 84.92 | 84.92 | 84.92 | 84.92 | 84.92 | 84.92 | 84.92
School | Cooling Setpoint Schedule | AllOtherDays (Through 4/12) | 84.92 | 84.92 | 84.92 | 84.92 | 84.92 | 84.92 | 84.92 | 84.92 | 84.92 | 84.92 | 84.92 | 84.92 | 84.92 | 84.92 | 84.92 | 84.92 | 84.92 | 84.92 | 84.92 | 84.92 | 84.92 | 84.92 | 84.92 | 84.92
School | Cooling Setpoint Schedule | AllOtherDays (Through 5/22) | 84.92 | 84.92 | 84.92 | 84.92 | 84.92 | 84.92 | 84.92 | 84.92 | 84.92 | 84.92 | 84.92 | 84.92 | 84.92 | 84.92 | 84.92 | 84.92 | 84.92 | 84.92 | 84.92 | 84.92 | 84.92 | 84.92 | 84.92 | 84.92
School | Cooling Setpoint Schedule | AllOtherDays (Through 5/31) | 84.92 | 84.92 | 84.92 | 84.92 | 84.92 | 84.92 | 84.92 | 84.92 | 84.92 | 84.92 | 84.92 | 84.92 | 84.92 | 84.92 | 84.92 | 84.92 | 84.92 | 84.92 | 84.92 | 84.92 | 84.92 | 84.92 | 84.92 | 84.92
School | Cooling Setpoint Schedule | AllOtherDays (Through 8/7) | 84.92 | 84.92 | 84.92 | 84.92 | 84.92 | 84.92 | 84.92 | 84.92 | 84.92 | 84.92 | 84.92 | 84.92 | 84.92 | 84.92 | 84.92 | 84.92 | 84.92 | 84.92 | 84.92 | 84.92 | 84.92 | 84.92 | 84.92 | 84.92
School | Cooling Setpoint Schedule | AllOtherDays (Through 8/16) | 84.92 | 84.92 | 84.92 | 84.92 | 84.92 | 84.92 | 84.92 | 84.92 | 84.92 | 84.92 | 84.92 | 84.92 | 84.92 | 84.92 | 84.92 | 84.92 | 84.92 | 84.92 | 84.92 | 84.92 | 84.92 | 84.92 | 84.92 | 84.92
School | Cooling Setpoint Schedule | AllOtherDays (Through 12/11) | 84.92 | 84.92 | 84.92 | 84.92 | 84.92 | 84.92 | 84.92 | 84.92 | 84.92 | 84.92 | 84.92 | 84.92 | 84.92 | 84.92 | 84.92 | 84.92 | 84.92 | 84.92 | 84.92 | 84.92 | 84.92 | 84.92 | 84.92 | 84.92
School | Cooling Setpoint Schedule | AllOtherDays (Through 12/31) | 84.92 | 84.92 | 84.92 | 84.92 | 84.92 | 84.92 | 84.92 | 84.92 | 84.92 | 84.92 | 84.92 | 84.92 | 84.92 | 84.92 | 84.92 | 84.92 | 84.92 | 84.92 | 84.92 | 84.92 | 84.92 | 84.92 | 84.92 | 84.92
School | Cooling Setpoint Schedule | Saturdays (Through 4/3) | 84.92 | 84.92 | 84.92 | 84.92 | 84.92 | 84.92 | 84.92 | 75.02 | 75.02 | 75.02 | 75.02 | 75.02 | 75.02 | 84.92 | 84.92 | 84.92 | 84.92 | 84.92 | 84.92 | 84.92 | 84.92 | 84.92 | 84.92 | 84.92
School | Cooling Setpoint Schedule | Saturdays (Through 5/22) | 84.92 | 84.92 | 84.92 | 84.92 | 84.92 | 84.92 | 84.92 | 75.02 | 75.02 | 75.02 | 75.02 | 75.02 | 75.02 | 84.92 | 84.92 | 84.92 | 84.92 | 84.92 | 84.92 | 84.92 | 84.92 | 84.92 | 84.92 | 84.92
School | Cooling Setpoint Schedule | Saturdays (Through 8/7) | 84.92 | 84.92 | 84.92 | 84.92 | 84.92 | 84.92 | 84.92 | 75.02 | 75.02 | 75.02 | 75.02 | 75.02 | 75.02 | 84.92 | 84.92 | 84.92 | 84.92 | 84.92 | 84.92 | 84.92 | 84.92 | 84.92 | 84.92 | 84.92
School | Cooling Setpoint Schedule | Saturdays (Through 12/11) | 84.92 | 84.92 | 84.92 | 84.92 | 84.92 | 84.92 | 84.92 | 75.02 | 75.02 | 75.02 | 75.02 | 75.02 | 75.02 | 84.92 | 84.92 | 84.92 | 84.92 | 84.92 | 84.92 | 84.92 | 84.92 | 84.92 | 84.92 | 84.92
School | Cooling Setpoint Schedule | Weekdays (Through 4/3) | 84.92 | 84.92 | 84.92 | 84.92 | 84.92 | 84.92 | 75.02 | 75.02 | 75.02 | 75.02 | 75.02 | 75.02 | 75.02 | 75.02 | 75.02 | 75.02 | 75.02 | 75.02 | 75.02 | 75.02 | 75.02 | 75.02 | 84.92 | 84.92
School | Cooling Setpoint Schedule | Weekdays (Through 5/22) | 84.92 | 84.92 | 84.92 | 84.92 | 84.92 | 84.92 | 75.02 | 75.02 | 75.02 | 75.02 | 75.02 | 75.02 | 75.02 | 75.02 | 75.02 | 75.02 | 75.02 | 75.02 | 75.02 | 75.02 | 75.02 | 75.02 | 84.92 | 84.92
School | Cooling Setpoint Schedule | Weekdays (Through 8/7) | 84.92 | 84.92 | 84.92 | 84.92 | 84.92 | 84.92 | 75.02 | 75.02 | 75.02 | 75.02 | 75.02 | 75.02 | 75.02 | 75.02 | 75.02 | 75.02 | 75.02 | 75.02 | 75.02 | 75.02 | 75.02 | 75.02 | 84.92 | 84.92
School | Cooling Setpoint Schedule | Weekdays (Through 12/11) | 84.92 | 84.92 | 84.92 | 84.92 | 84.92 | 84.92 | 75.02 | 75.02 | 75.02 | 75.02 | 75.02 | 75.02 | 75.02 | 75.02 | 75.02 | 75.02 | 75.02 | 75.02 | 75.02 | 75.02 | 75.02 | 75.02 | 84.92 | 84.92
School | DHW Sch | AllOtherDays (Through 1/11) | 0 | 0 | 0 | 0 | 0 | 0 | 0 | 0 | 0 | 0 | 0 | 0 | 0 | 0 | 0 | 0 | 0 | 0 | 0 | 0 | 0 | 0 | 0 | 0
School | DHW Sch | AllOtherDays (Through 4/3) | 0.03 | 0.03 | 0.03 | 0.03 | 0.03 | 0.03 | 0.03 | 0.03 | 0.03 | 0.05 | 0.05 | 0.05 | 0.05 | 0.03 | 0.03 | 0.03 | 0.03 | 0.03 | 0.03 | 0.03 | 0.03 | 0.03 | 0.03 | 0.03
School | DHW Sch | AllOtherDays (Through 4/12) | 0 | 0 | 0 | 0 | 0 | 0 | 0 | 0 | 0 | 0 | 0 | 0 | 0 | 0 | 0 | 0 | 0 | 0 | 0 | 0 | 0 | 0 | 0 | 0
School | DHW Sch | AllOtherDays (Through 5/22) | 0.03 | 0.03 | 0.03 | 0.03 | 0.03 | 0.03 | 0.03 | 0.03 | 0.03 | 0.05 | 0.05 | 0.05 | 0.05 | 0.03 | 0.03 | 0.03 | 0.03 | 0.03 | 0.03 | 0.03 | 0.03 | 0.03 | 0.03 | 0.03
School | DHW Sch | AllOtherDays (Through 5/31) | 0 | 0 | 0 | 0 | 0 | 0 | 0 | 0 | 0 | 0 | 0 | 0 | 0 | 0 | 0 | 0 | 0 | 0 | 0 | 0 | 0 | 0 | 0 | 0
School | DHW Sch | AllOtherDays (Through 8/7) | 0.03 | 0.03 | 0.03 | 0.03 | 0.03 | 0.03 | 0.03 | 0.03 | 0.03 | 0.05 | 0.05 | 0.05 | 0.05 | 0.03 | 0.03 | 0.03 | 0.03 | 0.03 | 0.03 | 0.03 | 0.03 | 0.03 | 0.03 | 0.03
School | DHW Sch | AllOtherDays (Through 8/16) | 0 | 0 | 0 | 0 | 0 | 0 | 0 | 0 | 0 | 0 | 0 | 0 | 0 | 0 | 0 | 0 | 0 | 0 | 0 | 0 | 0 | 0 | 0 | 0
School | DHW Sch | AllOtherDays (Through 12/11) | 0.03 | 0.03 | 0.03 | 0.03 | 0.03 | 0.03 | 0.03 | 0.03 | 0.03 | 0.05 | 0.05 | 0.05 | 0.05 | 0.03 | 0.03 | 0.03 | 0.03 | 0.03 | 0.03 | 0.03 | 0.03 | 0.03 | 0.03 | 0.03
School | DHW Sch | AllOtherDays (Through 12/31) | 0 | 0 | 0 | 0 | 0 | 0 | 0 | 0 | 0 | 0 | 0 | 0 | 0 | 0 | 0 | 0 | 0 | 0 | 0 | 0 | 0 | 0 | 0 | 0
School | DHW Sch | Saturdays (Through 4/3) | 0.03 | 0.03 | 0.03 | 0.03 | 0.03 | 0.03 | 0.03 | 0.03 | 0.03 | 0.05 | 0.05 | 0.05 | 0.05 | 0.03 | 0.03 | 0.03 | 0.03 | 0.03 | 0.03 | 0.03 | 0.03 | 0.03 | 0.03 | 0.03
School | DHW Sch | Saturdays (Through 5/22) | 0.03 | 0.03 | 0.03 | 0.03 | 0.03 | 0.03 | 0.03 | 0.03 | 0.03 | 0.05 | 0.05 | 0.05 | 0.05 | 0.03 | 0.03 | 0.03 | 0.03 | 0.03 | 0.03 | 0.03 | 0.03 | 0.03 | 0.03 | 0.03
School | DHW Sch | Saturdays (Through 8/7) | 0.03 | 0.03 | 0.03 | 0.03 | 0.03 | 0.03 | 0.03 | 0.03 | 0.03 | 0.05 | 0.05 | 0.05 | 0.05 | 0.03 | 0.03 | 0.03 | 0.03 | 0.03 | 0.03 | 0.03 | 0.03 | 0.03 | 0.03 | 0.03
School | DHW Sch | Saturdays (Through 12/11) | 0.03 | 0.03 | 0.03 | 0.03 | 0.03 | 0.03 | 0.03 | 0.03 | 0.03 | 0.05 | 0.05 | 0.05 | 0.05 | 0.03 | 0.03 | 0.03 | 0.03 | 0.03 | 0.03 | 0.03 | 0.03 | 0.03 | 0.03 | 0.03
School | DHW Sch | Weekdays (Through 4/3) | 0.05 | 0.05 | 0.05 | 0.05 | 0.05 | 0.05 | 0.05 | 0.1 | 0.34 | 0.6 | 0.63 | 0.72 | 0.79 | 0.83 | 0.61 | 0.65 | 0.1 | 0.1 | 0.19 | 0.25 | 0.22 | 0.22 | 0.12 | 0.09
School | DHW Sch | Weekdays (Through 5/22) | 0.05 | 0.05 | 0.05 | 0.05 | 0.05 | 0.05 | 0.05 | 0.1 | 0.34 | 0.6 | 0.63 | 0.72 | 0.79 | 0.83 | 0.61 | 0.65 | 0.1 | 0.1 | 0.19 | 0.25 | 0.22 | 0.22 | 0.12 | 0.09
School | DHW Sch | Weekdays (Through 8/7) | 0.05 | 0.05 | 0.05 | 0.05 | 0.05 | 0.05 | 0.05 | 0.1 | 0.34 | 0.6 | 0.63 | 0.72 | 0.79 | 0.83 | 0.61 | 0.65 | 0.1 | 0.1 | 0.19 | 0.25 | 0.22 | 0.22 | 0.12 | 0.09
School | DHW Sch | Weekdays (Through 12/11) | 0.05 | 0.05 | 0.05 | 0.05 | 0.05 | 0.05 | 0.05 | 0.1 | 0.34 | 0.6 | 0.63 | 0.72 | 0.79 | 0.83 | 0.61 | 0.65 | 0.1 | 0.1 | 0.19 | 0.25 | 0.22 | 0.22 | 0.12 | 0.09
School | Elec Equip Sch | AllOtherDays (Through 1/11) | 0 | 0 | 0 | 0 | 0 | 0 | 0 | 0 | 0 | 0 | 0 | 0 | 0 | 0 | 0 | 0 | 0 | 0 | 0 | 0 | 0 | 0 | 0 | 0
School | Elec Equip Sch | AllOtherDays (Through 4/3) | 0.05 | 0.05 | 0.05 | 0.05 | 0.05 | 0.05 | 0.05 | 0.05 | 0.05 | 0.05 | 0.05 | 0.05 | 0.05 | 0.05 | 0.05 | 0.05 | 0.05 | 0.05 | 0.05 | 0.05 | 0.05 | 0.05 | 0.05 | 0.05
School | Elec Equip Sch | AllOtherDays (Through 4/12) | 0 | 0 | 0 | 0 | 0 | 0 | 0 | 0 | 0 | 0 | 0 | 0 | 0 | 0 | 0 | 0 | 0 | 0 | 0 | 0 | 0 | 0 | 0 | 0
School | Elec Equip Sch | AllOtherDays (Through 5/22) | 0.05 | 0.05 | 0.05 | 0.05 | 0.05 | 0.05 | 0.05 | 0.05 | 0.05 | 0.05 | 0.05 | 0.05 | 0.05 | 0.05 | 0.05 | 0.05 | 0.05 | 0.05 | 0.05 | 0.05 | 0.05 | 0.05 | 0.05 | 0.05
School | Elec Equip Sch | AllOtherDays (Through 5/31) | 0 | 0 | 0 | 0 | 0 | 0 | 0 | 0 | 0 | 0 | 0 | 0 | 0 | 0 | 0 | 0 | 0 | 0 | 0 | 0 | 0 | 0 | 0 | 0
School | Elec Equip Sch | AllOtherDays (Through 8/7) | 0.05 | 0.05 | 0.05 | 0.05 | 0.05 | 0.05 | 0.05 | 0.05 | 0.05 | 0.05 | 0.05 | 0.05 | 0.05 | 0.05 | 0.05 | 0.05 | 0.05 | 0.05 | 0.05 | 0.05 | 0.05 | 0.05 | 0.05 | 0.05
School | Elec Equip Sch | AllOtherDays (Through 8/16) | 0 | 0 | 0 | 0 | 0 | 0 | 0 | 0 | 0 | 0 | 0 | 0 | 0 | 0 | 0 | 0 | 0 | 0 | 0 | 0 | 0 | 0 | 0 | 0
School | Elec Equip Sch | AllOtherDays (Through 12/11) | 0.05 | 0.05 | 0.05 | 0.05 | 0.05 | 0.05 | 0.05 | 0.05 | 0.05 | 0.05 | 0.05 | 0.05 | 0.05 | 0.05 | 0.05 | 0.05 | 0.05 | 0.05 | 0.05 | 0.05 | 0.05 | 0.05 | 0.05 | 0.05
School | Elec Equip Sch | AllOtherDays (Through 12/31) | 0 | 0 | 0 | 0 | 0 | 0 | 0 | 0 | 0 | 0 | 0 | 0 | 0 | 0 | 0 | 0 | 0 | 0 | 0 | 0 | 0 | 0 | 0 | 0
School | Elec Equip Sch | Saturdays (Through 4/3) | 0.05 | 0.05 | 0.05 | 0.05 | 0.05 | 0.05 | 0.05 | 0.05 | 0.15 | 0.15 | 0.15 | 0.15 | 0.15 | 0.05 | 0.05 | 0.05 | 0.05 | 0.05 | 0.05 | 0.05 | 0.05 | 0.05 | 0.05 | 0.05
School | Elec Equip Sch | Saturdays (Through 5/22) | 0.05 | 0.05 | 0.05 | 0.05 | 0.05 | 0.05 | 0.05 | 0.05 | 0.15 | 0.15 | 0.15 | 0.15 | 0.15 | 0.05 | 0.05 | 0.05 | 0.05 | 0.05 | 0.05 | 0.05 | 0.05 | 0.05 | 0.05 | 0.05
School | Elec Equip Sch | Saturdays (Through 8/7) | 0.05 | 0.05 | 0.05 | 0.05 | 0.05 | 0.05 | 0.05 | 0.05 | 0.15 | 0.15 | 0.15 | 0.15 | 0.15 | 0.05 | 0.05 | 0.05 | 0.05 | 0.05 | 0.05 | 0.05 | 0.05 | 0.05 | 0.05 | 0.05
School | Elec Equip Sch | Saturdays (Through 12/11) | 0.05 | 0.05 | 0.05 | 0.05 | 0.05 | 0.05 | 0.05 | 0.05 | 0.15 | 0.15 | 0.15 | 0.15 | 0.15 | 0.05 | 0.05 | 0.05 | 0.05 | 0.05 | 0.05 | 0.05 | 0.05 | 0.05 | 0.05 | 0.05
School | Elec Equip Sch | Weekdays (Through 4/3) | 0.05 | 0.05 | 0.05 | 0.05 | 0.05 | 0.05 | 0.05 | 0.3 | 0.85 | 0.95 | 0.95 | 0.95 | 0.8 | 0.8 | 0.8 | 0.7 | 0.5 | 0.5 | 0.35 | 0.35 | 0.35 | 0.3 | 0.05 | 0.05
School | Elec Equip Sch | Weekdays (Through 5/22) | 0.05 | 0.05 | 0.05 | 0.05 | 0.05 | 0.05 | 0.05 | 0.3 | 0.85 | 0.95 | 0.95 | 0.95 | 0.8 | 0.8 | 0.8 | 0.7 | 0.5 | 0.5 | 0.35 | 0.35 | 0.35 | 0.3 | 0.05 | 0.05
School | Elec Equip Sch | Weekdays (Through 8/7) | 0.05 | 0.05 | 0.05 | 0.05 | 0.05 | 0.05 | 0.05 | 0.3 | 0.85 | 0.95 | 0.95 | 0.95 | 0.8 | 0.8 | 0.8 | 0.7 | 0.5 | 0.5 | 0.35 | 0.35 | 0.35 | 0.3 | 0.05 | 0.05
School | Elec Equip Sch | Weekdays (Through 12/11) | 0.05 | 0.05 | 0.05 | 0.05 | 0.05 | 0.05 | 0.05 | 0.3 | 0.85 | 0.95 | 0.95 | 0.95 | 0.8 | 0.8 | 0.8 | 0.7 | 0.5 | 0.5 | 0.35 | 0.35 | 0.35 | 0.3 | 0.05 | 0.05
School | Heating Setpoint Schedule | AllOtherDays (Through 1/11) | 60.08 | 60.08 | 60.08 | 60.08 | 60.08 | 60.08 | 60.08 | 60.08 | 60.08 | 60.08 | 60.08 | 60.08 | 60.08 | 60.08 | 60.08 | 60.08 | 60.08 | 60.08 | 60.08 | 60.08 | 60.08 | 60.08 | 60.08 | 60.08
School | Heating Setpoint Schedule | AllOtherDays (Through 4/3) | 60.08 | 60.08 | 60.08 | 60.08 | 60.08 | 60.08 | 60.08 | 60.08 | 60.08 | 60.08 | 60.08 | 60.08 | 60.08 | 60.08 | 60.08 | 60.08 | 60.08 | 60.08 | 60.08 | 60.08 | 60.08 | 60.08 | 60.08 | 60.08
School | Heating Setpoint Schedule | AllOtherDays (Through 4/12) | 60.08 | 60.08 | 60.08 | 60.08 | 60.08 | 60.08 | 60.08 | 60.08 | 60.08 | 60.08 | 60.08 | 60.08 | 60.08 | 60.08 | 60.08 | 60.08 | 60.08 | 60.08 | 60.08 | 60.08 | 60.08 | 60.08 | 60.08 | 60.08
School | Heating Setpoint Schedule | AllOtherDays (Through 5/22) | 60.08 | 60.08 | 60.08 | 60.08 | 60.08 | 60.08 | 60.08 | 60.08 | 60.08 | 60.08 | 60.08 | 60.08 | 60.08 | 60.08 | 60.08 | 60.08 | 60.08 | 60.08 | 60.08 | 60.08 | 60.08 | 60.08 | 60.08 | 60.08
School | Heating Setpoint Schedule | AllOtherDays (Through 5/31) | 60.08 | 60.08 | 60.08 | 60.08 | 60.08 | 60.08 | 60.08 | 60.08 | 60.08 | 60.08 | 60.08 | 60.08 | 60.08 | 60.08 | 60.08 | 60.08 | 60.08 | 60.08 | 60.08 | 60.08 | 60.08 | 60.08 | 60.08 | 60.08
School | Heating Setpoint Schedule | AllOtherDays (Through 8/7) | 60.08 | 60.08 | 60.08 | 60.08 | 60.08 | 60.08 | 60.08 | 60.08 | 60.08 | 60.08 | 60.08 | 60.08 | 60.08 | 60.08 | 60.08 | 60.08 | 60.08 | 60.08 | 60.08 | 60.08 | 60.08 | 60.08 | 60.08 | 60.08
School | Heating Setpoint Schedule | AllOtherDays (Through 8/16) | 60.08 | 60.08 | 60.08 | 60.08 | 60.08 | 60.08 | 60.08 | 60.08 | 60.08 | 60.08 | 60.08 | 60.08 | 60.08 | 60.08 | 60.08 | 60.08 | 60.08 | 60.08 | 60.08 | 60.08 | 60.08 | 60.08 | 60.08 | 60.08
School | Heating Setpoint Schedule | AllOtherDays (Through 12/11) | 60.08 | 60.08 | 60.08 | 60.08 | 60.08 | 60.08 | 60.08 | 60.08 | 60.08 | 60.08 | 60.08 | 60.08 | 60.08 | 60.08 | 60.08 | 60.08 | 60.08 | 60.08 | 60.08 | 60.08 | 60.08 | 60.08 | 60.08 | 60.08
School | Heating Setpoint Schedule | AllOtherDays (Through 12/31) | 60.08 | 60.08 | 60.08 | 60.08 | 60.08 | 60.08 | 60.08 | 60.08 | 60.08 | 60.08 | 60.08 | 60.08 | 60.08 | 60.08 | 60.08 | 60.08 | 60.08 | 60.08 | 60.08 | 60.08 | 60.08 | 60.08 | 60.08 | 60.08
School | Heating Setpoint Schedule | Saturdays (Through 4/3) | 60.08 | 60.08 | 60.08 | 60.08 | 60.08 | 60.08 | 60.08 | 69.98 | 69.98 | 69.98 | 69.98 | 69.98 | 69.98 | 60.08 | 60.08 | 60.08 | 60.08 | 60.08 | 60.08 | 60.08 | 60.08 | 60.08 | 60.08 | 60.08
School | Heating Setpoint Schedule | Saturdays (Through 5/22) | 60.08 | 60.08 | 60.08 | 60.08 | 60.08 | 60.08 | 60.08 | 69.98 | 69.98 | 69.98 | 69.98 | 69.98 | 69.98 | 60.08 | 60.08 | 60.08 | 60.08 | 60.08 | 60.08 | 60.08 | 60.08 | 60.08 | 60.08 | 60.08
School | Heating Setpoint Schedule | Saturdays (Through 8/7) | 60.08 | 60.08 | 60.08 | 60.08 | 60.08 | 60.08 | 60.08 | 69.98 | 69.98 | 69.98 | 69.98 | 69.98 | 69.98 | 60.08 | 60.08 | 60.08 | 60.08 | 60.08 | 60.08 | 60.08 | 60.08 | 60.08 | 60.08 | 60.08
School | Heating Setpoint Schedule | Saturdays (Through 12/11) | 60.08 | 60.08 | 60.08 | 60.08 | 60.08 | 60.08 | 60.08 | 69.98 | 69.98 | 69.98 | 69.98 | 69.98 | 69.98 | 60.08 | 60.08 | 60.08 | 60.08 | 60.08 | 60.08 | 60.08 | 60.08 | 60.08 | 60.08 | 60.08
School | Heating Setpoint Schedule | Weekdays (Through 4/3) | 60.08 | 60.08 | 60.08 | 60.08 | 60.08 | 60.08 | 69.98 | 69.98 | 69.98 | 69.98 | 69.98 | 69.98 | 69.98 | 69.98 | 69.98 | 69.98 | 69.98 | 69.98 | 69.98 | 69.98 | 69.98 | 69.98 | 60.08 | 60.08
School | Heating Setpoint Schedule | Weekdays (Through 5/22) | 60.08 | 60.08 | 60.08 | 60.08 | 60.08 | 60.08 | 69.98 | 69.98 | 69.98 | 69.98 | 69.98 | 69.98 | 69.98 | 69.98 | 69.98 | 69.98 | 69.98 | 69.98 | 69.98 | 69.98 | 69.98 | 69.98 | 60.08 | 60.08
School | Heating Setpoint Schedule | Weekdays (Through 8/7) | 60.08 | 60.08 | 60.08 | 60.08 | 60.08 | 60.08 | 69.98 | 69.98 | 69.98 | 69.98 | 69.98 | 69.98 | 69.98 | 69.98 | 69.98 | 69.98 | 69.98 | 69.98 | 69.98 | 69.98 | 69.98 | 69.98 | 60.08 | 60.08
School | Heating Setpoint Schedule | Weekdays (Through 12/11) | 60.08 | 60.08 | 60.08 | 60.08 | 60.08 | 60.08 | 69.98 | 69.98 | 69.98 | 69.98 | 69.98 | 69.98 | 69.98 | 69.98 | 69.98 | 69.98 | 69.98 | 69.98 | 69.98 | 69.98 | 69.98 | 69.98 | 60.08 | 60.08
School | Infiltration Schedule | AllDays | 1 | 1 | 1 | 1 | 1 | 1 | 1 | 1 | 1 | 1 | 1 | 1 | 1 | 1 | 1 | 1 | 1 | 1 | 1 | 1 | 1 | 1 | 1 | 1
School | Lighting Schedule | AllOtherDays (Through 1/11) | 0 | 0 | 0 | 0 | 0 | 0 | 0 | 0 | 0 | 0 | 0 | 0 | 0 | 0 | 0 | 0 | 0 | 0 | 0 | 0 | 0 | 0 | 0 | 0
School | Lighting Schedule | AllOtherDays (Through 4/3) | 0.05 | 0.05 | 0.05 | 0.05 | 0.05 | 0.05 | 0.05 | 0.05 | 0.05 | 0.05 | 0.05 | 0.05 | 0.05 | 0.05 | 0.05 | 0.05 | 0.05 | 0.05 | 0.05 | 0.05 | 0.05 | 0.05 | 0.05 | 0.05
School | Lighting Schedule | AllOtherDays (Through 4/12) | 0 | 0 | 0 | 0 | 0 | 0 | 0 | 0 | 0 | 0 | 0 | 0 | 0 | 0 | 0 | 0 | 0 | 0 | 0 | 0 | 0 | 0 | 0 | 0
School | Lighting Schedule | AllOtherDays (Through 5/22) | 0.05 | 0.05 | 0.05 | 0.05 | 0.05 | 0.05 | 0.05 | 0.05 | 0.05 | 0.05 | 0.05 | 0.05 | 0.05 | 0.05 | 0.05 | 0.05 | 0.05 | 0.05 | 0.05 | 0.05 | 0.05 | 0.05 | 0.05 | 0.05
School | Lighting Schedule | AllOtherDays (Through 5/31) | 0 | 0 | 0 | 0 | 0 | 0 | 0 | 0 | 0 | 0 | 0 | 0 | 0 | 0 | 0 | 0 | 0 | 0 | 0 | 0 | 0 | 0 | 0 | 0
School | Lighting Schedule | AllOtherDays (Through 8/7) | 0.05 | 0.05 | 0.05 | 0.05 | 0.05 | 0.05 | 0.05 | 0.05 | 0.05 | 0.05 | 0.05 | 0.05 | 0.05 | 0.05 | 0.05 | 0.05 | 0.05 | 0.05 | 0.05 | 0.05 | 0.05 | 0.05 | 0.05 | 0.05
School | Lighting Schedule | AllOtherDays (Through 8/16) | 0 | 0 | 0 | 0 | 0 | 0 | 0 | 0 | 0 | 0 | 0 | 0 | 0 | 0 | 0 | 0 | 0 | 0 | 0 | 0 | 0 | 0 | 0 | 0
School | Lighting Schedule | AllOtherDays (Through 12/11) | 0.05 | 0.05 | 0.05 | 0.05 | 0.05 | 0.05 | 0.05 | 0.05 | 0.05 | 0.05 | 0.05 | 0.05 | 0.05 | 0.05 | 0.05 | 0.05 | 0.05 | 0.05 | 0.05 | 0.05 | 0.05 | 0.05 | 0.05 | 0.05
School | Lighting Schedule | AllOtherDays (Through 12/31) | 0 | 0 | 0 | 0 | 0 | 0 | 0 | 0 | 0 | 0 | 0 | 0 | 0 | 0 | 0 | 0 | 0 | 0 | 0 | 0 | 0 | 0 | 0 | 0
School | Lighting Schedule | Saturdays (Through 4/3) | 0.05 | 0.05 | 0.05 | 0.05 | 0.05 | 0.05 | 0.05 | 0.05 | 0.15 | 0.15 | 0.15 | 0.15 | 0.15 | 0.05 | 0.05 | 0.05 | 0.05 | 0.05 | 0.05 | 0.05 | 0.05 | 0.05 | 0.05 | 0.05
School | Lighting Schedule | Saturdays (Through 5/22) | 0.05 | 0.05 | 0.05 | 0.05 | 0.05 | 0.05 | 0.05 | 0.05 | 0.15 | 0.15 | 0.15 | 0.15 | 0.15 | 0.05 | 0.05 | 0.05 | 0.05 | 0.05 | 0.05 | 0.05 | 0.05 | 0.05 | 0.05 | 0.05
School | Lighting Schedule | Saturdays (Through 8/7) | 0.05 | 0.05 | 0.05 | 0.05 | 0.05 | 0.05 | 0.05 | 0.05 | 0.15 | 0.15 | 0.15 | 0.15 | 0.15 | 0.05 | 0.05 | 0.05 | 0.05 | 0.05 | 0.05 | 0.05 | 0.05 | 0.05 | 0.05 | 0.05
School | Lighting Schedule | Saturdays (Through 12/11) | 0.05 | 0.05 | 0.05 | 0.05 | 0.05 | 0.05 | 0.05 | 0.05 | 0.15 | 0.15 | 0.15 | 0.15 | 0.15 | 0.05 | 0.05 | 0.05 | 0.05 | 0.05 | 0.05 | 0.05 | 0.05 | 0.05 | 0.05 | 0.05
School | Lighting Schedule | Weekdays (Through 4/3) | 0.05 | 0.05 | 0.05 | 0.05 | 0.05 | 0.05 | 0.05 | 0.3 | 0.6 | 0.65 | 0.65 | 0.65 | 0.55 | 0.55 | 0.55 | 0.5 | 0.35 | 0.35 | 0.35 | 0.35 | 0.35 | 0.3 | 0.05 | 0.05
School | Lighting Schedule | Weekdays (Through 5/22) | 0.05 | 0.05 | 0.05 | 0.05 | 0.05 | 0.05 | 0.05 | 0.3 | 0.6 | 0.65 | 0.65 | 0.65 | 0.55 | 0.55 | 0.55 | 0.5 | 0.35 | 0.35 | 0.35 | 0.35 | 0.35 | 0.3 | 0.05 | 0.05
School | Lighting Schedule | Weekdays (Through 8/7) | 0.05 | 0.05 | 0.05 | 0.05 | 0.05 | 0.05 | 0.05 | 0.3 | 0.6 | 0.65 | 0.65 | 0.65 | 0.55 | 0.55 | 0.55 | 0.5 | 0.35 | 0.35 | 0.35 | 0.35 | 0.35 | 0.3 | 0.05 | 0.05
School | Lighting Schedule | Weekdays (Through 12/11) | 0.05 | 0.05 | 0.05 | 0.05 | 0.05 | 0.05 | 0.05 | 0.3 | 0.6 | 0.65 | 0.65 | 0.65 | 0.55 | 0.55 | 0.55 | 0.5 | 0.35 | 0.35 | 0.35 | 0.35 | 0.35 | 0.3 | 0.05 | 0.05
School | OA Schedule | AllOtherDays (Through 1/11) | 0 | 0 | 0 | 0 | 0 | 0 | 0 | 0 | 0 | 0 | 0 | 0 | 0 | 0 | 0 | 0 | 0 | 0 | 0 | 0 | 0 | 0 | 0 | 0
School | OA Schedule | AllOtherDays (Through 4/3) | 0 | 0 | 0 | 0 | 0 | 0 | 0 | 0 | 0 | 0 | 0 | 0 | 0 | 0 | 0 | 0 | 0 | 0 | 0 | 0 | 0 | 0 | 0 | 0
School | OA Schedule | AllOtherDays (Through 4/12) | 0 | 0 | 0 | 0 | 0 | 0 | 0 | 0 | 0 | 0 | 0 | 0 | 0 | 0 | 0 | 0 | 0 | 0 | 0 | 0 | 0 | 0 | 0 | 0
School | OA Schedule | AllOtherDays (Through 5/22) | 0 | 0 | 0 | 0 | 0 | 0 | 0 | 0 | 0 | 0 | 0 | 0 | 0 | 0 | 0 | 0 | 0 | 0 | 0 | 0 | 0 | 0 | 0 | 0
School | OA Schedule | AllOtherDays (Through 5/31) | 0 | 0 | 0 | 0 | 0 | 0 | 0 | 0 | 0 | 0 | 0 | 0 | 0 | 0 | 0 | 0 | 0 | 0 | 0 | 0 | 0 | 0 | 0 | 0
School | OA Schedule | AllOtherDays (Through 8/7) | 0 | 0 | 0 | 0 | 0 | 0 | 0 | 0 | 0 | 0 | 0 | 0 | 0 | 0 | 0 | 0 | 0 | 0 | 0 | 0 | 0 | 0 | 0 | 0
School | OA Schedule | AllOtherDays (Through 8/16) | 0 | 0 | 0 | 0 | 0 | 0 | 0 | 0 | 0 | 0 | 0 | 0 | 0 | 0 | 0 | 0 | 0 | 0 | 0 | 0 | 0 | 0 | 0 | 0
School | OA Schedule | AllOtherDays (Through 12/11) | 0 | 0 | 0 | 0 | 0 | 0 | 0 | 0 | 0 | 0 | 0 | 0 | 0 | 0 | 0 | 0 | 0 | 0 | 0 | 0 | 0 | 0 | 0 | 0
School | OA Schedule | AllOtherDays (Through 12/31) | 0 | 0 | 0 | 0 | 0 | 0 | 0 | 0 | 0 | 0 | 0 | 0 | 0 | 0 | 0 | 0 | 0 | 0 | 0 | 0 | 0 | 0 | 0 | 0
School | OA Schedule | Saturdays (Through 4/3) | 0 | 0 | 0 | 0 | 0 | 0 | 0 | 1 | 1 | 1 | 1 | 1 | 1 | 0 | 0 | 0 | 0 | 0 | 0 | 0 | 0 | 0 | 0 | 0
School | OA Schedule | Saturdays (Through 5/22) | 0 | 0 | 0 | 0 | 0 | 0 | 0 | 1 | 1 | 1 | 1 | 1 | 1 | 0 | 0 | 0 | 0 | 0 | 0 | 0 | 0 | 0 | 0 | 0
School | OA Schedule | Saturdays (Through 8/7) | 0 | 0 | 0 | 0 | 0 | 0 | 0 | 1 | 1 | 1 | 1 | 1 | 1 | 0 | 0 | 0 | 0 | 0 | 0 | 0 | 0 | 0 | 0 | 0
School | OA Schedule | Saturdays (Through 12/11) | 0 | 0 | 0 | 0 | 0 | 0 | 0 | 1 | 1 | 1 | 1 | 1 | 1 | 0 | 0 | 0 | 0 | 0 | 0 | 0 | 0 | 0 | 0 | 0
School | OA Schedule | Weekdays (Through 4/3) | 0 | 0 | 0 | 0 | 0 | 0 | 1 | 1 | 1 | 1 | 1 | 1 | 1 | 1 | 1 | 1 | 1 | 1 | 1 | 1 | 1 | 1 | 0 | 0
School | OA Schedule | Weekdays (Through 5/22) | 0 | 0 | 0 | 0 | 0 | 0 | 1 | 1 | 1 | 1 | 1 | 1 | 1 | 1 | 1 | 1 | 1 | 1 | 1 | 1 | 1 | 1 | 0 | 0
School | OA Schedule | Weekdays (Through 8/7) | 0 | 0 | 0 | 0 | 0 | 0 | 1 | 1 | 1 | 1 | 1 | 1 | 1 | 1 | 1 | 1 | 1 | 1 | 1 | 1 | 1 | 1 | 0 | 0
School | OA Schedule | Weekdays (Through 12/11) | 0 | 0 | 0 | 0 | 0 | 0 | 1 | 1 | 1 | 1 | 1 | 1 | 1 | 1 | 1 | 1 | 1 | 1 | 1 | 1 | 1 | 1 | 0 | 0
School | Occupant Sch | AllOtherDays (Through 1/11) | 0 | 0 | 0 | 0 | 0 | 0 | 0 | 0 | 0 | 0 | 0 | 0 | 0 | 0 | 0 | 0 | 0 | 0 | 0 | 0 | 0 | 0 | 0 | 0
School | Occupant Sch | AllOtherDays (Through 4/3) | 0 | 0 | 0 | 0 | 0 | 0 | 0 | 0 | 0 | 0 | 0 | 0 | 0 | 0 | 0 | 0 | 0 | 0 | 0 | 0 | 0 | 0 | 0 | 0
School | Occupant Sch | AllOtherDays (Through 4/12) | 0 | 0 | 0 | 0 | 0 | 0 | 0 | 0 | 0 | 0 | 0 | 0 | 0 | 0 | 0 | 0 | 0 | 0 | 0 | 0 | 0 | 0 | 0 | 0
School | Occupant Sch | AllOtherDays (Through 5/22) | 0 | 0 | 0 | 0 | 0 | 0 | 0 | 0 | 0 | 0 | 0 | 0 | 0 | 0 | 0 | 0 | 0 | 0 | 0 | 0 | 0 | 0 | 0 | 0
School | Occupant Sch | AllOtherDays (Through 5/31) | 0 | 0 | 0 | 0 | 0 | 0 | 0 | 0 | 0 | 0 | 0 | 0 | 0 | 0 | 0 | 0 | 0 | 0 | 0 | 0 | 0 | 0 | 0 | 0
School | Occupant Sch | AllOtherDays (Through 8/7) | 0 | 0 | 0 | 0 | 0 | 0 | 0 | 0 | 0 | 0 | 0 | 0 | 0 | 0 | 0 | 0 | 0 | 0 | 0 | 0 | 0 | 0 | 0 | 0
School | Occupant Sch | AllOtherDays (Through 8/16) | 0 | 0 | 0 | 0 | 0 | 0 | 0 | 0 | 0 | 0 | 0 | 0 | 0 | 0 | 0 | 0 | 0 | 0 | 0 | 0 | 0 | 0 | 0 | 0
School | Occupant Sch | AllOtherDays (Through 12/11) | 0 | 0 | 0 | 0 | 0 | 0 | 0 | 0 | 0 | 0 | 0 | 0 | 0 | 0 | 0 | 0 | 0 | 0 | 0 | 0 | 0 | 0 | 0 | 0
School | Occupant Sch | AllOtherDays (Through 12/31) | 0 | 0 | 0 | 0 | 0 | 0 | 0 | 0 | 0 | 0 | 0 | 0 | 0 | 0 | 0 | 0 | 0 | 0 | 0 | 0 | 0 | 0 | 0 | 0
School | Occupant Sch | Saturdays (Through 4/3) | 0 | 0 | 0 | 0 | 0 | 0 | 0 | 0 | 0.1 | 0.1 | 0.1 | 0.1 | 0.1 | 0 | 0 | 0 | 0 | 0 | 0 | 0 | 0 | 0 | 0 | 0
School | Occupant Sch | Saturdays (Through 5/22) | 0 | 0 | 0 | 0 | 0 | 0 | 0 | 0 | 0.1 | 0.1 | 0.1 | 0.1 | 0.1 | 0 | 0 | 0 | 0 | 0 | 0 | 0 | 0 | 0 | 0 | 0
School | Occupant Sch | Saturdays (Through 8/7) | 0 | 0 | 0 | 0 | 0 | 0 | 0 | 0 | 0.1 | 0.1 | 0.1 | 0.1 | 0.1 | 0 | 0 | 0 | 0 | 0 | 0 | 0 | 0 | 0 | 0 | 0
School | Occupant Sch | Saturdays (Through 12/11) | 0 | 0 | 0 | 0 | 0 | 0 | 0 | 0 | 0.1 | 0.1 | 0.1 | 0.1 | 0.1 | 0 | 0 | 0 | 0 | 0 | 0 | 0 | 0 | 0 | 0 | 0
School | Occupant Sch | Weekdays (Through 4/3) | 0 | 0 | 0 | 0 | 0 | 0 | 0 | 0.05 | 0.75 | 0.9 | 0.9 | 0.8 | 0.8 | 0.8 | 0.8 | 0.45 | 0.15 | 0.05 | 0.15 | 0.2 | 0.2 | 0.1 | 0 | 0
School | Occupant Sch | Weekdays (Through 5/22) | 0 | 0 | 0 | 0 | 0 | 0 | 0 | 0.05 | 0.75 | 0.9 | 0.9 | 0.8 | 0.8 | 0.8 | 0.8 | 0.45 | 0.15 | 0.05 | 0.15 | 0.2 | 0.2 | 0.1 | 0 | 0
School | Occupant Sch | Weekdays (Through 8/7) | 0 | 0 | 0 | 0 | 0 | 0 | 0 | 0.05 | 0.75 | 0.9 | 0.9 | 0.8 | 0.8 | 0.8 | 0.8 | 0.45 | 0.15 | 0.05 | 0.15 | 0.2 | 0.2 | 0.1 | 0 | 0
School | Occupant Sch | Weekdays (Through 12/11) | 0 | 0 | 0 | 0 | 0 | 0 | 0 | 0.05 | 0.75 | 0.9 | 0.9 | 0.8 | 0.8 | 0.8 | 0.8 | 0.45 | 0.15 | 0.05 | 0.15 | 0.2 | 0.2 | 0.1 | 0 | 0

## Energy Usage
Energy Consumption - Education - Relocatable Classroom
Climate Zone | HVAC Type | Vintage | Total Floorspace (Excluding Plenums and Crawl Space) (ft²) | Annual Electricity Intensity (kBtu/ft²) | Annual Gas Intensity (kBtu/ft²) | Notes
CZ01 | cAVVG | Existing | 961.29 | 18.909 | 32.2988
CZ01 | cAVVG | New Construction | 961.29 | 15.0265 | 31.6129
CZ01 | cDXGF | Existing | 961.29 | 25.9898 | 28.7299
CZ01 | cDXGF | New Construction | 961.29 | 18.2889 | 31.2234
CZ01 | cDXHP | Existing | 961.29 | 29.7292 | 13.0729
CZ01 | cDXHP | New Construction | 961.29 | 22.5343 | 13.0706
CZ01 | cDXOH | Existing | 961.29 | 26.8904 | 13.0733
CZ01 | cDXOH | New Construction | 961.29 | 18.9002 | 13.0714
CZ01 | cPVVG | Existing | 961.29 | 19.1875 | 34.3668
CZ01 | cPVVG | New Construction | 961.29 | 13.712 | 35.7079
CZ02 | cAVVG | Existing | 961.29 | 27.4254 | 28.3589
CZ02 | cAVVG | New Construction | 961.29 | 20.8282 | 26.3482
CZ02 | cDXGF | Existing | 961.29 | 31.7752 | 20.0036
CZ02 | cDXGF | New Construction | 961.29 | 21.8429 | 20.5594
CZ02 | cDXHP | Existing | 961.29 | 33.7784 | 12.1678
CZ02 | cDXHP | New Construction | 961.29 | 23.8981 | 12.1659
CZ02 | cDXOH | Existing | 961.29 | 32.2839 | 12.1679
CZ02 | cDXOH | New Construction | 961.29 | 22.0717 | 12.1661
CZ02 | cPVVG | Existing | 961.29 | 23.7358 | 23.9602
CZ02 | cPVVG | New Construction | 961.29 | 16.648 | 23.4167
CZ03 | cAVVG | Existing | 961.29 | 21.7921 | 20.708
CZ03 | cAVVG | New Construction | 961.29 | 16.4474 | 21.1093
CZ03 | cDXGF | Existing | 961.29 | 28.8247 | 17.2463
CZ03 | cDXGF | New Construction | 961.29 | 20.7208 | 18.8376
CZ03 | cDXHP | Existing | 961.29 | 30.031 | 12.1386
CZ03 | cDXHP | New Construction | 961.29 | 22.2873 | 12.1366
CZ03 | cDXOH | Existing | 961.29 | 28.9898 | 12.1386
CZ03 | cDXOH | New Construction | 961.29 | 20.8575 | 12.1369
CZ03 | cPVVG | Existing | 961.29 | 21.5283 | 20.2486
CZ03 | cPVVG | New Construction | 961.29 | 15.4692 | 21.5565
CZ04 | cAVVG | Existing | 961.29 | 27.4395 | 19.5745
CZ04 | cAVVG | New Construction | 961.29 | 20.2913 | 19.5628
CZ04 | cDXGF | Existing | 961.29 | 32.4305 | 16.0345
CZ04 | cDXGF | New Construction | 961.29 | 22.2944 | 16.77
CZ04 | cDXHP | Existing | 961.29 | 33.4325 | 11.7815
CZ04 | cDXHP | New Construction | 961.29 | 23.4687 | 11.7799
CZ04 | cDXOH | Existing | 961.29 | 32.5147 | 11.7815
CZ04 | cDXOH | New Construction | 961.29 | 22.2981 | 11.7803
CZ04 | cPVVG | Existing | 961.29 | 24.6898 | 18.6
CZ04 | cPVVG | New Construction | 961.29 | 17.2954 | 18.8305
CZ05 | cAVVG | Existing | 961.29 | 22.277 | 19.9681
CZ05 | cAVVG | New Construction | 961.29 | 16.9938 | 20.63
CZ05 | cDXGF | Existing | 961.29 | 29.1412 | 16.6272
CZ05 | cDXGF | New Construction | 961.29 | 20.8562 | 18.2399
CZ05 | cDXHP | Existing | 961.29 | 30.2321 | 12.1391
CZ05 | cDXHP | New Construction | 961.29 | 22.3023 | 12.1371
CZ05 | cDXOH | Existing | 961.29 | 29.1812 | 12.1391
CZ05 | cDXOH | New Construction | 961.29 | 20.8658 | 12.1374
CZ05 | cPVVG | Existing | 961.29 | 22.09 | 19.2401
CZ05 | cPVVG | New Construction | 961.29 | 15.8542 | 20.6137
CZ06 | cAVVG | Existing | 961.29 | 27.1263 | 14.0972
CZ06 | cAVVG | New Construction | 961.29 | 20.5882 | 14.6706
CZ06 | cDXGF | Existing | 961.29 | 31.1008 | 12.4173
CZ06 | cDXGF | New Construction | 961.29 | 22.6208 | 13.0038
CZ06 | cDXHP | Existing | 961.29 | 31.1784 | 11.347
CZ06 | cDXHP | New Construction | 961.29 | 22.8373 | 11.3453
CZ06 | cDXOH | Existing | 961.29 | 31.0976 | 11.3471
CZ06 | cDXOH | New Construction | 961.29 | 22.6111 | 11.345
CZ06 | cPVVG | Existing | 961.29 | 24.3312 | 13.4238
CZ06 | cPVVG | New Construction | 961.29 | 17.6228 | 14.0329
CZ07 | cAVVG | Existing | 961.29 | 30.1907 | 14.1685
CZ07 | cAVVG | New Construction | 961.29 | 23.0716 | 15.1862
CZ07 | cDXGF | Existing | 961.29 | 31.6893 | 12.2502
CZ07 | cDXGF | New Construction | 961.29 | 23.0635 | 12.7592
CZ07 | cDXHP | Existing | 961.29 | 31.7936 | 11.222
CZ07 | cDXHP | New Construction | 961.29 | 23.2989 | 11.2198
CZ07 | cDXOH | Existing | 961.29 | 31.6854 | 11.2221
CZ07 | cDXOH | New Construction | 961.29 | 23.0534 | 11.2198
CZ07 | cPVVG | Existing | 961.29 | 24.8115 | 13.1202
CZ07 | cPVVG | New Construction | 961.29 | 17.9687 | 13.7607
CZ08 | cAVVG | Existing | 961.29 | 31.8083 | 15.2016
CZ08 | cAVVG | New Construction | 961.29 | 24.1936 | 15.6653
CZ08 | cDXGF | Existing | 961.29 | 34.0687 | 12.6319
CZ08 | cDXGF | New Construction | 961.29 | 24.5609 | 13.2269
CZ08 | cDXHP | Existing | 961.29 | 34.3177 | 11.2067
CZ08 | cDXHP | New Construction | 961.29 | 24.9628 | 11.2047
CZ08 | cDXOH | Existing | 961.29 | 34.0605 | 11.2068
CZ08 | cDXOH | New Construction | 961.29 | 24.5427 | 11.2048
CZ08 | cPVVG | Existing | 961.29 | 26.4575 | 13.8089
CZ08 | cPVVG | New Construction | 961.29 | 19.1641 | 14.3816
CZ09 | cAVVG | Existing | 961.29 | 34.9481 | 16.0669
CZ09 | cAVVG | New Construction | 961.29 | 25.3995 | 16.0547
CZ09 | cDXGF | Existing | 961.29 | 36.2893 | 12.1034
CZ09 | cDXGF | New Construction | 961.29 | 24.321 | 12.4736
CZ09 | cDXHP | Existing | 961.29 | 36.4394 | 11.0803
CZ09 | cDXHP | New Construction | 961.29 | 24.564 | 11.0786
CZ09 | cDXOH | Existing | 961.29 | 36.2848 | 11.0803
CZ09 | cDXOH | New Construction | 961.29 | 24.3008 | 11.0787
CZ09 | cPVVG | Existing | 961.29 | 28.2126 | 13.1378
CZ09 | cPVVG | New Construction | 961.29 | 19.4167 | 13.3772
CZ10 | cAVVG | Existing | 961.29 | 37.2308 | 17.0866
CZ10 | cAVVG | New Construction | 961.29 | 27.8367 | 16.8466
CZ10 | cDXGF | Existing | 961.29 | 38.352 | 13.6749
CZ10 | cDXGF | New Construction | 961.29 | 27.1838 | 14.1371
CZ10 | cDXHP | Existing | 961.29 | 39.0595 | 10.9785
CZ10 | cDXHP | New Construction | 961.29 | 27.9866 | 10.9763
CZ10 | cDXOH | Existing | 961.29 | 38.3552 | 10.9785
CZ10 | cDXOH | New Construction | 961.29 | 27.1538 | 10.9764
CZ10 | cPVVG | Existing | 961.29 | 30.2061 | 15.2589
CZ10 | cPVVG | New Construction | 961.29 | 21.8648 | 15.4548
CZ11 | cAVVG | Existing | 961.29 | 39.3643 | 24.3458
CZ11 | cAVVG | New Construction | 961.29 | 28.0339 | 22.1247
CZ11 | cDXGF | Existing | 961.29 | 43.609 | 18.4774
CZ11 | cDXGF | New Construction | 961.29 | 28.6848 | 18.593
CZ11 | cDXHP | Existing | 961.29 | 45.5377 | 11.1571
CZ11 | cDXHP | New Construction | 961.29 | 30.5305 | 11.155
CZ11 | cDXOH | Existing | 961.29 | 44.2549 | 11.1572
CZ11 | cDXOH | New Construction | 961.29 | 29.0281 | 11.1553
CZ11 | cPVVG | Existing | 961.29 | 33.4157 | 22.4884
CZ11 | cPVVG | New Construction | 961.29 | 22.97 | 21.2389
CZ12 | cAVVG | Existing | 961.29 | 36.4351 | 25.6974
CZ12 | cAVVG | New Construction | 961.29 | 26.9363 | 23.4402
CZ12 | cDXGF | Existing | 961.29 | 39.0372 | 17.8679
CZ12 | cDXGF | New Construction | 961.29 | 26.4939 | 18.2323
CZ12 | cDXHP | Existing | 961.29 | 40.7128 | 11.4332
CZ12 | cDXHP | New Construction | 961.29 | 28.1797 | 11.4315
CZ12 | cDXOH | Existing | 961.29 | 39.5235 | 11.4333
CZ12 | cDXOH | New Construction | 961.29 | 26.7555 | 11.4315
CZ12 | cPVVG | Existing | 961.29 | 29.9656 | 21.385
CZ12 | cPVVG | New Construction | 961.29 | 20.993 | 20.6561
CZ13 | cAVVG | Existing | 961.29 | 41.7619 | 20.5835
CZ13 | cAVVG | New Construction | 961.29 | 30.1015 | 19.4997
CZ13 | cDXGF | Existing | 961.29 | 45.1928 | 15.6852
CZ13 | cDXGF | New Construction | 961.29 | 30.4813 | 16.1916
CZ13 | cDXHP | Existing | 961.29 | 46.4361 | 10.8901
CZ13 | cDXHP | New Construction | 961.29 | 31.796 | 10.8877
CZ13 | cDXOH | Existing | 961.29 | 45.5832 | 10.8901
CZ13 | cDXOH | New Construction | 961.29 | 30.6989 | 10.8879
CZ13 | cPVVG | Existing | 961.29 | 35.0357 | 18.8216
CZ13 | cPVVG | New Construction | 961.29 | 24.5724 | 18.3744
CZ14 | cAVVG | Existing | 961.29 | 47.7929 | 17.7117
CZ14 | cAVVG | New Construction | 961.29 | 34.4623 | 17.362
CZ14 | cDXGF | Existing | 961.29 | 50.6233 | 13.2589
CZ14 | cDXGF | New Construction | 961.29 | 34.5738 | 13.7739
CZ14 | cDXHP | Existing | 961.29 | 51.3631 | 10.4258
CZ14 | cDXHP | New Construction | 961.29 | 35.427 | 10.4236
CZ14 | cDXOH | Existing | 961.29 | 50.6942 | 10.4256
CZ14 | cDXOH | New Construction | 961.29 | 34.5829 | 10.4237
CZ14 | cPVVG | Existing | 961.29 | 39.5373 | 15.5112
CZ14 | cPVVG | New Construction | 961.29 | 28.0681 | 15.5567
CZ15 | cAVVG | Existing | 961.29 | 58.6697 | 14.991
CZ15 | cAVVG | New Construction | 961.29 | 43.2538 | 14.9157
CZ15 | cDXGF | Existing | 961.29 | 55.987 | 10.3485
CZ15 | cDXGF | New Construction | 961.29 | 38.0212 | 10.5629
CZ15 | cDXHP | Existing | 961.29 | 56.2043 | 9.489
CZ15 | cDXHP | New Construction | 961.29 | 38.2852 | 9.4864
CZ15 | cDXOH | Existing | 961.29 | 55.9757 | 9.489
CZ15 | cDXOH | New Construction | 961.29 | 37.9888 | 9.4867
CZ15 | cPVVG | Existing | 961.29 | 45.6663 | 11.0721
CZ15 | cPVVG | New Construction | 961.29 | 32.607 | 11.1804
CZ16 | cAVVG | Existing | 961.29 | 39.2878 | 34.8255
CZ16 | cAVVG | New Construction | 961.29 | 28.8961 | 29.5923
CZ16 | cDXGF | Existing | 961.29 | 43.5893 | 22.2698
CZ16 | cDXGF | New Construction | 961.29 | 29.5602 | 22.2693
CZ16 | cDXHP | Existing | 961.29 | 46.9167 | 11.9525
CZ16 | cDXHP | New Construction | 961.29 | 32.6004 | 11.9504
CZ16 | cDXOH | Existing | 961.29 | 44.4688 | 11.9526
CZ16 | cDXOH | New Construction | 961.29 | 30.2363 | 11.9508
CZ16 | cPVVG | Existing | 961.29 | 32.621 | 27.5622
CZ16 | cPVVG | New Construction | 961.29 | 22.9576 | 25.8359

## Energy Usage_Figures
Energy Figures (from 'Energy Usage' Tab)
cAVVG ¦ Annual Electricity Intensity (kBtu/ft²) |  |  | cAVVG ¦ Annual Gas Intensity (kBtu/ft²)
Climate Zone | Existing | New Construction | Climate Zone | Existing | New Construction
CZ01 | 18.909 | 15.0265 | CZ01 | 32.2988 | 31.6129
CZ02 | 27.4254 | 20.8282 | CZ02 | 28.3589 | 26.3482
CZ03 | 21.7921 | 16.4474 | CZ03 | 20.708 | 21.1093
CZ04 | 27.4395 | 20.2913 | CZ04 | 19.5745 | 19.5628
CZ05 | 22.277 | 16.9938 | CZ05 | 19.9681 | 20.63
CZ06 | 27.1263 | 20.5882 | CZ06 | 14.0972 | 14.6706
CZ07 | 30.1907 | 23.0716 | CZ07 | 14.1685 | 15.1862
CZ08 | 31.8083 | 24.1936 | CZ08 | 15.2016 | 15.6653
CZ09 | 34.9481 | 25.3995 | CZ09 | 16.0669 | 16.0547
CZ10 | 37.2308 | 27.8367 | CZ10 | 17.0866 | 16.8466
CZ11 | 39.3643 | 28.0339 | CZ11 | 24.3458 | 22.1247
CZ12 | 36.4351 | 26.9363 | CZ12 | 25.6974 | 23.4402
CZ13 | 41.7619 | 30.1015 | CZ13 | 20.5835 | 19.4997
CZ14 | 47.7929 | 34.4623 | CZ14 | 17.7117 | 17.362
CZ15 | 58.6697 | 43.2538 | CZ15 | 14.991 | 14.9157
CZ16 | 39.2878 | 28.8961 | CZ16 | 34.8255 | 29.5923
cDXGF ¦ Annual Electricity Intensity (kBtu/ft²) |  |  | cDXGF ¦ Annual Gas Intensity (kBtu/ft²)
Climate Zone | Existing | New Construction | Climate Zone | Existing | New Construction
CZ01 | 25.9898 | 18.2889 | CZ01 | 28.7299 | 31.2234
CZ02 | 31.7752 | 21.8429 | CZ02 | 20.0036 | 20.5594
CZ03 | 28.8247 | 20.7208 | CZ03 | 17.2463 | 18.8376
CZ04 | 32.4305 | 22.2944 | CZ04 | 16.0345 | 16.77
CZ05 | 29.1412 | 20.8562 | CZ05 | 16.6272 | 18.2399
CZ06 | 31.1008 | 22.6208 | CZ06 | 12.4173 | 13.0038
CZ07 | 31.6893 | 23.0635 | CZ07 | 12.2502 | 12.7592
CZ08 | 34.0687 | 24.5609 | CZ08 | 12.6319 | 13.2269
CZ09 | 36.2893 | 24.321 | CZ09 | 12.1034 | 12.4736
CZ10 | 38.352 | 27.1838 | CZ10 | 13.6749 | 14.1371
CZ11 | 43.609 | 28.6848 | CZ11 | 18.4774 | 18.593
CZ12 | 39.0372 | 26.4939 | CZ12 | 17.8679 | 18.2323
CZ13 | 45.1928 | 30.4813 | CZ13 | 15.6852 | 16.1916
CZ14 | 50.6233 | 34.5738 | CZ14 | 13.2589 | 13.7739
CZ15 | 55.987 | 38.0212 | CZ15 | 10.3485 | 10.5629
CZ16 | 43.5893 | 29.5602 | CZ16 | 22.2698 | 22.2693
cDXHP ¦ Annual Electricity Intensity (kBtu/ft²) |  |  | cDXHP ¦ Annual Gas Intensity (kBtu/ft²)
Climate Zone | Existing | New Construction | Climate Zone | Existing | New Construction
CZ01 | 29.7292 | 22.5343 | CZ01 | 13.0729 | 13.0706
CZ02 | 33.7784 | 23.8981 | CZ02 | 12.1678 | 12.1659
CZ03 | 30.031 | 22.2873 | CZ03 | 12.1386 | 12.1366
CZ04 | 33.4325 | 23.4687 | CZ04 | 11.7815 | 11.7799
CZ05 | 30.2321 | 22.3023 | CZ05 | 12.1391 | 12.1371
CZ06 | 31.1784 | 22.8373 | CZ06 | 11.347 | 11.3453
CZ07 | 31.7936 | 23.2989 | CZ07 | 11.222 | 11.2198
CZ08 | 34.3177 | 24.9628 | CZ08 | 11.2067 | 11.2047
CZ09 | 36.4394 | 24.564 | CZ09 | 11.0803 | 11.0786
CZ10 | 39.0595 | 27.9866 | CZ10 | 10.9785 | 10.9763
CZ11 | 45.5377 | 30.5305 | CZ11 | 11.1571 | 11.155
CZ12 | 40.7128 | 28.1797 | CZ12 | 11.4332 | 11.4315
CZ13 | 46.4361 | 31.796 | CZ13 | 10.8901 | 10.8877
CZ14 | 51.3631 | 35.427 | CZ14 | 10.4258 | 10.4236
CZ15 | 56.2043 | 38.2852 | CZ15 | 9.489 | 9.4864
CZ16 | 46.9167 | 32.6004 | CZ16 | 11.9525 | 11.9504
cDXOH ¦ Annual Electricity Intensity (kBtu/ft²) |  |  | cDXOH ¦ Annual Gas Intensity (kBtu/ft²)
Climate Zone | Existing | New Construction | Climate Zone | Existing | New Construction
CZ01 | 26.8904 | 18.9002 | CZ01 | 13.0733 | 13.0714
CZ02 | 32.2839 | 22.0717 | CZ02 | 12.1679 | 12.1661
CZ03 | 28.9898 | 20.8575 | CZ03 | 12.1386 | 12.1369
CZ04 | 32.5147 | 22.2981 | CZ04 | 11.7815 | 11.7803
CZ05 | 29.1812 | 20.8658 | CZ05 | 12.1391 | 12.1374
CZ06 | 31.0976 | 22.6111 | CZ06 | 11.3471 | 11.345
CZ07 | 31.6854 | 23.0534 | CZ07 | 11.2221 | 11.2198
CZ08 | 34.0605 | 24.5427 | CZ08 | 11.2068 | 11.2048
CZ09 | 36.2848 | 24.3008 | CZ09 | 11.0803 | 11.0787
CZ10 | 38.3552 | 27.1538 | CZ10 | 10.9785 | 10.9764
CZ11 | 44.2549 | 29.0281 | CZ11 | 11.1572 | 11.1553
CZ12 | 39.5235 | 26.7555 | CZ12 | 11.4333 | 11.4315
CZ13 | 45.5832 | 30.6989 | CZ13 | 10.8901 | 10.8879
CZ14 | 50.6942 | 34.5829 | CZ14 | 10.4256 | 10.4237
CZ15 | 55.9757 | 37.9888 | CZ15 | 9.489 | 9.4867
CZ16 | 44.4688 | 30.2363 | CZ16 | 11.9526 | 11.9508
cPVVG ¦ Annual Electricity Intensity (kBtu/ft²) |  |  | cPVVG ¦ Annual Gas Intensity (kBtu/ft²)
Climate Zone | Existing | New Construction | Climate Zone | Existing | New Construction
CZ01 | 19.1875 | 13.712 | CZ01 | 34.3668 | 35.7079
CZ02 | 23.7358 | 16.648 | CZ02 | 23.9602 | 23.4167
CZ03 | 21.5283 | 15.4692 | CZ03 | 20.2486 | 21.5565
CZ04 | 24.6898 | 17.2954 | CZ04 | 18.6 | 18.8305
CZ05 | 22.09 | 15.8542 | CZ05 | 19.2401 | 20.6137
CZ06 | 24.3312 | 17.6228 | CZ06 | 13.4238 | 14.0329
CZ07 | 24.8115 | 17.9687 | CZ07 | 13.1202 | 13.7607
CZ08 | 26.4575 | 19.1641 | CZ08 | 13.8089 | 14.3816
CZ09 | 28.2126 | 19.4167 | CZ09 | 13.1378 | 13.3772
CZ10 | 30.2061 | 21.8648 | CZ10 | 15.2589 | 15.4548
CZ11 | 33.4157 | 22.97 | CZ11 | 22.4884 | 21.2389
CZ12 | 29.9656 | 20.993 | CZ12 | 21.385 | 20.6561
CZ13 | 35.0357 | 24.5724 | CZ13 | 18.8216 | 18.3744
CZ14 | 39.5373 | 28.0681 | CZ14 | 15.5112 | 15.5567
CZ15 | 45.6663 | 32.607 | CZ15 | 11.0721 | 11.1804
CZ16 | 32.621 | 22.9576 | CZ16 | 27.5622 | 25.8359

## Raw_totalendusesannual (hidden)
Vintage | Climate Zone | HVAC System | Electricity (kBtu) | Natural Gas (kBtu)
Existing | CZ01 | cAVVG | 18177.02 | 31048.55
Existing | CZ02 | cAVVG | 26363.72 | 27261.09
Existing | CZ03 | cAVVG | 20948.56 | 19906.4
Existing | CZ04 | cAVVG | 26377.33 | 18816.8
Existing | CZ05 | cAVVG | 21414.62 | 19195.18
Existing | CZ06 | cAVVG | 26076.28 | 13551.5
Existing | CZ07 | cAVVG | 29021.97 | 13620.08
Existing | CZ08 | cAVVG | 30577.03 | 14613.19
Existing | CZ09 | cAVVG | 33595.3 | 15444.99
Existing | CZ10 | cAVVG | 35789.63 | 16425.21
Existing | CZ11 | cAVVG | 37840.47 | 23403.37
Existing | CZ12 | cAVVG | 35024.65 | 24702.65
Existing | CZ13 | cAVVG | 40145.26 | 19786.68
Existing | CZ14 | cAVVG | 45942.88 | 17026.05
Existing | CZ15 | cAVVG | 56398.62 | 14410.72
Existing | CZ16 | cAVVG | 37766.98 | 33477.45
New Construction | CZ01 | cAVVG | 14444.87 | 30389.13
New Construction | CZ02 | cAVVG | 20021.95 | 25328.3
New Construction | CZ03 | cAVVG | 15810.71 | 20292.14
New Construction | CZ04 | cAVVG | 19505.81 | 18805.49
New Construction | CZ05 | cAVVG | 16336.01 | 19831.39
New Construction | CZ06 | cAVVG | 19791.23 | 14102.7
New Construction | CZ07 | cAVVG | 22178.54 | 14598.33
New Construction | CZ08 | cAVVG | 23257.06 | 15058.88
New Construction | CZ09 | cAVVG | 24416.28 | 15433.26
New Construction | CZ10 | cAVVG | 26759.16 | 16194.5
New Construction | CZ11 | cAVVG | 26948.68 | 21268.25
New Construction | CZ12 | cAVVG | 25893.64 | 22532.82
New Construction | CZ13 | cAVVG | 28936.31 | 18744.83
New Construction | CZ14 | cAVVG | 33128.26 | 16689.91
New Construction | CZ15 | cAVVG | 41579.48 | 14338.35
New Construction | CZ16 | cAVVG | 27777.52 | 28446.77
Existing | CZ01 | cDXGF | 24983.77 | 27617.73
Existing | CZ02 | cDXGF | 30545.19 | 19229.27
Existing | CZ03 | cDXGF | 27708.94 | 16578.72
Existing | CZ04 | cDXGF | 31175.14 | 15413.79
Existing | CZ05 | cDXGF | 28013.17 | 15983.52
Existing | CZ06 | cDXGF | 29896.84 | 11936.62
Existing | CZ07 | cDXGF | 30462.57 | 11775.95
Existing | CZ08 | cDXGF | 32749.88 | 12142.91
Existing | CZ09 | cDXGF | 34884.57 | 11634.91
Existing | CZ10 | cDXGF | 36867.36 | 13145.53
Existing | CZ11 | cDXGF | 41920.93 | 17762.14
Existing | CZ12 | cDXGF | 37526.04 | 17176.24
Existing | CZ13 | cDXGF | 43443.39 | 15078.05
Existing | CZ14 | cDXGF | 48663.68 | 12745.65
Existing | CZ15 | cDXGF | 53819.77 | 9947.92
Existing | CZ16 | cDXGF | 41901.96 | 21407.72
New Construction | CZ01 | cDXGF | 17580.91 | 30014.79
New Construction | CZ02 | cDXGF | 20997.33 | 19763.58
New Construction | CZ03 | cDXGF | 19918.7 | 18108.41
New Construction | CZ04 | cDXGF | 21431.35 | 16120.79
New Construction | CZ05 | cDXGF | 20048.89 | 17533.84
New Construction | CZ06 | cDXGF | 21745.15 | 12500.39
New Construction | CZ07 | cDXGF | 22170.72 | 12265.31
New Construction | CZ08 | cDXGF | 23610.19 | 12714.91
New Construction | CZ09 | cDXGF | 23379.5 | 11990.79
New Construction | CZ10 | cDXGF | 26131.5 | 13589.88
New Construction | CZ11 | cDXGF | 27574.4 | 17873.25
New Construction | CZ12 | cDXGF | 25468.36 | 17526.49
New Construction | CZ13 | cDXGF | 29301.39 | 15564.87
New Construction | CZ14 | cDXGF | 33235.45 | 13240.72
New Construction | CZ15 | cDXGF | 36549.38 | 10153.98
New Construction | CZ16 | cDXGF | 28415.9 | 21407.29
Existing | CZ01 | cDXHP | 28578.34 | 12566.84
Existing | CZ02 | cDXHP | 32470.88 | 11696.81
Existing | CZ03 | cDXHP | 28868.53 | 11668.67
Existing | CZ04 | cDXHP | 32138.31 | 11325.46
Existing | CZ05 | cDXHP | 29061.85 | 11669.17
Existing | CZ06 | cDXHP | 29971.5 | 10907.8
Existing | CZ07 | cDXHP | 30562.91 | 10787.62
Existing | CZ08 | cDXHP | 32989.3 | 10772.89
Existing | CZ09 | cDXHP | 35028.83 | 10651.35
Existing | CZ10 | cDXHP | 37547.53 | 10553.48
Existing | CZ11 | cDXHP | 43774.92 | 10725.22
Existing | CZ12 | cDXHP | 39136.8 | 10990.64
Existing | CZ13 | cDXHP | 44638.6 | 10468.54
Existing | CZ14 | cDXHP | 49374.87 | 10022.24
Existing | CZ15 | cDXHP | 54028.64 | 9121.65
Existing | CZ16 | cDXHP | 45100.54 | 11489.83
New Construction | CZ01 | cDXHP | 21662.02 | 12564.66
New Construction | CZ02 | cDXHP | 22973.05 | 11694.95
New Construction | CZ03 | cDXHP | 21424.56 | 11666.84
New Construction | CZ04 | cDXHP | 22560.26 | 11323.91
New Construction | CZ05 | cDXHP | 21438.98 | 11667.25
New Construction | CZ06 | cDXHP | 21953.23 | 10906.09
New Construction | CZ07 | cDXHP | 22396.96 | 10785.46
New Construction | CZ08 | cDXHP | 23996.45 | 10770.97
New Construction | CZ09 | cDXHP | 23613.11 | 10649.7
New Construction | CZ10 | cDXHP | 26903.23 | 10551.42
New Construction | CZ11 | cDXHP | 29348.65 | 10723.18
New Construction | CZ12 | cDXHP | 27088.89 | 10988.95
New Construction | CZ13 | cDXHP | 30565.17 | 10466.26
New Construction | CZ14 | cDXHP | 34055.64 | 10020.1
New Construction | CZ15 | cDXHP | 36803.19 | 9119.19
New Construction | CZ16 | cDXHP | 31338.41 | 11487.82
Existing | CZ01 | cDXOH | 25849.49 | 12567.23
Existing | CZ02 | cDXOH | 31034.17 | 11696.87
Existing | CZ03 | cDXOH | 27867.61 | 11668.72
Existing | CZ04 | cDXOH | 31256.01 | 11325.46
Existing | CZ05 | cDXOH | 28051.62 | 11669.23
Existing | CZ06 | cDXOH | 29893.83 | 10907.86
Existing | CZ07 | cDXOH | 30458.83 | 10787.68
Existing | CZ08 | cDXOH | 32742.06 | 10773
Existing | CZ09 | cDXOH | 34880.18 | 10651.37
Existing | CZ10 | cDXOH | 36870.43 | 10553.55
Existing | CZ11 | cDXOH | 42541.84 | 10725.32
Existing | CZ12 | cDXOH | 37993.52 | 10990.75
Existing | CZ13 | cDXOH | 43818.68 | 10468.55
Existing | CZ14 | cDXOH | 48731.8 | 10021.98
Existing | CZ15 | cDXOH | 53808.92 | 9121.66
Existing | CZ16 | cDXOH | 42747.39 | 11489.96
New Construction | CZ01 | cDXOH | 18168.61 | 12565.39
New Construction | CZ02 | cDXOH | 21217.31 | 11695.15
New Construction | CZ03 | cDXOH | 20050.14 | 11667.11
New Construction | CZ04 | cDXOH | 21434.97 | 11324.24
New Construction | CZ05 | cDXOH | 20058.04 | 11667.52
New Construction | CZ06 | cDXOH | 21735.83 | 10905.87
New Construction | CZ07 | cDXOH | 22160.97 | 10785.51
New Construction | CZ08 | cDXOH | 23592.61 | 10771.08
New Construction | CZ09 | cDXOH | 23360.1 | 10649.82
New Construction | CZ10 | cDXOH | 26102.67 | 10551.53
New Construction | CZ11 | cDXOH | 27904.47 | 10723.45
New Construction | CZ12 | cDXOH | 25719.82 | 10988.98
New Construction | CZ13 | cDXOH | 29510.5 | 10466.44
New Construction | CZ14 | cDXOH | 33244.2 | 10020.21
New Construction | CZ15 | cDXOH | 36518.26 | 9119.46
New Construction | CZ16 | cDXOH | 29065.84 | 11488.17
Existing | CZ01 | cPVVG | 18444.76 | 33036.47
Existing | CZ02 | cPVVG | 22817.01 | 23032.67
Existing | CZ03 | cPVVG | 20694.92 | 19464.79
Existing | CZ04 | cPVVG | 23734.06 | 17879.99
Existing | CZ05 | cPVVG | 21234.85 | 18495.3
Existing | CZ06 | cPVVG | 23389.32 | 12904.16
Existing | CZ07 | cPVVG | 23851.01 | 12612.3
Existing | CZ08 | cPVVG | 25433.33 | 13274.39
Existing | CZ09 | cPVVG | 27120.49 | 12629.27
Existing | CZ10 | cPVVG | 29036.81 | 14668.26
Existing | CZ11 | cPVVG | 32122.14 | 21617.87
Existing | CZ12 | cPVVG | 28805.65 | 20557.22
Existing | CZ13 | cPVVG | 33679.43 | 18093.01
Existing | CZ14 | cPVVG | 38006.84 | 14910.74
Existing | CZ15 | cPVVG | 43898.53 | 10643.47
Existing | CZ16 | cPVVG | 31358.27 | 26495.25
New Construction | CZ01 | cPVVG | 13181.19 | 34325.67
New Construction | CZ02 | cPVVG | 16003.59 | 22510.2
New Construction | CZ03 | cPVVG | 14870.36 | 20722.08
New Construction | CZ04 | cPVVG | 16625.9 | 18101.56
New Construction | CZ05 | cPVVG | 15240.52 | 19815.73
New Construction | CZ06 | cPVVG | 16940.58 | 13489.66
New Construction | CZ07 | cPVVG | 17273.16 | 13228.04
New Construction | CZ08 | cPVVG | 18422.23 | 13824.9
New Construction | CZ09 | cPVVG | 18665.05 | 12859.4
New Construction | CZ10 | cPVVG | 21018.41 | 14856.5
New Construction | CZ11 | cPVVG | 22080.79 | 20416.75
New Construction | CZ12 | cPVVG | 20180.34 | 19856.46
New Construction | CZ13 | cPVVG | 23621.23 | 17663.16
New Construction | CZ14 | cPVVG | 26981.63 | 14954.51
New Construction | CZ15 | cPVVG | 31344.75 | 10747.61
New Construction | CZ16 | cPVVG | 22068.94 | 24835.82

## Energy Usage by End Use
Energy Consumption by End Use - Education - Relocatable Classroom
Climate Zone | HVAC System | Vintage | End Use | Electricity (kBtu) | Natural Gas (kBtu) | Note
CZ01 | cAVVG | Existing | Heating | 0 | 18481.73
CZ01 | cAVVG | Existing | Cooling | 205.69 | 0
CZ01 | cAVVG | Existing | Interior Lighting | 7411.28 | 0
CZ01 | cAVVG | Existing | Exterior Lighting | 0 | 0
CZ01 | cAVVG | Existing | Interior Equipment | 7305.91 | 0
CZ01 | cAVVG | Existing | Exterior Equipment | 0 | 0
CZ01 | cAVVG | Existing | Fans | 3230.64 | 0
CZ01 | cAVVG | Existing | Pumps | 23.5 | 0
CZ01 | cAVVG | Existing | Heat Rejection | 0 | 0
CZ01 | cAVVG | Existing | Humidification | 0 | 0
CZ01 | cAVVG | Existing | Heat Recovery | 0 | 0
CZ01 | cAVVG | Existing | Water Systems | 0 | 12566.82
CZ01 | cAVVG | Existing | Refrigeration | 0 | 0
CZ01 | cAVVG | Existing | Generators | 0 | 0
CZ01 | cAVVG | Existing | Total End Uses | 18177.02 | 31048.55
CZ02 | cAVVG | Existing | Heating | 0 | 15564.23
CZ02 | cAVVG | Existing | Cooling | 5131.19 | 0
CZ02 | cAVVG | Existing | Interior Lighting | 7411.28 | 0
CZ02 | cAVVG | Existing | Exterior Lighting | 0 | 0
CZ02 | cAVVG | Existing | Interior Equipment | 7305.91 | 0
CZ02 | cAVVG | Existing | Exterior Equipment | 0 | 0
CZ02 | cAVVG | Existing | Fans | 6342.8 | 0
CZ02 | cAVVG | Existing | Pumps | 172.54 | 0
CZ02 | cAVVG | Existing | Heat Rejection | 0 | 0
CZ02 | cAVVG | Existing | Humidification | 0 | 0
CZ02 | cAVVG | Existing | Heat Recovery | 0 | 0
CZ02 | cAVVG | Existing | Water Systems | 0 | 11696.86
CZ02 | cAVVG | Existing | Refrigeration | 0 | 0
CZ02 | cAVVG | Existing | Generators | 0 | 0
CZ02 | cAVVG | Existing | Total End Uses | 26363.72 | 27261.09
CZ03 | cAVVG | Existing | Heating | 0 | 8237.66
CZ03 | cAVVG | Existing | Cooling | 2651.62 | 0
CZ03 | cAVVG | Existing | Interior Lighting | 7411.28 | 0
CZ03 | cAVVG | Existing | Exterior Lighting | 0 | 0
CZ03 | cAVVG | Existing | Interior Equipment | 7305.91 | 0
CZ03 | cAVVG | Existing | Exterior Equipment | 0 | 0
CZ03 | cAVVG | Existing | Fans | 3428.95 | 0
CZ03 | cAVVG | Existing | Pumps | 150.8 | 0
CZ03 | cAVVG | Existing | Heat Rejection | 0 | 0
CZ03 | cAVVG | Existing | Humidification | 0 | 0
CZ03 | cAVVG | Existing | Heat Recovery | 0 | 0
CZ03 | cAVVG | Existing | Water Systems | 0 | 11668.74
CZ03 | cAVVG | Existing | Refrigeration | 0 | 0
CZ03 | cAVVG | Existing | Generators | 0 | 0
CZ03 | cAVVG | Existing | Total End Uses | 20948.56 | 19906.4
CZ04 | cAVVG | Existing | Heating | 0 | 7491.32
CZ04 | cAVVG | Existing | Cooling | 6093.95 | 0
CZ04 | cAVVG | Existing | Interior Lighting | 7411.28 | 0
CZ04 | cAVVG | Existing | Exterior Lighting | 0 | 0
CZ04 | cAVVG | Existing | Interior Equipment | 7305.91 | 0
CZ04 | cAVVG | Existing | Exterior Equipment | 0 | 0
CZ04 | cAVVG | Existing | Fans | 5374.4 | 0
CZ04 | cAVVG | Existing | Pumps | 191.79 | 0
CZ04 | cAVVG | Existing | Heat Rejection | 0 | 0
CZ04 | cAVVG | Existing | Humidification | 0 | 0
CZ04 | cAVVG | Existing | Heat Recovery | 0 | 0
CZ04 | cAVVG | Existing | Water Systems | 0 | 11325.49
CZ04 | cAVVG | Existing | Refrigeration | 0 | 0
CZ04 | cAVVG | Existing | Generators | 0 | 0
CZ04 | cAVVG | Existing | Total End Uses | 26377.33 | 18816.8
CZ05 | cAVVG | Existing | Heating | 0 | 7525.92
CZ05 | cAVVG | Existing | Cooling | 3159.98 | 0
CZ05 | cAVVG | Existing | Interior Lighting | 7411.28 | 0
CZ05 | cAVVG | Existing | Exterior Lighting | 0 | 0
CZ05 | cAVVG | Existing | Interior Equipment | 7305.91 | 0
CZ05 | cAVVG | Existing | Exterior Equipment | 0 | 0
CZ05 | cAVVG | Existing | Fans | 3377.43 | 0
CZ05 | cAVVG | Existing | Pumps | 160.02 | 0
CZ05 | cAVVG | Existing | Heat Rejection | 0 | 0
CZ05 | cAVVG | Existing | Humidification | 0 | 0
CZ05 | cAVVG | Existing | Heat Recovery | 0 | 0
CZ05 | cAVVG | Existing | Water Systems | 0 | 11669.26
CZ05 | cAVVG | Existing | Refrigeration | 0 | 0
CZ05 | cAVVG | Existing | Generators | 0 | 0
CZ05 | cAVVG | Existing | Total End Uses | 21414.62 | 19195.18
CZ06 | cAVVG | Existing | Heating | 0 | 2643.61
CZ06 | cAVVG | Existing | Cooling | 6253.71 | 0
CZ06 | cAVVG | Existing | Interior Lighting | 7411.28 | 0
CZ06 | cAVVG | Existing | Exterior Lighting | 0 | 0
CZ06 | cAVVG | Existing | Interior Equipment | 7305.91 | 0
CZ06 | cAVVG | Existing | Exterior Equipment | 0 | 0
CZ06 | cAVVG | Existing | Fans | 4824.97 | 0
CZ06 | cAVVG | Existing | Pumps | 280.4 | 0
CZ06 | cAVVG | Existing | Heat Rejection | 0 | 0
CZ06 | cAVVG | Existing | Humidification | 0 | 0
CZ06 | cAVVG | Existing | Heat Recovery | 0 | 0
CZ06 | cAVVG | Existing | Water Systems | 0 | 10907.88
CZ06 | cAVVG | Existing | Refrigeration | 0 | 0
CZ06 | cAVVG | Existing | Generators | 0 | 0
CZ06 | cAVVG | Existing | Total End Uses | 26076.28 | 13551.5
CZ07 | cAVVG | Existing | Heating | 0 | 2832.71
CZ07 | cAVVG | Existing | Cooling | 7658.26 | 0
CZ07 | cAVVG | Existing | Interior Lighting | 7411.28 | 0
CZ07 | cAVVG | Existing | Exterior Lighting | 0 | 0
CZ07 | cAVVG | Existing | Interior Equipment | 7305.91 | 0
CZ07 | cAVVG | Existing | Exterior Equipment | 0 | 0
CZ07 | cAVVG | Existing | Fans | 6314.77 | 0
CZ07 | cAVVG | Existing | Pumps | 331.75 | 0
CZ07 | cAVVG | Existing | Heat Rejection | 0 | 0
CZ07 | cAVVG | Existing | Humidification | 0 | 0
CZ07 | cAVVG | Existing | Heat Recovery | 0 | 0
CZ07 | cAVVG | Existing | Water Systems | 0 | 10787.37
CZ07 | cAVVG | Existing | Refrigeration | 0 | 0
CZ07 | cAVVG | Existing | Generators | 0 | 0
CZ07 | cAVVG | Existing | Total End Uses | 29021.97 | 13620.08
CZ08 | cAVVG | Existing | Heating | 0 | 3840.08
CZ08 | cAVVG | Existing | Cooling | 9001.26 | 0
CZ08 | cAVVG | Existing | Interior Lighting | 7411.28 | 0
CZ08 | cAVVG | Existing | Exterior Lighting | 0 | 0
CZ08 | cAVVG | Existing | Interior Equipment | 7305.91 | 0
CZ08 | cAVVG | Existing | Exterior Equipment | 0 | 0
CZ08 | cAVVG | Existing | Fans | 6577.85 | 0
CZ08 | cAVVG | Existing | Pumps | 280.73 | 0
CZ08 | cAVVG | Existing | Heat Rejection | 0 | 0
CZ08 | cAVVG | Existing | Humidification | 0 | 0
CZ08 | cAVVG | Existing | Heat Recovery | 0 | 0
CZ08 | cAVVG | Existing | Water Systems | 0 | 10773.11
CZ08 | cAVVG | Existing | Refrigeration | 0 | 0
CZ08 | cAVVG | Existing | Generators | 0 | 0
CZ08 | cAVVG | Existing | Total End Uses | 30577.03 | 14613.19
CZ09 | cAVVG | Existing | Heating | 0 | 4793.63
CZ09 | cAVVG | Existing | Cooling | 10714.55 | 0
CZ09 | cAVVG | Existing | Interior Lighting | 7411.28 | 0
CZ09 | cAVVG | Existing | Exterior Lighting | 0 | 0
CZ09 | cAVVG | Existing | Interior Equipment | 7305.91 | 0
CZ09 | cAVVG | Existing | Exterior Equipment | 0 | 0
CZ09 | cAVVG | Existing | Fans | 7858.65 | 0
CZ09 | cAVVG | Existing | Pumps | 304.91 | 0
CZ09 | cAVVG | Existing | Heat Rejection | 0 | 0
CZ09 | cAVVG | Existing | Humidification | 0 | 0
CZ09 | cAVVG | Existing | Heat Recovery | 0 | 0
CZ09 | cAVVG | Existing | Water Systems | 0 | 10651.36
CZ09 | cAVVG | Existing | Refrigeration | 0 | 0
CZ09 | cAVVG | Existing | Generators | 0 | 0
CZ09 | cAVVG | Existing | Total End Uses | 33595.3 | 15444.99
CZ10 | cAVVG | Existing | Heating | 0 | 5871.6
CZ10 | cAVVG | Existing | Cooling | 12601.13 | 0
CZ10 | cAVVG | Existing | Interior Lighting | 7411.28 | 0
CZ10 | cAVVG | Existing | Exterior Lighting | 0 | 0
CZ10 | cAVVG | Existing | Interior Equipment | 7305.91 | 0
CZ10 | cAVVG | Existing | Exterior Equipment | 0 | 0
CZ10 | cAVVG | Existing | Fans | 8180.25 | 0
CZ10 | cAVVG | Existing | Pumps | 291.05 | 0
CZ10 | cAVVG | Existing | Heat Rejection | 0 | 0
CZ10 | cAVVG | Existing | Humidification | 0 | 0
CZ10 | cAVVG | Existing | Heat Recovery | 0 | 0
CZ10 | cAVVG | Existing | Water Systems | 0 | 10553.61
CZ10 | cAVVG | Existing | Refrigeration | 0 | 0
CZ10 | cAVVG | Existing | Generators | 0 | 0
CZ10 | cAVVG | Existing | Total End Uses | 35789.63 | 16425.21
CZ11 | cAVVG | Existing | Heating | 0 | 12678.04
CZ11 | cAVVG | Existing | Cooling | 13805.78 | 0
CZ11 | cAVVG | Existing | Interior Lighting | 7411.28 | 0
CZ11 | cAVVG | Existing | Exterior Lighting | 0 | 0
CZ11 | cAVVG | Existing | Interior Equipment | 7305.91 | 0
CZ11 | cAVVG | Existing | Exterior Equipment | 0 | 0
CZ11 | cAVVG | Existing | Fans | 9027.98 | 0
CZ11 | cAVVG | Existing | Pumps | 289.52 | 0
CZ11 | cAVVG | Existing | Heat Rejection | 0 | 0
CZ11 | cAVVG | Existing | Humidification | 0 | 0
CZ11 | cAVVG | Existing | Heat Recovery | 0 | 0
CZ11 | cAVVG | Existing | Water Systems | 0 | 10725.33
CZ11 | cAVVG | Existing | Refrigeration | 0 | 0
CZ11 | cAVVG | Existing | Generators | 0 | 0
CZ11 | cAVVG | Existing | Total End Uses | 37840.47 | 23403.37
CZ12 | cAVVG | Existing | Heating | 0 | 13712
CZ12 | cAVVG | Existing | Cooling | 11192.21 | 0
CZ12 | cAVVG | Existing | Interior Lighting | 7411.28 | 0
CZ12 | cAVVG | Existing | Exterior Lighting | 0 | 0
CZ12 | cAVVG | Existing | Interior Equipment | 7305.91 | 0
CZ12 | cAVVG | Existing | Exterior Equipment | 0 | 0
CZ12 | cAVVG | Existing | Fans | 8840.74 | 0
CZ12 | cAVVG | Existing | Pumps | 274.52 | 0
CZ12 | cAVVG | Existing | Heat Rejection | 0 | 0
CZ12 | cAVVG | Existing | Humidification | 0 | 0
CZ12 | cAVVG | Existing | Heat Recovery | 0 | 0
CZ12 | cAVVG | Existing | Water Systems | 0 | 10990.65
CZ12 | cAVVG | Existing | Refrigeration | 0 | 0
CZ12 | cAVVG | Existing | Generators | 0 | 0
CZ12 | cAVVG | Existing | Total End Uses | 35024.65 | 24702.65
CZ13 | cAVVG | Existing | Heating | 0 | 9318.13
CZ13 | cAVVG | Existing | Cooling | 15414.23 | 0
CZ13 | cAVVG | Existing | Interior Lighting | 7411.28 | 0
CZ13 | cAVVG | Existing | Exterior Lighting | 0 | 0
CZ13 | cAVVG | Existing | Interior Equipment | 7305.91 | 0
CZ13 | cAVVG | Existing | Exterior Equipment | 0 | 0
CZ13 | cAVVG | Existing | Fans | 9679.87 | 0
CZ13 | cAVVG | Existing | Pumps | 333.98 | 0
CZ13 | cAVVG | Existing | Heat Rejection | 0 | 0
CZ13 | cAVVG | Existing | Humidification | 0 | 0
CZ13 | cAVVG | Existing | Heat Recovery | 0 | 0
CZ13 | cAVVG | Existing | Water Systems | 0 | 10468.55
CZ13 | cAVVG | Existing | Refrigeration | 0 | 0
CZ13 | cAVVG | Existing | Generators | 0 | 0
CZ13 | cAVVG | Existing | Total End Uses | 40145.26 | 19786.68
CZ14 | cAVVG | Existing | Heating | 0 | 7003.7
CZ14 | cAVVG | Existing | Cooling | 19451.36 | 0
CZ14 | cAVVG | Existing | Interior Lighting | 7411.28 | 0
CZ14 | cAVVG | Existing | Exterior Lighting | 0 | 0
CZ14 | cAVVG | Existing | Interior Equipment | 7305.91 | 0
CZ14 | cAVVG | Existing | Exterior Equipment | 0 | 0
CZ14 | cAVVG | Existing | Fans | 11232.72 | 0
CZ14 | cAVVG | Existing | Pumps | 541.61 | 0
CZ14 | cAVVG | Existing | Heat Rejection | 0 | 0
CZ14 | cAVVG | Existing | Humidification | 0 | 0
CZ14 | cAVVG | Existing | Heat Recovery | 0 | 0
CZ14 | cAVVG | Existing | Water Systems | 0 | 10022.34
CZ14 | cAVVG | Existing | Refrigeration | 0 | 0
CZ14 | cAVVG | Existing | Generators | 0 | 0
CZ14 | cAVVG | Existing | Total End Uses | 45942.88 | 17026.05
CZ15 | cAVVG | Existing | Heating | 0 | 5289.35
CZ15 | cAVVG | Existing | Cooling | 28087.05 | 0
CZ15 | cAVVG | Existing | Interior Lighting | 7411.28 | 0
CZ15 | cAVVG | Existing | Exterior Lighting | 0 | 0
CZ15 | cAVVG | Existing | Interior Equipment | 7305.91 | 0
CZ15 | cAVVG | Existing | Exterior Equipment | 0 | 0
CZ15 | cAVVG | Existing | Fans | 13111.28 | 0
CZ15 | cAVVG | Existing | Pumps | 483.1 | 0
CZ15 | cAVVG | Existing | Heat Rejection | 0 | 0
CZ15 | cAVVG | Existing | Humidification | 0 | 0
CZ15 | cAVVG | Existing | Heat Recovery | 0 | 0
CZ15 | cAVVG | Existing | Water Systems | 0 | 9121.37
CZ15 | cAVVG | Existing | Refrigeration | 0 | 0
CZ15 | cAVVG | Existing | Generators | 0 | 0
CZ15 | cAVVG | Existing | Total End Uses | 56398.62 | 14410.72
CZ16 | cAVVG | Existing | Heating | 0 | 21987.63
CZ16 | cAVVG | Existing | Cooling | 11886.91 | 0
CZ16 | cAVVG | Existing | Interior Lighting | 7411.28 | 0
CZ16 | cAVVG | Existing | Exterior Lighting | 0 | 0
CZ16 | cAVVG | Existing | Interior Equipment | 7305.91 | 0
CZ16 | cAVVG | Existing | Exterior Equipment | 0 | 0
CZ16 | cAVVG | Existing | Fans | 10802.44 | 0
CZ16 | cAVVG | Existing | Pumps | 360.44 | 0
CZ16 | cAVVG | Existing | Heat Rejection | 0 | 0
CZ16 | cAVVG | Existing | Humidification | 0 | 0
CZ16 | cAVVG | Existing | Heat Recovery | 0 | 0
CZ16 | cAVVG | Existing | Water Systems | 0 | 11489.82
CZ16 | cAVVG | Existing | Refrigeration | 0 | 0
CZ16 | cAVVG | Existing | Generators | 0 | 0
CZ16 | cAVVG | Existing | Total End Uses | 37766.98 | 33477.45
CZ01 | cAVVG | New Construction | Heating | 0 | 17824.36
CZ01 | cAVVG | New Construction | Cooling | 208.39 | 0
CZ01 | cAVVG | New Construction | Interior Lighting | 3386.36 | 0
CZ01 | cAVVG | New Construction | Exterior Lighting | 0 | 0
CZ01 | cAVVG | New Construction | Interior Equipment | 7305.91 | 0
CZ01 | cAVVG | New Construction | Exterior Equipment | 0 | 0
CZ01 | cAVVG | New Construction | Fans | 3525.03 | 0
CZ01 | cAVVG | New Construction | Pumps | 19.18 | 0
CZ01 | cAVVG | New Construction | Heat Rejection | 0 | 0
CZ01 | cAVVG | New Construction | Humidification | 0 | 0
CZ01 | cAVVG | New Construction | Heat Recovery | 0 | 0
CZ01 | cAVVG | New Construction | Water Systems | 0 | 12564.78
CZ01 | cAVVG | New Construction | Refrigeration | 0 | 0
CZ01 | cAVVG | New Construction | Generators | 0 | 0
CZ01 | cAVVG | New Construction | Total End Uses | 14444.87 | 30389.13
CZ02 | cAVVG | New Construction | Heating | 0 | 13633.36
CZ02 | cAVVG | New Construction | Cooling | 3987.87 | 0
CZ02 | cAVVG | New Construction | Interior Lighting | 3386.36 | 0
CZ02 | cAVVG | New Construction | Exterior Lighting | 0 | 0
CZ02 | cAVVG | New Construction | Interior Equipment | 7305.91 | 0
CZ02 | cAVVG | New Construction | Exterior Equipment | 0 | 0
CZ02 | cAVVG | New Construction | Fans | 5216.65 | 0
CZ02 | cAVVG | New Construction | Pumps | 125.17 | 0
CZ02 | cAVVG | New Construction | Heat Rejection | 0 | 0
CZ02 | cAVVG | New Construction | Humidification | 0 | 0
CZ02 | cAVVG | New Construction | Heat Recovery | 0 | 0
CZ02 | cAVVG | New Construction | Water Systems | 0 | 11694.94
CZ02 | cAVVG | New Construction | Refrigeration | 0 | 0
CZ02 | cAVVG | New Construction | Generators | 0 | 0
CZ02 | cAVVG | New Construction | Total End Uses | 20021.95 | 25328.3
CZ03 | cAVVG | New Construction | Heating | 0 | 8625.11
CZ03 | cAVVG | New Construction | Cooling | 2171.67 | 0
CZ03 | cAVVG | New Construction | Interior Lighting | 3386.36 | 0
CZ03 | cAVVG | New Construction | Exterior Lighting | 0 | 0
CZ03 | cAVVG | New Construction | Interior Equipment | 7305.91 | 0
CZ03 | cAVVG | New Construction | Exterior Equipment | 0 | 0
CZ03 | cAVVG | New Construction | Fans | 2845.73 | 0
CZ03 | cAVVG | New Construction | Pumps | 101.04 | 0
CZ03 | cAVVG | New Construction | Heat Rejection | 0 | 0
CZ03 | cAVVG | New Construction | Humidification | 0 | 0
CZ03 | cAVVG | New Construction | Heat Recovery | 0 | 0
CZ03 | cAVVG | New Construction | Water Systems | 0 | 11667.03
CZ03 | cAVVG | New Construction | Refrigeration | 0 | 0
CZ03 | cAVVG | New Construction | Generators | 0 | 0
CZ03 | cAVVG | New Construction | Total End Uses | 15810.71 | 20292.14
CZ04 | cAVVG | New Construction | Heating | 0 | 7481.41
CZ04 | cAVVG | New Construction | Cooling | 4618.43 | 0
CZ04 | cAVVG | New Construction | Interior Lighting | 3386.36 | 0
CZ04 | cAVVG | New Construction | Exterior Lighting | 0 | 0
CZ04 | cAVVG | New Construction | Interior Equipment | 7305.91 | 0
CZ04 | cAVVG | New Construction | Exterior Equipment | 0 | 0
CZ04 | cAVVG | New Construction | Fans | 4056.55 | 0
CZ04 | cAVVG | New Construction | Pumps | 138.56 | 0
CZ04 | cAVVG | New Construction | Heat Rejection | 0 | 0
CZ04 | cAVVG | New Construction | Humidification | 0 | 0
CZ04 | cAVVG | New Construction | Heat Recovery | 0 | 0
CZ04 | cAVVG | New Construction | Water Systems | 0 | 11324.08
CZ04 | cAVVG | New Construction | Refrigeration | 0 | 0
CZ04 | cAVVG | New Construction | Generators | 0 | 0
CZ04 | cAVVG | New Construction | Total End Uses | 19505.81 | 18805.49
CZ05 | cAVVG | New Construction | Heating | 0 | 8163.91
CZ05 | cAVVG | New Construction | Cooling | 2608.86 | 0
CZ05 | cAVVG | New Construction | Interior Lighting | 3386.36 | 0
CZ05 | cAVVG | New Construction | Exterior Lighting | 0 | 0
CZ05 | cAVVG | New Construction | Interior Equipment | 7305.91 | 0
CZ05 | cAVVG | New Construction | Exterior Equipment | 0 | 0
CZ05 | cAVVG | New Construction | Fans | 2919.89 | 0
CZ05 | cAVVG | New Construction | Pumps | 114.99 | 0
CZ05 | cAVVG | New Construction | Heat Rejection | 0 | 0
CZ05 | cAVVG | New Construction | Humidification | 0 | 0
CZ05 | cAVVG | New Construction | Heat Recovery | 0 | 0
CZ05 | cAVVG | New Construction | Water Systems | 0 | 11667.47
CZ05 | cAVVG | New Construction | Refrigeration | 0 | 0
CZ05 | cAVVG | New Construction | Generators | 0 | 0
CZ05 | cAVVG | New Construction | Total End Uses | 16336.01 | 19831.39
CZ06 | cAVVG | New Construction | Heating | 0 | 3196.73
CZ06 | cAVVG | New Construction | Cooling | 4981.28 | 0
CZ06 | cAVVG | New Construction | Interior Lighting | 3386.36 | 0
CZ06 | cAVVG | New Construction | Exterior Lighting | 0 | 0
CZ06 | cAVVG | New Construction | Interior Equipment | 7305.91 | 0
CZ06 | cAVVG | New Construction | Exterior Equipment | 0 | 0
CZ06 | cAVVG | New Construction | Fans | 3900.33 | 0
CZ06 | cAVVG | New Construction | Pumps | 217.35 | 0
CZ06 | cAVVG | New Construction | Heat Rejection | 0 | 0
CZ06 | cAVVG | New Construction | Humidification | 0 | 0
CZ06 | cAVVG | New Construction | Heat Recovery | 0 | 0
CZ06 | cAVVG | New Construction | Water Systems | 0 | 10905.96
CZ06 | cAVVG | New Construction | Refrigeration | 0 | 0
CZ06 | cAVVG | New Construction | Generators | 0 | 0
CZ06 | cAVVG | New Construction | Total End Uses | 19791.23 | 14102.7
CZ07 | cAVVG | New Construction | Heating | 0 | 3812.62
CZ07 | cAVVG | New Construction | Cooling | 6329.01 | 0
CZ07 | cAVVG | New Construction | Interior Lighting | 3386.36 | 0
CZ07 | cAVVG | New Construction | Exterior Lighting | 0 | 0
CZ07 | cAVVG | New Construction | Interior Equipment | 7305.91 | 0
CZ07 | cAVVG | New Construction | Exterior Equipment | 0 | 0
CZ07 | cAVVG | New Construction | Fans | 4944.96 | 0
CZ07 | cAVVG | New Construction | Pumps | 212.29 | 0
CZ07 | cAVVG | New Construction | Heat Rejection | 0 | 0
CZ07 | cAVVG | New Construction | Humidification | 0 | 0
CZ07 | cAVVG | New Construction | Heat Recovery | 0 | 0
CZ07 | cAVVG | New Construction | Water Systems | 0 | 10785.7
CZ07 | cAVVG | New Construction | Refrigeration | 0 | 0
CZ07 | cAVVG | New Construction | Generators | 0 | 0
CZ07 | cAVVG | New Construction | Total End Uses | 22178.54 | 14598.33
CZ08 | cAVVG | New Construction | Heating | 0 | 4287.53
CZ08 | cAVVG | New Construction | Cooling | 7215.37 | 0
CZ08 | cAVVG | New Construction | Interior Lighting | 3386.36 | 0
CZ08 | cAVVG | New Construction | Exterior Lighting | 0 | 0
CZ08 | cAVVG | New Construction | Interior Equipment | 7305.91 | 0
CZ08 | cAVVG | New Construction | Exterior Equipment | 0 | 0
CZ08 | cAVVG | New Construction | Fans | 5134.37 | 0
CZ08 | cAVVG | New Construction | Pumps | 215.04 | 0
CZ08 | cAVVG | New Construction | Heat Rejection | 0 | 0
CZ08 | cAVVG | New Construction | Humidification | 0 | 0
CZ08 | cAVVG | New Construction | Heat Recovery | 0 | 0
CZ08 | cAVVG | New Construction | Water Systems | 0 | 10771.35
CZ08 | cAVVG | New Construction | Refrigeration | 0 | 0
CZ08 | cAVVG | New Construction | Generators | 0 | 0
CZ08 | cAVVG | New Construction | Total End Uses | 23257.06 | 15058.88
CZ09 | cAVVG | New Construction | Heating | 0 | 4783.37
CZ09 | cAVVG | New Construction | Cooling | 7817.97 | 0
CZ09 | cAVVG | New Construction | Interior Lighting | 3386.36 | 0
CZ09 | cAVVG | New Construction | Exterior Lighting | 0 | 0
CZ09 | cAVVG | New Construction | Interior Equipment | 7305.91 | 0
CZ09 | cAVVG | New Construction | Exterior Equipment | 0 | 0
CZ09 | cAVVG | New Construction | Fans | 5696.82 | 0
CZ09 | cAVVG | New Construction | Pumps | 209.23 | 0
CZ09 | cAVVG | New Construction | Heat Rejection | 0 | 0
CZ09 | cAVVG | New Construction | Humidification | 0 | 0
CZ09 | cAVVG | New Construction | Heat Recovery | 0 | 0
CZ09 | cAVVG | New Construction | Water Systems | 0 | 10649.89
CZ09 | cAVVG | New Construction | Refrigeration | 0 | 0
CZ09 | cAVVG | New Construction | Generators | 0 | 0
CZ09 | cAVVG | New Construction | Total End Uses | 24416.28 | 15433.26
CZ10 | cAVVG | New Construction | Heating | 0 | 5642.44
CZ10 | cAVVG | New Construction | Cooling | 9832.17 | 0
CZ10 | cAVVG | New Construction | Interior Lighting | 3386.36 | 0
CZ10 | cAVVG | New Construction | Exterior Lighting | 0 | 0
CZ10 | cAVVG | New Construction | Interior Equipment | 7305.91 | 0
CZ10 | cAVVG | New Construction | Exterior Equipment | 0 | 0
CZ10 | cAVVG | New Construction | Fans | 6019.77 | 0
CZ10 | cAVVG | New Construction | Pumps | 214.95 | 0
CZ10 | cAVVG | New Construction | Heat Rejection | 0 | 0
CZ10 | cAVVG | New Construction | Humidification | 0 | 0
CZ10 | cAVVG | New Construction | Heat Recovery | 0 | 0
CZ10 | cAVVG | New Construction | Water Systems | 0 | 10552.06
CZ10 | cAVVG | New Construction | Refrigeration | 0 | 0
CZ10 | cAVVG | New Construction | Generators | 0 | 0
CZ10 | cAVVG | New Construction | Total End Uses | 26759.16 | 16194.5
CZ11 | cAVVG | New Construction | Heating | 0 | 10544.71
CZ11 | cAVVG | New Construction | Cooling | 10017.4 | 0
CZ11 | cAVVG | New Construction | Interior Lighting | 3386.36 | 0
CZ11 | cAVVG | New Construction | Exterior Lighting | 0 | 0
CZ11 | cAVVG | New Construction | Interior Equipment | 7305.91 | 0
CZ11 | cAVVG | New Construction | Exterior Equipment | 0 | 0
CZ11 | cAVVG | New Construction | Fans | 6050.97 | 0
CZ11 | cAVVG | New Construction | Pumps | 188.04 | 0
CZ11 | cAVVG | New Construction | Heat Rejection | 0 | 0
CZ11 | cAVVG | New Construction | Humidification | 0 | 0
CZ11 | cAVVG | New Construction | Heat Recovery | 0 | 0
CZ11 | cAVVG | New Construction | Water Systems | 0 | 10723.54
CZ11 | cAVVG | New Construction | Refrigeration | 0 | 0
CZ11 | cAVVG | New Construction | Generators | 0 | 0
CZ11 | cAVVG | New Construction | Total End Uses | 26948.68 | 21268.25
CZ12 | cAVVG | New Construction | Heating | 0 | 11543.66
CZ12 | cAVVG | New Construction | Cooling | 8462.22 | 0
CZ12 | cAVVG | New Construction | Interior Lighting | 3386.36 | 0
CZ12 | cAVVG | New Construction | Exterior Lighting | 0 | 0
CZ12 | cAVVG | New Construction | Interior Equipment | 7305.91 | 0
CZ12 | cAVVG | New Construction | Exterior Equipment | 0 | 0
CZ12 | cAVVG | New Construction | Fans | 6546.48 | 0
CZ12 | cAVVG | New Construction | Pumps | 192.66 | 0
CZ12 | cAVVG | New Construction | Heat Rejection | 0 | 0
CZ12 | cAVVG | New Construction | Humidification | 0 | 0
CZ12 | cAVVG | New Construction | Heat Recovery | 0 | 0
CZ12 | cAVVG | New Construction | Water Systems | 0 | 10989.15
CZ12 | cAVVG | New Construction | Refrigeration | 0 | 0
CZ12 | cAVVG | New Construction | Generators | 0 | 0
CZ12 | cAVVG | New Construction | Total End Uses | 25893.64 | 22532.82
CZ13 | cAVVG | New Construction | Heating | 0 | 8278.05
CZ13 | cAVVG | New Construction | Cooling | 11448.86 | 0
CZ13 | cAVVG | New Construction | Interior Lighting | 3386.36 | 0
CZ13 | cAVVG | New Construction | Exterior Lighting | 0 | 0
CZ13 | cAVVG | New Construction | Interior Equipment | 7305.91 | 0
CZ13 | cAVVG | New Construction | Exterior Equipment | 0 | 0
CZ13 | cAVVG | New Construction | Fans | 6567.73 | 0
CZ13 | cAVVG | New Construction | Pumps | 227.44 | 0
CZ13 | cAVVG | New Construction | Heat Rejection | 0 | 0
CZ13 | cAVVG | New Construction | Humidification | 0 | 0
CZ13 | cAVVG | New Construction | Heat Recovery | 0 | 0
CZ13 | cAVVG | New Construction | Water Systems | 0 | 10466.78
CZ13 | cAVVG | New Construction | Refrigeration | 0 | 0
CZ13 | cAVVG | New Construction | Generators | 0 | 0
CZ13 | cAVVG | New Construction | Total End Uses | 28936.31 | 18744.83
CZ14 | cAVVG | New Construction | Heating | 0 | 6669.25
CZ14 | cAVVG | New Construction | Cooling | 14518.5 | 0
CZ14 | cAVVG | New Construction | Interior Lighting | 3386.36 | 0
CZ14 | cAVVG | New Construction | Exterior Lighting | 0 | 0
CZ14 | cAVVG | New Construction | Interior Equipment | 7305.91 | 0
CZ14 | cAVVG | New Construction | Exterior Equipment | 0 | 0
CZ14 | cAVVG | New Construction | Fans | 7694.88 | 0
CZ14 | cAVVG | New Construction | Pumps | 222.6 | 0
CZ14 | cAVVG | New Construction | Heat Rejection | 0 | 0
CZ14 | cAVVG | New Construction | Humidification | 0 | 0
CZ14 | cAVVG | New Construction | Heat Recovery | 0 | 0
CZ14 | cAVVG | New Construction | Water Systems | 0 | 10020.65
CZ14 | cAVVG | New Construction | Refrigeration | 0 | 0
CZ14 | cAVVG | New Construction | Generators | 0 | 0
CZ14 | cAVVG | New Construction | Total End Uses | 33128.26 | 16689.91
CZ15 | cAVVG | New Construction | Heating | 0 | 5218.1
CZ15 | cAVVG | New Construction | Cooling | 21326.04 | 0
CZ15 | cAVVG | New Construction | Interior Lighting | 3386.36 | 0
CZ15 | cAVVG | New Construction | Exterior Lighting | 0 | 0
CZ15 | cAVVG | New Construction | Interior Equipment | 7305.91 | 0
CZ15 | cAVVG | New Construction | Exterior Equipment | 0 | 0
CZ15 | cAVVG | New Construction | Fans | 9231.05 | 0
CZ15 | cAVVG | New Construction | Pumps | 330.12 | 0
CZ15 | cAVVG | New Construction | Heat Rejection | 0 | 0
CZ15 | cAVVG | New Construction | Humidification | 0 | 0
CZ15 | cAVVG | New Construction | Heat Recovery | 0 | 0
CZ15 | cAVVG | New Construction | Water Systems | 0 | 9120.24
CZ15 | cAVVG | New Construction | Refrigeration | 0 | 0
CZ15 | cAVVG | New Construction | Generators | 0 | 0
CZ15 | cAVVG | New Construction | Total End Uses | 41579.48 | 14338.35
CZ16 | cAVVG | New Construction | Heating | 0 | 16958.73
CZ16 | cAVVG | New Construction | Cooling | 8797.5 | 0
CZ16 | cAVVG | New Construction | Interior Lighting | 3386.36 | 0
CZ16 | cAVVG | New Construction | Exterior Lighting | 0 | 0
CZ16 | cAVVG | New Construction | Interior Equipment | 7305.91 | 0
CZ16 | cAVVG | New Construction | Exterior Equipment | 0 | 0
CZ16 | cAVVG | New Construction | Fans | 8069.91 | 0
CZ16 | cAVVG | New Construction | Pumps | 217.84 | 0
CZ16 | cAVVG | New Construction | Heat Rejection | 0 | 0
CZ16 | cAVVG | New Construction | Humidification | 0 | 0
CZ16 | cAVVG | New Construction | Heat Recovery | 0 | 0
CZ16 | cAVVG | New Construction | Water Systems | 0 | 11488.04
CZ16 | cAVVG | New Construction | Refrigeration | 0 | 0
CZ16 | cAVVG | New Construction | Generators | 0 | 0
CZ16 | cAVVG | New Construction | Total End Uses | 27777.52 | 28446.77
CZ01 | cDXGF | Existing | Heating | 0 | 15050.89
CZ01 | cDXGF | Existing | Cooling | 87.3 | 0
CZ01 | cDXGF | Existing | Interior Lighting | 7411.28 | 0
CZ01 | cDXGF | Existing | Exterior Lighting | 0 | 0
CZ01 | cDXGF | Existing | Interior Equipment | 7305.91 | 0
CZ01 | cDXGF | Existing | Exterior Equipment | 0 | 0
CZ01 | cDXGF | Existing | Fans | 10179.28 | 0
CZ01 | cDXGF | Existing | Pumps | 0 | 0
CZ01 | cDXGF | Existing | Heat Rejection | 0 | 0
CZ01 | cDXGF | Existing | Humidification | 0 | 0
CZ01 | cDXGF | Existing | Heat Recovery | 0 | 0
CZ01 | cDXGF | Existing | Water Systems | 0 | 12566.84
CZ01 | cDXGF | Existing | Refrigeration | 0 | 0
CZ01 | cDXGF | Existing | Generators | 0 | 0
CZ01 | cDXGF | Existing | Total End Uses | 24983.77 | 27617.73
CZ02 | cDXGF | Existing | Heating | 0 | 7532.46
CZ02 | cDXGF | Existing | Cooling | 3199.21 | 0
CZ02 | cDXGF | Existing | Interior Lighting | 7411.28 | 0
CZ02 | cDXGF | Existing | Exterior Lighting | 0 | 0
CZ02 | cDXGF | Existing | Interior Equipment | 7305.91 | 0
CZ02 | cDXGF | Existing | Exterior Equipment | 0 | 0
CZ02 | cDXGF | Existing | Fans | 12628.79 | 0
CZ02 | cDXGF | Existing | Pumps | 0 | 0
CZ02 | cDXGF | Existing | Heat Rejection | 0 | 0
CZ02 | cDXGF | Existing | Humidification | 0 | 0
CZ02 | cDXGF | Existing | Heat Recovery | 0 | 0
CZ02 | cDXGF | Existing | Water Systems | 0 | 11696.81
CZ02 | cDXGF | Existing | Refrigeration | 0 | 0
CZ02 | cDXGF | Existing | Generators | 0 | 0
CZ02 | cDXGF | Existing | Total End Uses | 30545.19 | 19229.27
CZ03 | cDXGF | Existing | Heating | 0 | 4910.05
CZ03 | cDXGF | Existing | Cooling | 1547.2 | 0
CZ03 | cDXGF | Existing | Interior Lighting | 7411.28 | 0
CZ03 | cDXGF | Existing | Exterior Lighting | 0 | 0
CZ03 | cDXGF | Existing | Interior Equipment | 7305.91 | 0
CZ03 | cDXGF | Existing | Exterior Equipment | 0 | 0
CZ03 | cDXGF | Existing | Fans | 11444.55 | 0
CZ03 | cDXGF | Existing | Pumps | 0 | 0
CZ03 | cDXGF | Existing | Heat Rejection | 0 | 0
CZ03 | cDXGF | Existing | Humidification | 0 | 0
CZ03 | cDXGF | Existing | Heat Recovery | 0 | 0
CZ03 | cDXGF | Existing | Water Systems | 0 | 11668.67
CZ03 | cDXGF | Existing | Refrigeration | 0 | 0
CZ03 | cDXGF | Existing | Generators | 0 | 0
CZ03 | cDXGF | Existing | Total End Uses | 27708.94 | 16578.72
CZ04 | cDXGF | Existing | Heating | 0 | 4088.33
CZ04 | cDXGF | Existing | Cooling | 4062.61 | 0
CZ04 | cDXGF | Existing | Interior Lighting | 7411.28 | 0
CZ04 | cDXGF | Existing | Exterior Lighting | 0 | 0
CZ04 | cDXGF | Existing | Interior Equipment | 7305.91 | 0
CZ04 | cDXGF | Existing | Exterior Equipment | 0 | 0
CZ04 | cDXGF | Existing | Fans | 12395.34 | 0
CZ04 | cDXGF | Existing | Pumps | 0 | 0
CZ04 | cDXGF | Existing | Heat Rejection | 0 | 0
CZ04 | cDXGF | Existing | Humidification | 0 | 0
CZ04 | cDXGF | Existing | Heat Recovery | 0 | 0
CZ04 | cDXGF | Existing | Water Systems | 0 | 11325.46
CZ04 | cDXGF | Existing | Refrigeration | 0 | 0
CZ04 | cDXGF | Existing | Generators | 0 | 0
CZ04 | cDXGF | Existing | Total End Uses | 31175.14 | 15413.79
CZ05 | cDXGF | Existing | Heating | 0 | 4314.35
CZ05 | cDXGF | Existing | Cooling | 2095.53 | 0
CZ05 | cDXGF | Existing | Interior Lighting | 7411.28 | 0
CZ05 | cDXGF | Existing | Exterior Lighting | 0 | 0
CZ05 | cDXGF | Existing | Interior Equipment | 7305.91 | 0
CZ05 | cDXGF | Existing | Exterior Equipment | 0 | 0
CZ05 | cDXGF | Existing | Fans | 11200.45 | 0
CZ05 | cDXGF | Existing | Pumps | 0 | 0
CZ05 | cDXGF | Existing | Heat Rejection | 0 | 0
CZ05 | cDXGF | Existing | Humidification | 0 | 0
CZ05 | cDXGF | Existing | Heat Recovery | 0 | 0
CZ05 | cDXGF | Existing | Water Systems | 0 | 11669.17
CZ05 | cDXGF | Existing | Refrigeration | 0 | 0
CZ05 | cDXGF | Existing | Generators | 0 | 0
CZ05 | cDXGF | Existing | Total End Uses | 28013.17 | 15983.52
CZ06 | cDXGF | Existing | Heating | 0 | 1028.82
CZ06 | cDXGF | Existing | Cooling | 3913.26 | 0
CZ06 | cDXGF | Existing | Interior Lighting | 7411.28 | 0
CZ06 | cDXGF | Existing | Exterior Lighting | 0 | 0
CZ06 | cDXGF | Existing | Interior Equipment | 7305.91 | 0
CZ06 | cDXGF | Existing | Exterior Equipment | 0 | 0
CZ06 | cDXGF | Existing | Fans | 11266.4 | 0
CZ06 | cDXGF | Existing | Pumps | 0 | 0
CZ06 | cDXGF | Existing | Heat Rejection | 0 | 0
CZ06 | cDXGF | Existing | Humidification | 0 | 0
CZ06 | cDXGF | Existing | Heat Recovery | 0 | 0
CZ06 | cDXGF | Existing | Water Systems | 0 | 10907.8
CZ06 | cDXGF | Existing | Refrigeration | 0 | 0
CZ06 | cDXGF | Existing | Generators | 0 | 0
CZ06 | cDXGF | Existing | Total End Uses | 29896.84 | 11936.62
CZ07 | cDXGF | Existing | Heating | 0 | 988.33
CZ07 | cDXGF | Existing | Cooling | 4606.53 | 0
CZ07 | cDXGF | Existing | Interior Lighting | 7411.28 | 0
CZ07 | cDXGF | Existing | Exterior Lighting | 0 | 0
CZ07 | cDXGF | Existing | Interior Equipment | 7305.91 | 0
CZ07 | cDXGF | Existing | Exterior Equipment | 0 | 0
CZ07 | cDXGF | Existing | Fans | 11138.84 | 0
CZ07 | cDXGF | Existing | Pumps | 0 | 0
CZ07 | cDXGF | Existing | Heat Rejection | 0 | 0
CZ07 | cDXGF | Existing | Humidification | 0 | 0
CZ07 | cDXGF | Existing | Heat Recovery | 0 | 0
CZ07 | cDXGF | Existing | Water Systems | 0 | 10787.62
CZ07 | cDXGF | Existing | Refrigeration | 0 | 0
CZ07 | cDXGF | Existing | Generators | 0 | 0
CZ07 | cDXGF | Existing | Total End Uses | 30462.57 | 11775.95
CZ08 | cDXGF | Existing | Heating | 0 | 1370.02
CZ08 | cDXGF | Existing | Cooling | 5701.55 | 0
CZ08 | cDXGF | Existing | Interior Lighting | 7411.28 | 0
CZ08 | cDXGF | Existing | Exterior Lighting | 0 | 0
CZ08 | cDXGF | Existing | Interior Equipment | 7305.91 | 0
CZ08 | cDXGF | Existing | Exterior Equipment | 0 | 0
CZ08 | cDXGF | Existing | Fans | 12331.13 | 0
CZ08 | cDXGF | Existing | Pumps | 0 | 0
CZ08 | cDXGF | Existing | Heat Rejection | 0 | 0
CZ08 | cDXGF | Existing | Humidification | 0 | 0
CZ08 | cDXGF | Existing | Heat Recovery | 0 | 0
CZ08 | cDXGF | Existing | Water Systems | 0 | 10772.89
CZ08 | cDXGF | Existing | Refrigeration | 0 | 0
CZ08 | cDXGF | Existing | Generators | 0 | 0
CZ08 | cDXGF | Existing | Total End Uses | 32749.88 | 12142.91
CZ09 | cDXGF | Existing | Heating | 0 | 983.55
CZ09 | cDXGF | Existing | Cooling | 6966.58 | 0
CZ09 | cDXGF | Existing | Interior Lighting | 7411.28 | 0
CZ09 | cDXGF | Existing | Exterior Lighting | 0 | 0
CZ09 | cDXGF | Existing | Interior Equipment | 7305.91 | 0
CZ09 | cDXGF | Existing | Exterior Equipment | 0 | 0
CZ09 | cDXGF | Existing | Fans | 13200.8 | 0
CZ09 | cDXGF | Existing | Pumps | 0 | 0
CZ09 | cDXGF | Existing | Heat Rejection | 0 | 0
CZ09 | cDXGF | Existing | Humidification | 0 | 0
CZ09 | cDXGF | Existing | Heat Recovery | 0 | 0
CZ09 | cDXGF | Existing | Water Systems | 0 | 10651.35
CZ09 | cDXGF | Existing | Refrigeration | 0 | 0
CZ09 | cDXGF | Existing | Generators | 0 | 0
CZ09 | cDXGF | Existing | Total End Uses | 34884.57 | 11634.91
CZ10 | cDXGF | Existing | Heating | 0 | 2592.05
CZ10 | cDXGF | Existing | Cooling | 8799.9 | 0
CZ10 | cDXGF | Existing | Interior Lighting | 7411.28 | 0
CZ10 | cDXGF | Existing | Exterior Lighting | 0 | 0
CZ10 | cDXGF | Existing | Interior Equipment | 7305.91 | 0
CZ10 | cDXGF | Existing | Exterior Equipment | 0 | 0
CZ10 | cDXGF | Existing | Fans | 13350.26 | 0
CZ10 | cDXGF | Existing | Pumps | 0 | 0
CZ10 | cDXGF | Existing | Heat Rejection | 0 | 0
CZ10 | cDXGF | Existing | Humidification | 0 | 0
CZ10 | cDXGF | Existing | Heat Recovery | 0 | 0
CZ10 | cDXGF | Existing | Water Systems | 0 | 10553.48
CZ10 | cDXGF | Existing | Refrigeration | 0 | 0
CZ10 | cDXGF | Existing | Generators | 0 | 0
CZ10 | cDXGF | Existing | Total End Uses | 36867.36 | 13145.53
CZ11 | cDXGF | Existing | Heating | 0 | 7036.92
CZ11 | cDXGF | Existing | Cooling | 10523.73 | 0
CZ11 | cDXGF | Existing | Interior Lighting | 7411.28 | 0
CZ11 | cDXGF | Existing | Exterior Lighting | 0 | 0
CZ11 | cDXGF | Existing | Interior Equipment | 7305.91 | 0
CZ11 | cDXGF | Existing | Exterior Equipment | 0 | 0
CZ11 | cDXGF | Existing | Fans | 16680.01 | 0
CZ11 | cDXGF | Existing | Pumps | 0 | 0
CZ11 | cDXGF | Existing | Heat Rejection | 0 | 0
CZ11 | cDXGF | Existing | Humidification | 0 | 0
CZ11 | cDXGF | Existing | Heat Recovery | 0 | 0
CZ11 | cDXGF | Existing | Water Systems | 0 | 10725.22
CZ11 | cDXGF | Existing | Refrigeration | 0 | 0
CZ11 | cDXGF | Existing | Generators | 0 | 0
CZ11 | cDXGF | Existing | Total End Uses | 41920.93 | 17762.14
CZ12 | cDXGF | Existing | Heating | 0 | 6185.61
CZ12 | cDXGF | Existing | Cooling | 8091.4 | 0
CZ12 | cDXGF | Existing | Interior Lighting | 7411.28 | 0
CZ12 | cDXGF | Existing | Exterior Lighting | 0 | 0
CZ12 | cDXGF | Existing | Interior Equipment | 7305.91 | 0
CZ12 | cDXGF | Existing | Exterior Equipment | 0 | 0
CZ12 | cDXGF | Existing | Fans | 14717.44 | 0
CZ12 | cDXGF | Existing | Pumps | 0 | 0
CZ12 | cDXGF | Existing | Heat Rejection | 0 | 0
CZ12 | cDXGF | Existing | Humidification | 0 | 0
CZ12 | cDXGF | Existing | Heat Recovery | 0 | 0
CZ12 | cDXGF | Existing | Water Systems | 0 | 10990.64
CZ12 | cDXGF | Existing | Refrigeration | 0 | 0
CZ12 | cDXGF | Existing | Generators | 0 | 0
CZ12 | cDXGF | Existing | Total End Uses | 37526.04 | 17176.24
CZ13 | cDXGF | Existing | Heating | 0 | 4609.51
CZ13 | cDXGF | Existing | Cooling | 11906.37 | 0
CZ13 | cDXGF | Existing | Interior Lighting | 7411.28 | 0
CZ13 | cDXGF | Existing | Exterior Lighting | 0 | 0
CZ13 | cDXGF | Existing | Interior Equipment | 7305.91 | 0
CZ13 | cDXGF | Existing | Exterior Equipment | 0 | 0
CZ13 | cDXGF | Existing | Fans | 16819.83 | 0
CZ13 | cDXGF | Existing | Pumps | 0 | 0
CZ13 | cDXGF | Existing | Heat Rejection | 0 | 0
CZ13 | cDXGF | Existing | Humidification | 0 | 0
CZ13 | cDXGF | Existing | Heat Recovery | 0 | 0
CZ13 | cDXGF | Existing | Water Systems | 0 | 10468.54
CZ13 | cDXGF | Existing | Refrigeration | 0 | 0
CZ13 | cDXGF | Existing | Generators | 0 | 0
CZ13 | cDXGF | Existing | Total End Uses | 43443.39 | 15078.05
CZ14 | cDXGF | Existing | Heating | 0 | 2723.41
CZ14 | cDXGF | Existing | Cooling | 15491.09 | 0
CZ14 | cDXGF | Existing | Interior Lighting | 7411.28 | 0
CZ14 | cDXGF | Existing | Exterior Lighting | 0 | 0
CZ14 | cDXGF | Existing | Interior Equipment | 7305.91 | 0
CZ14 | cDXGF | Existing | Exterior Equipment | 0 | 0
CZ14 | cDXGF | Existing | Fans | 18455.4 | 0
CZ14 | cDXGF | Existing | Pumps | 0 | 0
CZ14 | cDXGF | Existing | Heat Rejection | 0 | 0
CZ14 | cDXGF | Existing | Humidification | 0 | 0
CZ14 | cDXGF | Existing | Heat Recovery | 0 | 0
CZ14 | cDXGF | Existing | Water Systems | 0 | 10022.24
CZ14 | cDXGF | Existing | Refrigeration | 0 | 0
CZ14 | cDXGF | Existing | Generators | 0 | 0
CZ14 | cDXGF | Existing | Total End Uses | 48663.68 | 12745.65
CZ15 | cDXGF | Existing | Heating | 0 | 826.27
CZ15 | cDXGF | Existing | Cooling | 21248.6 | 0
CZ15 | cDXGF | Existing | Interior Lighting | 7411.28 | 0
CZ15 | cDXGF | Existing | Exterior Lighting | 0 | 0
CZ15 | cDXGF | Existing | Interior Equipment | 7305.91 | 0
CZ15 | cDXGF | Existing | Exterior Equipment | 0 | 0
CZ15 | cDXGF | Existing | Fans | 17853.98 | 0
CZ15 | cDXGF | Existing | Pumps | 0 | 0
CZ15 | cDXGF | Existing | Heat Rejection | 0 | 0
CZ15 | cDXGF | Existing | Humidification | 0 | 0
CZ15 | cDXGF | Existing | Heat Recovery | 0 | 0
CZ15 | cDXGF | Existing | Water Systems | 0 | 9121.65
CZ15 | cDXGF | Existing | Refrigeration | 0 | 0
CZ15 | cDXGF | Existing | Generators | 0 | 0
CZ15 | cDXGF | Existing | Total End Uses | 53819.77 | 9947.92
CZ16 | cDXGF | Existing | Heating | 0 | 9917.88
CZ16 | cDXGF | Existing | Cooling | 9082.8 | 0
CZ16 | cDXGF | Existing | Interior Lighting | 7411.28 | 0
CZ16 | cDXGF | Existing | Exterior Lighting | 0 | 0
CZ16 | cDXGF | Existing | Interior Equipment | 7305.91 | 0
CZ16 | cDXGF | Existing | Exterior Equipment | 0 | 0
CZ16 | cDXGF | Existing | Fans | 18101.97 | 0
CZ16 | cDXGF | Existing | Pumps | 0 | 0
CZ16 | cDXGF | Existing | Heat Rejection | 0 | 0
CZ16 | cDXGF | Existing | Humidification | 0 | 0
CZ16 | cDXGF | Existing | Heat Recovery | 0 | 0
CZ16 | cDXGF | Existing | Water Systems | 0 | 11489.84
CZ16 | cDXGF | Existing | Refrigeration | 0 | 0
CZ16 | cDXGF | Existing | Generators | 0 | 0
CZ16 | cDXGF | Existing | Total End Uses | 41901.96 | 21407.72
CZ01 | cDXGF | New Construction | Heating | 0 | 17450.13
CZ01 | cDXGF | New Construction | Cooling | 73.25 | 0
CZ01 | cDXGF | New Construction | Interior Lighting | 3386.36 | 0
CZ01 | cDXGF | New Construction | Exterior Lighting | 0 | 0
CZ01 | cDXGF | New Construction | Interior Equipment | 7305.91 | 0
CZ01 | cDXGF | New Construction | Exterior Equipment | 0 | 0
CZ01 | cDXGF | New Construction | Fans | 6815.39 | 0
CZ01 | cDXGF | New Construction | Pumps | 0 | 0
CZ01 | cDXGF | New Construction | Heat Rejection | 0 | 0
CZ01 | cDXGF | New Construction | Humidification | 0 | 0
CZ01 | cDXGF | New Construction | Heat Recovery | 0 | 0
CZ01 | cDXGF | New Construction | Water Systems | 0 | 12564.66
CZ01 | cDXGF | New Construction | Refrigeration | 0 | 0
CZ01 | cDXGF | New Construction | Generators | 0 | 0
CZ01 | cDXGF | New Construction | Total End Uses | 17580.91 | 30014.79
CZ02 | cDXGF | New Construction | Heating | 0 | 8068.64
CZ02 | cDXGF | New Construction | Cooling | 2193.54 | 0
CZ02 | cDXGF | New Construction | Interior Lighting | 3386.36 | 0
CZ02 | cDXGF | New Construction | Exterior Lighting | 0 | 0
CZ02 | cDXGF | New Construction | Interior Equipment | 7305.91 | 0
CZ02 | cDXGF | New Construction | Exterior Equipment | 0 | 0
CZ02 | cDXGF | New Construction | Fans | 8111.51 | 0
CZ02 | cDXGF | New Construction | Pumps | 0 | 0
CZ02 | cDXGF | New Construction | Heat Rejection | 0 | 0
CZ02 | cDXGF | New Construction | Humidification | 0 | 0
CZ02 | cDXGF | New Construction | Heat Recovery | 0 | 0
CZ02 | cDXGF | New Construction | Water Systems | 0 | 11694.94
CZ02 | cDXGF | New Construction | Refrigeration | 0 | 0
CZ02 | cDXGF | New Construction | Generators | 0 | 0
CZ02 | cDXGF | New Construction | Total End Uses | 20997.33 | 19763.58
CZ03 | cDXGF | New Construction | Heating | 0 | 6441.57
CZ03 | cDXGF | New Construction | Cooling | 1082.47 | 0
CZ03 | cDXGF | New Construction | Interior Lighting | 3386.36 | 0
CZ03 | cDXGF | New Construction | Exterior Lighting | 0 | 0
CZ03 | cDXGF | New Construction | Interior Equipment | 7305.91 | 0
CZ03 | cDXGF | New Construction | Exterior Equipment | 0 | 0
CZ03 | cDXGF | New Construction | Fans | 8143.95 | 0
CZ03 | cDXGF | New Construction | Pumps | 0 | 0
CZ03 | cDXGF | New Construction | Heat Rejection | 0 | 0
CZ03 | cDXGF | New Construction | Humidification | 0 | 0
CZ03 | cDXGF | New Construction | Heat Recovery | 0 | 0
CZ03 | cDXGF | New Construction | Water Systems | 0 | 11666.84
CZ03 | cDXGF | New Construction | Refrigeration | 0 | 0
CZ03 | cDXGF | New Construction | Generators | 0 | 0
CZ03 | cDXGF | New Construction | Total End Uses | 19918.7 | 18108.41
CZ04 | cDXGF | New Construction | Heating | 0 | 4796.88
CZ04 | cDXGF | New Construction | Cooling | 2738.33 | 0
CZ04 | cDXGF | New Construction | Interior Lighting | 3386.36 | 0
CZ04 | cDXGF | New Construction | Exterior Lighting | 0 | 0
CZ04 | cDXGF | New Construction | Interior Equipment | 7305.91 | 0
CZ04 | cDXGF | New Construction | Exterior Equipment | 0 | 0
CZ04 | cDXGF | New Construction | Fans | 8000.74 | 0
CZ04 | cDXGF | New Construction | Pumps | 0 | 0
CZ04 | cDXGF | New Construction | Heat Rejection | 0 | 0
CZ04 | cDXGF | New Construction | Humidification | 0 | 0
CZ04 | cDXGF | New Construction | Heat Recovery | 0 | 0
CZ04 | cDXGF | New Construction | Water Systems | 0 | 11323.91
CZ04 | cDXGF | New Construction | Refrigeration | 0 | 0
CZ04 | cDXGF | New Construction | Generators | 0 | 0
CZ04 | cDXGF | New Construction | Total End Uses | 21431.35 | 16120.79
CZ05 | cDXGF | New Construction | Heating | 0 | 5866.6
CZ05 | cDXGF | New Construction | Cooling | 1496.3 | 0
CZ05 | cDXGF | New Construction | Interior Lighting | 3386.36 | 0
CZ05 | cDXGF | New Construction | Exterior Lighting | 0 | 0
CZ05 | cDXGF | New Construction | Interior Equipment | 7305.91 | 0
CZ05 | cDXGF | New Construction | Exterior Equipment | 0 | 0
CZ05 | cDXGF | New Construction | Fans | 7860.31 | 0
CZ05 | cDXGF | New Construction | Pumps | 0 | 0
CZ05 | cDXGF | New Construction | Heat Rejection | 0 | 0
CZ05 | cDXGF | New Construction | Humidification | 0 | 0
CZ05 | cDXGF | New Construction | Heat Recovery | 0 | 0
CZ05 | cDXGF | New Construction | Water Systems | 0 | 11667.24
CZ05 | cDXGF | New Construction | Refrigeration | 0 | 0
CZ05 | cDXGF | New Construction | Generators | 0 | 0
CZ05 | cDXGF | New Construction | Total End Uses | 20048.89 | 17533.84
CZ06 | cDXGF | New Construction | Heating | 0 | 1594.3
CZ06 | cDXGF | New Construction | Cooling | 2851.43 | 0
CZ06 | cDXGF | New Construction | Interior Lighting | 3386.36 | 0
CZ06 | cDXGF | New Construction | Exterior Lighting | 0 | 0
CZ06 | cDXGF | New Construction | Interior Equipment | 7305.91 | 0
CZ06 | cDXGF | New Construction | Exterior Equipment | 0 | 0
CZ06 | cDXGF | New Construction | Fans | 8201.45 | 0
CZ06 | cDXGF | New Construction | Pumps | 0 | 0
CZ06 | cDXGF | New Construction | Heat Rejection | 0 | 0
CZ06 | cDXGF | New Construction | Humidification | 0 | 0
CZ06 | cDXGF | New Construction | Heat Recovery | 0 | 0
CZ06 | cDXGF | New Construction | Water Systems | 0 | 10906.09
CZ06 | cDXGF | New Construction | Refrigeration | 0 | 0
CZ06 | cDXGF | New Construction | Generators | 0 | 0
CZ06 | cDXGF | New Construction | Total End Uses | 21745.15 | 12500.39
CZ07 | cDXGF | New Construction | Heating | 0 | 1479.86
CZ07 | cDXGF | New Construction | Cooling | 3349.07 | 0
CZ07 | cDXGF | New Construction | Interior Lighting | 3386.36 | 0
CZ07 | cDXGF | New Construction | Exterior Lighting | 0 | 0
CZ07 | cDXGF | New Construction | Interior Equipment | 7305.91 | 0
CZ07 | cDXGF | New Construction | Exterior Equipment | 0 | 0
CZ07 | cDXGF | New Construction | Fans | 8129.38 | 0
CZ07 | cDXGF | New Construction | Pumps | 0 | 0
CZ07 | cDXGF | New Construction | Heat Rejection | 0 | 0
CZ07 | cDXGF | New Construction | Humidification | 0 | 0
CZ07 | cDXGF | New Construction | Heat Recovery | 0 | 0
CZ07 | cDXGF | New Construction | Water Systems | 0 | 10785.46
CZ07 | cDXGF | New Construction | Refrigeration | 0 | 0
CZ07 | cDXGF | New Construction | Generators | 0 | 0
CZ07 | cDXGF | New Construction | Total End Uses | 22170.72 | 12265.31
CZ08 | cDXGF | New Construction | Heating | 0 | 1943.95
CZ08 | cDXGF | New Construction | Cooling | 4147.9 | 0
CZ08 | cDXGF | New Construction | Interior Lighting | 3386.36 | 0
CZ08 | cDXGF | New Construction | Exterior Lighting | 0 | 0
CZ08 | cDXGF | New Construction | Interior Equipment | 7305.91 | 0
CZ08 | cDXGF | New Construction | Exterior Equipment | 0 | 0
CZ08 | cDXGF | New Construction | Fans | 8770.01 | 0
CZ08 | cDXGF | New Construction | Pumps | 0 | 0
CZ08 | cDXGF | New Construction | Heat Rejection | 0 | 0
CZ08 | cDXGF | New Construction | Humidification | 0 | 0
CZ08 | cDXGF | New Construction | Heat Recovery | 0 | 0
CZ08 | cDXGF | New Construction | Water Systems | 0 | 10770.97
CZ08 | cDXGF | New Construction | Refrigeration | 0 | 0
CZ08 | cDXGF | New Construction | Generators | 0 | 0
CZ08 | cDXGF | New Construction | Total End Uses | 23610.19 | 12714.91
CZ09 | cDXGF | New Construction | Heating | 0 | 1341.09
CZ09 | cDXGF | New Construction | Cooling | 4584.93 | 0
CZ09 | cDXGF | New Construction | Interior Lighting | 3386.36 | 0
CZ09 | cDXGF | New Construction | Exterior Lighting | 0 | 0
CZ09 | cDXGF | New Construction | Interior Equipment | 7305.91 | 0
CZ09 | cDXGF | New Construction | Exterior Equipment | 0 | 0
CZ09 | cDXGF | New Construction | Fans | 8102.3 | 0
CZ09 | cDXGF | New Construction | Pumps | 0 | 0
CZ09 | cDXGF | New Construction | Heat Rejection | 0 | 0
CZ09 | cDXGF | New Construction | Humidification | 0 | 0
CZ09 | cDXGF | New Construction | Heat Recovery | 0 | 0
CZ09 | cDXGF | New Construction | Water Systems | 0 | 10649.7
CZ09 | cDXGF | New Construction | Refrigeration | 0 | 0
CZ09 | cDXGF | New Construction | Generators | 0 | 0
CZ09 | cDXGF | New Construction | Total End Uses | 23379.5 | 11990.79
CZ10 | cDXGF | New Construction | Heating | 0 | 3038.46
CZ10 | cDXGF | New Construction | Cooling | 6515.24 | 0
CZ10 | cDXGF | New Construction | Interior Lighting | 3386.36 | 0
CZ10 | cDXGF | New Construction | Exterior Lighting | 0 | 0
CZ10 | cDXGF | New Construction | Interior Equipment | 7305.91 | 0
CZ10 | cDXGF | New Construction | Exterior Equipment | 0 | 0
CZ10 | cDXGF | New Construction | Fans | 8923.99 | 0
CZ10 | cDXGF | New Construction | Pumps | 0 | 0
CZ10 | cDXGF | New Construction | Heat Rejection | 0 | 0
CZ10 | cDXGF | New Construction | Humidification | 0 | 0
CZ10 | cDXGF | New Construction | Heat Recovery | 0 | 0
CZ10 | cDXGF | New Construction | Water Systems | 0 | 10551.42
CZ10 | cDXGF | New Construction | Refrigeration | 0 | 0
CZ10 | cDXGF | New Construction | Generators | 0 | 0
CZ10 | cDXGF | New Construction | Total End Uses | 26131.5 | 13589.88
CZ11 | cDXGF | New Construction | Heating | 0 | 7150.07
CZ11 | cDXGF | New Construction | Cooling | 7247.93 | 0
CZ11 | cDXGF | New Construction | Interior Lighting | 3386.36 | 0
CZ11 | cDXGF | New Construction | Exterior Lighting | 0 | 0
CZ11 | cDXGF | New Construction | Interior Equipment | 7305.91 | 0
CZ11 | cDXGF | New Construction | Exterior Equipment | 0 | 0
CZ11 | cDXGF | New Construction | Fans | 9634.2 | 0
CZ11 | cDXGF | New Construction | Pumps | 0 | 0
CZ11 | cDXGF | New Construction | Heat Rejection | 0 | 0
CZ11 | cDXGF | New Construction | Humidification | 0 | 0
CZ11 | cDXGF | New Construction | Heat Recovery | 0 | 0
CZ11 | cDXGF | New Construction | Water Systems | 0 | 10723.18
CZ11 | cDXGF | New Construction | Refrigeration | 0 | 0
CZ11 | cDXGF | New Construction | Generators | 0 | 0
CZ11 | cDXGF | New Construction | Total End Uses | 27574.4 | 17873.25
CZ12 | cDXGF | New Construction | Heating | 0 | 6537.53
CZ12 | cDXGF | New Construction | Cooling | 5706.53 | 0
CZ12 | cDXGF | New Construction | Interior Lighting | 3386.36 | 0
CZ12 | cDXGF | New Construction | Exterior Lighting | 0 | 0
CZ12 | cDXGF | New Construction | Interior Equipment | 7305.91 | 0
CZ12 | cDXGF | New Construction | Exterior Equipment | 0 | 0
CZ12 | cDXGF | New Construction | Fans | 9069.56 | 0
CZ12 | cDXGF | New Construction | Pumps | 0 | 0
CZ12 | cDXGF | New Construction | Heat Rejection | 0 | 0
CZ12 | cDXGF | New Construction | Humidification | 0 | 0
CZ12 | cDXGF | New Construction | Heat Recovery | 0 | 0
CZ12 | cDXGF | New Construction | Water Systems | 0 | 10988.95
CZ12 | cDXGF | New Construction | Refrigeration | 0 | 0
CZ12 | cDXGF | New Construction | Generators | 0 | 0
CZ12 | cDXGF | New Construction | Total End Uses | 25468.36 | 17526.49
CZ13 | cDXGF | New Construction | Heating | 0 | 5098.61
CZ13 | cDXGF | New Construction | Cooling | 8434.65 | 0
CZ13 | cDXGF | New Construction | Interior Lighting | 3386.36 | 0
CZ13 | cDXGF | New Construction | Exterior Lighting | 0 | 0
CZ13 | cDXGF | New Construction | Interior Equipment | 7305.91 | 0
CZ13 | cDXGF | New Construction | Exterior Equipment | 0 | 0
CZ13 | cDXGF | New Construction | Fans | 10174.46 | 0
CZ13 | cDXGF | New Construction | Pumps | 0 | 0
CZ13 | cDXGF | New Construction | Heat Rejection | 0 | 0
CZ13 | cDXGF | New Construction | Humidification | 0 | 0
CZ13 | cDXGF | New Construction | Heat Recovery | 0 | 0
CZ13 | cDXGF | New Construction | Water Systems | 0 | 10466.26
CZ13 | cDXGF | New Construction | Refrigeration | 0 | 0
CZ13 | cDXGF | New Construction | Generators | 0 | 0
CZ13 | cDXGF | New Construction | Total End Uses | 29301.39 | 15564.87
CZ14 | cDXGF | New Construction | Heating | 0 | 3220.63
CZ14 | cDXGF | New Construction | Cooling | 11178.32 | 0
CZ14 | cDXGF | New Construction | Interior Lighting | 3386.36 | 0
CZ14 | cDXGF | New Construction | Exterior Lighting | 0 | 0
CZ14 | cDXGF | New Construction | Interior Equipment | 7305.91 | 0
CZ14 | cDXGF | New Construction | Exterior Equipment | 0 | 0
CZ14 | cDXGF | New Construction | Fans | 11364.86 | 0
CZ14 | cDXGF | New Construction | Pumps | 0 | 0
CZ14 | cDXGF | New Construction | Heat Rejection | 0 | 0
CZ14 | cDXGF | New Construction | Humidification | 0 | 0
CZ14 | cDXGF | New Construction | Heat Recovery | 0 | 0
CZ14 | cDXGF | New Construction | Water Systems | 0 | 10020.1
CZ14 | cDXGF | New Construction | Refrigeration | 0 | 0
CZ14 | cDXGF | New Construction | Generators | 0 | 0
CZ14 | cDXGF | New Construction | Total End Uses | 33235.45 | 13240.72
CZ15 | cDXGF | New Construction | Heating | 0 | 1034.79
CZ15 | cDXGF | New Construction | Cooling | 15328.98 | 0
CZ15 | cDXGF | New Construction | Interior Lighting | 3386.36 | 0
CZ15 | cDXGF | New Construction | Exterior Lighting | 0 | 0
CZ15 | cDXGF | New Construction | Interior Equipment | 7305.91 | 0
CZ15 | cDXGF | New Construction | Exterior Equipment | 0 | 0
CZ15 | cDXGF | New Construction | Fans | 10528.14 | 0
CZ15 | cDXGF | New Construction | Pumps | 0 | 0
CZ15 | cDXGF | New Construction | Heat Rejection | 0 | 0
CZ15 | cDXGF | New Construction | Humidification | 0 | 0
CZ15 | cDXGF | New Construction | Heat Recovery | 0 | 0
CZ15 | cDXGF | New Construction | Water Systems | 0 | 9119.19
CZ15 | cDXGF | New Construction | Refrigeration | 0 | 0
CZ15 | cDXGF | New Construction | Generators | 0 | 0
CZ15 | cDXGF | New Construction | Total End Uses | 36549.38 | 10153.98
CZ16 | cDXGF | New Construction | Heating | 0 | 9919.47
CZ16 | cDXGF | New Construction | Cooling | 6605.49 | 0
CZ16 | cDXGF | New Construction | Interior Lighting | 3386.36 | 0
CZ16 | cDXGF | New Construction | Exterior Lighting | 0 | 0
CZ16 | cDXGF | New Construction | Interior Equipment | 7305.91 | 0
CZ16 | cDXGF | New Construction | Exterior Equipment | 0 | 0
CZ16 | cDXGF | New Construction | Fans | 11118.13 | 0
CZ16 | cDXGF | New Construction | Pumps | 0 | 0
CZ16 | cDXGF | New Construction | Heat Rejection | 0 | 0
CZ16 | cDXGF | New Construction | Humidification | 0 | 0
CZ16 | cDXGF | New Construction | Heat Recovery | 0 | 0
CZ16 | cDXGF | New Construction | Water Systems | 0 | 11487.82
CZ16 | cDXGF | New Construction | Refrigeration | 0 | 0
CZ16 | cDXGF | New Construction | Generators | 0 | 0
CZ16 | cDXGF | New Construction | Total End Uses | 28415.9 | 21407.29
CZ01 | cDXHP | Existing | Heating | 3645.91 | 0
CZ01 | cDXHP | Existing | Cooling | 35.96 | 0
CZ01 | cDXHP | Existing | Interior Lighting | 7411.28 | 0
CZ01 | cDXHP | Existing | Exterior Lighting | 0 | 0
CZ01 | cDXHP | Existing | Interior Equipment | 7305.91 | 0
CZ01 | cDXHP | Existing | Exterior Equipment | 0 | 0
CZ01 | cDXHP | Existing | Fans | 10179.28 | 0
CZ01 | cDXHP | Existing | Pumps | 0 | 0
CZ01 | cDXHP | Existing | Heat Rejection | 0 | 0
CZ01 | cDXHP | Existing | Humidification | 0 | 0
CZ01 | cDXHP | Existing | Heat Recovery | 0 | 0
CZ01 | cDXHP | Existing | Water Systems | 0 | 12566.84
CZ01 | cDXHP | Existing | Refrigeration | 0 | 0
CZ01 | cDXHP | Existing | Generators | 0 | 0
CZ01 | cDXHP | Existing | Total End Uses | 28578.34 | 12566.84
CZ02 | cDXHP | Existing | Heating | 2035.02 | 0
CZ02 | cDXHP | Existing | Cooling | 3089.37 | 0
CZ02 | cDXHP | Existing | Interior Lighting | 7411.28 | 0
CZ02 | cDXHP | Existing | Exterior Lighting | 0 | 0
CZ02 | cDXHP | Existing | Interior Equipment | 7305.91 | 0
CZ02 | cDXHP | Existing | Exterior Equipment | 0 | 0
CZ02 | cDXHP | Existing | Fans | 12629.3 | 0
CZ02 | cDXHP | Existing | Pumps | 0 | 0
CZ02 | cDXHP | Existing | Heat Rejection | 0 | 0
CZ02 | cDXHP | Existing | Humidification | 0 | 0
CZ02 | cDXHP | Existing | Heat Recovery | 0 | 0
CZ02 | cDXHP | Existing | Water Systems | 0 | 11696.81
CZ02 | cDXHP | Existing | Refrigeration | 0 | 0
CZ02 | cDXHP | Existing | Generators | 0 | 0
CZ02 | cDXHP | Existing | Total End Uses | 32470.88 | 11696.81
CZ03 | cDXHP | Existing | Heating | 1202.89 | 0
CZ03 | cDXHP | Existing | Cooling | 1503.9 | 0
CZ03 | cDXHP | Existing | Interior Lighting | 7411.28 | 0
CZ03 | cDXHP | Existing | Exterior Lighting | 0 | 0
CZ03 | cDXHP | Existing | Interior Equipment | 7305.91 | 0
CZ03 | cDXHP | Existing | Exterior Equipment | 0 | 0
CZ03 | cDXHP | Existing | Fans | 11444.55 | 0
CZ03 | cDXHP | Existing | Pumps | 0 | 0
CZ03 | cDXHP | Existing | Heat Rejection | 0 | 0
CZ03 | cDXHP | Existing | Humidification | 0 | 0
CZ03 | cDXHP | Existing | Heat Recovery | 0 | 0
CZ03 | cDXHP | Existing | Water Systems | 0 | 11668.67
CZ03 | cDXHP | Existing | Refrigeration | 0 | 0
CZ03 | cDXHP | Existing | Generators | 0 | 0
CZ03 | cDXHP | Existing | Total End Uses | 28868.53 | 11668.67
CZ04 | cDXHP | Existing | Heating | 1013.9 | 0
CZ04 | cDXHP | Existing | Cooling | 4011.87 | 0
CZ04 | cDXHP | Existing | Interior Lighting | 7411.28 | 0
CZ04 | cDXHP | Existing | Exterior Lighting | 0 | 0
CZ04 | cDXHP | Existing | Interior Equipment | 7305.91 | 0
CZ04 | cDXHP | Existing | Exterior Equipment | 0 | 0
CZ04 | cDXHP | Existing | Fans | 12395.34 | 0
CZ04 | cDXHP | Existing | Pumps | 0 | 0
CZ04 | cDXHP | Existing | Heat Rejection | 0 | 0
CZ04 | cDXHP | Existing | Humidification | 0 | 0
CZ04 | cDXHP | Existing | Heat Recovery | 0 | 0
CZ04 | cDXHP | Existing | Water Systems | 0 | 11325.46
CZ04 | cDXHP | Existing | Refrigeration | 0 | 0
CZ04 | cDXHP | Existing | Generators | 0 | 0
CZ04 | cDXHP | Existing | Total End Uses | 32138.31 | 11325.46
CZ05 | cDXHP | Existing | Heating | 1107.68 | 0
CZ05 | cDXHP | Existing | Cooling | 2036.53 | 0
CZ05 | cDXHP | Existing | Interior Lighting | 7411.28 | 0
CZ05 | cDXHP | Existing | Exterior Lighting | 0 | 0
CZ05 | cDXHP | Existing | Interior Equipment | 7305.91 | 0
CZ05 | cDXHP | Existing | Exterior Equipment | 0 | 0
CZ05 | cDXHP | Existing | Fans | 11200.45 | 0
CZ05 | cDXHP | Existing | Pumps | 0 | 0
CZ05 | cDXHP | Existing | Heat Rejection | 0 | 0
CZ05 | cDXHP | Existing | Humidification | 0 | 0
CZ05 | cDXHP | Existing | Heat Recovery | 0 | 0
CZ05 | cDXHP | Existing | Water Systems | 0 | 11669.17
CZ05 | cDXHP | Existing | Refrigeration | 0 | 0
CZ05 | cDXHP | Existing | Generators | 0 | 0
CZ05 | cDXHP | Existing | Total End Uses | 29061.85 | 11669.17
CZ06 | cDXHP | Existing | Heating | 242.49 | 0
CZ06 | cDXHP | Existing | Cooling | 3745.42 | 0
CZ06 | cDXHP | Existing | Interior Lighting | 7411.28 | 0
CZ06 | cDXHP | Existing | Exterior Lighting | 0 | 0
CZ06 | cDXHP | Existing | Interior Equipment | 7305.91 | 0
CZ06 | cDXHP | Existing | Exterior Equipment | 0 | 0
CZ06 | cDXHP | Existing | Fans | 11266.4 | 0
CZ06 | cDXHP | Existing | Pumps | 0 | 0
CZ06 | cDXHP | Existing | Heat Rejection | 0 | 0
CZ06 | cDXHP | Existing | Humidification | 0 | 0
CZ06 | cDXHP | Existing | Heat Recovery | 0 | 0
CZ06 | cDXHP | Existing | Water Systems | 0 | 10907.8
CZ06 | cDXHP | Existing | Refrigeration | 0 | 0
CZ06 | cDXHP | Existing | Generators | 0 | 0
CZ06 | cDXHP | Existing | Total End Uses | 29971.5 | 10907.8
CZ07 | cDXHP | Existing | Heating | 233.22 | 0
CZ07 | cDXHP | Existing | Cooling | 4473.65 | 0
CZ07 | cDXHP | Existing | Interior Lighting | 7411.28 | 0
CZ07 | cDXHP | Existing | Exterior Lighting | 0 | 0
CZ07 | cDXHP | Existing | Interior Equipment | 7305.91 | 0
CZ07 | cDXHP | Existing | Exterior Equipment | 0 | 0
CZ07 | cDXHP | Existing | Fans | 11138.84 | 0
CZ07 | cDXHP | Existing | Pumps | 0 | 0
CZ07 | cDXHP | Existing | Heat Rejection | 0 | 0
CZ07 | cDXHP | Existing | Humidification | 0 | 0
CZ07 | cDXHP | Existing | Heat Recovery | 0 | 0
CZ07 | cDXHP | Existing | Water Systems | 0 | 10787.62
CZ07 | cDXHP | Existing | Refrigeration | 0 | 0
CZ07 | cDXHP | Existing | Generators | 0 | 0
CZ07 | cDXHP | Existing | Total End Uses | 30562.91 | 10787.62
CZ08 | cDXHP | Existing | Heating | 328.23 | 0
CZ08 | cDXHP | Existing | Cooling | 5612.75 | 0
CZ08 | cDXHP | Existing | Interior Lighting | 7411.28 | 0
CZ08 | cDXHP | Existing | Exterior Lighting | 0 | 0
CZ08 | cDXHP | Existing | Interior Equipment | 7305.91 | 0
CZ08 | cDXHP | Existing | Exterior Equipment | 0 | 0
CZ08 | cDXHP | Existing | Fans | 12331.13 | 0
CZ08 | cDXHP | Existing | Pumps | 0 | 0
CZ08 | cDXHP | Existing | Heat Rejection | 0 | 0
CZ08 | cDXHP | Existing | Humidification | 0 | 0
CZ08 | cDXHP | Existing | Heat Recovery | 0 | 0
CZ08 | cDXHP | Existing | Water Systems | 0 | 10772.89
CZ08 | cDXHP | Existing | Refrigeration | 0 | 0
CZ08 | cDXHP | Existing | Generators | 0 | 0
CZ08 | cDXHP | Existing | Total End Uses | 32989.3 | 10772.89
CZ09 | cDXHP | Existing | Heating | 235.11 | 0
CZ09 | cDXHP | Existing | Cooling | 6875.73 | 0
CZ09 | cDXHP | Existing | Interior Lighting | 7411.28 | 0
CZ09 | cDXHP | Existing | Exterior Lighting | 0 | 0
CZ09 | cDXHP | Existing | Interior Equipment | 7305.91 | 0
CZ09 | cDXHP | Existing | Exterior Equipment | 0 | 0
CZ09 | cDXHP | Existing | Fans | 13200.8 | 0
CZ09 | cDXHP | Existing | Pumps | 0 | 0
CZ09 | cDXHP | Existing | Heat Rejection | 0 | 0
CZ09 | cDXHP | Existing | Humidification | 0 | 0
CZ09 | cDXHP | Existing | Heat Recovery | 0 | 0
CZ09 | cDXHP | Existing | Water Systems | 0 | 10651.35
CZ09 | cDXHP | Existing | Refrigeration | 0 | 0
CZ09 | cDXHP | Existing | Generators | 0 | 0
CZ09 | cDXHP | Existing | Total End Uses | 35028.83 | 10651.35
CZ10 | cDXHP | Existing | Heating | 720.32 | 0
CZ10 | cDXHP | Existing | Cooling | 8759.75 | 0
CZ10 | cDXHP | Existing | Interior Lighting | 7411.28 | 0
CZ10 | cDXHP | Existing | Exterior Lighting | 0 | 0
CZ10 | cDXHP | Existing | Interior Equipment | 7305.91 | 0
CZ10 | cDXHP | Existing | Exterior Equipment | 0 | 0
CZ10 | cDXHP | Existing | Fans | 13350.26 | 0
CZ10 | cDXHP | Existing | Pumps | 0 | 0
CZ10 | cDXHP | Existing | Heat Rejection | 0 | 0
CZ10 | cDXHP | Existing | Humidification | 0 | 0
CZ10 | cDXHP | Existing | Heat Recovery | 0 | 0
CZ10 | cDXHP | Existing | Water Systems | 0 | 10553.48
CZ10 | cDXHP | Existing | Refrigeration | 0 | 0
CZ10 | cDXHP | Existing | Generators | 0 | 0
CZ10 | cDXHP | Existing | Total End Uses | 37547.53 | 10553.48
CZ11 | cDXHP | Existing | Heating | 1880.82 | 0
CZ11 | cDXHP | Existing | Cooling | 10496.9 | 0
CZ11 | cDXHP | Existing | Interior Lighting | 7411.28 | 0
CZ11 | cDXHP | Existing | Exterior Lighting | 0 | 0
CZ11 | cDXHP | Existing | Interior Equipment | 7305.91 | 0
CZ11 | cDXHP | Existing | Exterior Equipment | 0 | 0
CZ11 | cDXHP | Existing | Fans | 16680.01 | 0
CZ11 | cDXHP | Existing | Pumps | 0 | 0
CZ11 | cDXHP | Existing | Heat Rejection | 0 | 0
CZ11 | cDXHP | Existing | Humidification | 0 | 0
CZ11 | cDXHP | Existing | Heat Recovery | 0 | 0
CZ11 | cDXHP | Existing | Water Systems | 0 | 10725.22
CZ11 | cDXHP | Existing | Refrigeration | 0 | 0
CZ11 | cDXHP | Existing | Generators | 0 | 0
CZ11 | cDXHP | Existing | Total End Uses | 43774.92 | 10725.22
CZ12 | cDXHP | Existing | Heating | 1676.14 | 0
CZ12 | cDXHP | Existing | Cooling | 8026.03 | 0
CZ12 | cDXHP | Existing | Interior Lighting | 7411.28 | 0
CZ12 | cDXHP | Existing | Exterior Lighting | 0 | 0
CZ12 | cDXHP | Existing | Interior Equipment | 7305.91 | 0
CZ12 | cDXHP | Existing | Exterior Equipment | 0 | 0
CZ12 | cDXHP | Existing | Fans | 14717.44 | 0
CZ12 | cDXHP | Existing | Pumps | 0 | 0
CZ12 | cDXHP | Existing | Heat Rejection | 0 | 0
CZ12 | cDXHP | Existing | Humidification | 0 | 0
CZ12 | cDXHP | Existing | Heat Recovery | 0 | 0
CZ12 | cDXHP | Existing | Water Systems | 0 | 10990.64
CZ12 | cDXHP | Existing | Refrigeration | 0 | 0
CZ12 | cDXHP | Existing | Generators | 0 | 0
CZ12 | cDXHP | Existing | Total End Uses | 39136.8 | 10990.64
CZ13 | cDXHP | Existing | Heating | 1236.16 | 0
CZ13 | cDXHP | Existing | Cooling | 11865.41 | 0
CZ13 | cDXHP | Existing | Interior Lighting | 7411.28 | 0
CZ13 | cDXHP | Existing | Exterior Lighting | 0 | 0
CZ13 | cDXHP | Existing | Interior Equipment | 7305.91 | 0
CZ13 | cDXHP | Existing | Exterior Equipment | 0 | 0
CZ13 | cDXHP | Existing | Fans | 16819.83 | 0
CZ13 | cDXHP | Existing | Pumps | 0 | 0
CZ13 | cDXHP | Existing | Heat Rejection | 0 | 0
CZ13 | cDXHP | Existing | Humidification | 0 | 0
CZ13 | cDXHP | Existing | Heat Recovery | 0 | 0
CZ13 | cDXHP | Existing | Water Systems | 0 | 10468.54
CZ13 | cDXHP | Existing | Refrigeration | 0 | 0
CZ13 | cDXHP | Existing | Generators | 0 | 0
CZ13 | cDXHP | Existing | Total End Uses | 44638.6 | 10468.54
CZ14 | cDXHP | Existing | Heating | 774.04 | 0
CZ14 | cDXHP | Existing | Cooling | 15428.23 | 0
CZ14 | cDXHP | Existing | Interior Lighting | 7411.28 | 0
CZ14 | cDXHP | Existing | Exterior Lighting | 0 | 0
CZ14 | cDXHP | Existing | Interior Equipment | 7305.91 | 0
CZ14 | cDXHP | Existing | Exterior Equipment | 0 | 0
CZ14 | cDXHP | Existing | Fans | 18455.4 | 0
CZ14 | cDXHP | Existing | Pumps | 0 | 0
CZ14 | cDXHP | Existing | Heat Rejection | 0 | 0
CZ14 | cDXHP | Existing | Humidification | 0 | 0
CZ14 | cDXHP | Existing | Heat Recovery | 0 | 0
CZ14 | cDXHP | Existing | Water Systems | 0 | 10022.24
CZ14 | cDXHP | Existing | Refrigeration | 0 | 0
CZ14 | cDXHP | Existing | Generators | 0 | 0
CZ14 | cDXHP | Existing | Total End Uses | 49374.87 | 10022.24
CZ15 | cDXHP | Existing | Heating | 221.33 | 0
CZ15 | cDXHP | Existing | Cooling | 21236.14 | 0
CZ15 | cDXHP | Existing | Interior Lighting | 7411.28 | 0
CZ15 | cDXHP | Existing | Exterior Lighting | 0 | 0
CZ15 | cDXHP | Existing | Interior Equipment | 7305.91 | 0
CZ15 | cDXHP | Existing | Exterior Equipment | 0 | 0
CZ15 | cDXHP | Existing | Fans | 17853.98 | 0
CZ15 | cDXHP | Existing | Pumps | 0 | 0
CZ15 | cDXHP | Existing | Heat Rejection | 0 | 0
CZ15 | cDXHP | Existing | Humidification | 0 | 0
CZ15 | cDXHP | Existing | Heat Recovery | 0 | 0
CZ15 | cDXHP | Existing | Water Systems | 0 | 9121.65
CZ15 | cDXHP | Existing | Refrigeration | 0 | 0
CZ15 | cDXHP | Existing | Generators | 0 | 0
CZ15 | cDXHP | Existing | Total End Uses | 54028.64 | 9121.65
CZ16 | cDXHP | Existing | Heating | 3359.42 | 0
CZ16 | cDXHP | Existing | Cooling | 8916.63 | 0
CZ16 | cDXHP | Existing | Interior Lighting | 7411.28 | 0
CZ16 | cDXHP | Existing | Exterior Lighting | 0 | 0
CZ16 | cDXHP | Existing | Interior Equipment | 7305.91 | 0
CZ16 | cDXHP | Existing | Exterior Equipment | 0 | 0
CZ16 | cDXHP | Existing | Fans | 18107.3 | 0
CZ16 | cDXHP | Existing | Pumps | 0 | 0
CZ16 | cDXHP | Existing | Heat Rejection | 0 | 0
CZ16 | cDXHP | Existing | Humidification | 0 | 0
CZ16 | cDXHP | Existing | Heat Recovery | 0 | 0
CZ16 | cDXHP | Existing | Water Systems | 0 | 11489.83
CZ16 | cDXHP | Existing | Refrigeration | 0 | 0
CZ16 | cDXHP | Existing | Generators | 0 | 0
CZ16 | cDXHP | Existing | Total End Uses | 45100.54 | 11489.83
CZ01 | cDXHP | New Construction | Heating | 4131.33 | 0
CZ01 | cDXHP | New Construction | Cooling | 23.03 | 0
CZ01 | cDXHP | New Construction | Interior Lighting | 3386.36 | 0
CZ01 | cDXHP | New Construction | Exterior Lighting | 0 | 0
CZ01 | cDXHP | New Construction | Interior Equipment | 7305.91 | 0
CZ01 | cDXHP | New Construction | Exterior Equipment | 0 | 0
CZ01 | cDXHP | New Construction | Fans | 6815.39 | 0
CZ01 | cDXHP | New Construction | Pumps | 0 | 0
CZ01 | cDXHP | New Construction | Heat Rejection | 0 | 0
CZ01 | cDXHP | New Construction | Humidification | 0 | 0
CZ01 | cDXHP | New Construction | Heat Recovery | 0 | 0
CZ01 | cDXHP | New Construction | Water Systems | 0 | 12564.66
CZ01 | cDXHP | New Construction | Refrigeration | 0 | 0
CZ01 | cDXHP | New Construction | Generators | 0 | 0
CZ01 | cDXHP | New Construction | Total End Uses | 21662.02 | 12564.66
CZ02 | cDXHP | New Construction | Heating | 2065.58 | 0
CZ02 | cDXHP | New Construction | Cooling | 2103.68 | 0
CZ02 | cDXHP | New Construction | Interior Lighting | 3386.36 | 0
CZ02 | cDXHP | New Construction | Exterior Lighting | 0 | 0
CZ02 | cDXHP | New Construction | Interior Equipment | 7305.91 | 0
CZ02 | cDXHP | New Construction | Exterior Equipment | 0 | 0
CZ02 | cDXHP | New Construction | Fans | 8111.51 | 0
CZ02 | cDXHP | New Construction | Pumps | 0 | 0
CZ02 | cDXHP | New Construction | Heat Rejection | 0 | 0
CZ02 | cDXHP | New Construction | Humidification | 0 | 0
CZ02 | cDXHP | New Construction | Heat Recovery | 0 | 0
CZ02 | cDXHP | New Construction | Water Systems | 0 | 11694.95
CZ02 | cDXHP | New Construction | Refrigeration | 0 | 0
CZ02 | cDXHP | New Construction | Generators | 0 | 0
CZ02 | cDXHP | New Construction | Total End Uses | 22973.05 | 11694.95
CZ03 | cDXHP | New Construction | Heating | 1534.54 | 0
CZ03 | cDXHP | New Construction | Cooling | 1053.79 | 0
CZ03 | cDXHP | New Construction | Interior Lighting | 3386.36 | 0
CZ03 | cDXHP | New Construction | Exterior Lighting | 0 | 0
CZ03 | cDXHP | New Construction | Interior Equipment | 7305.91 | 0
CZ03 | cDXHP | New Construction | Exterior Equipment | 0 | 0
CZ03 | cDXHP | New Construction | Fans | 8143.95 | 0
CZ03 | cDXHP | New Construction | Pumps | 0 | 0
CZ03 | cDXHP | New Construction | Heat Rejection | 0 | 0
CZ03 | cDXHP | New Construction | Humidification | 0 | 0
CZ03 | cDXHP | New Construction | Heat Recovery | 0 | 0
CZ03 | cDXHP | New Construction | Water Systems | 0 | 11666.84
CZ03 | cDXHP | New Construction | Refrigeration | 0 | 0
CZ03 | cDXHP | New Construction | Generators | 0 | 0
CZ03 | cDXHP | New Construction | Total End Uses | 21424.56 | 11666.84
CZ04 | cDXHP | New Construction | Heating | 1158.12 | 0
CZ04 | cDXHP | New Construction | Cooling | 2709.12 | 0
CZ04 | cDXHP | New Construction | Interior Lighting | 3386.36 | 0
CZ04 | cDXHP | New Construction | Exterior Lighting | 0 | 0
CZ04 | cDXHP | New Construction | Interior Equipment | 7305.91 | 0
CZ04 | cDXHP | New Construction | Exterior Equipment | 0 | 0
CZ04 | cDXHP | New Construction | Fans | 8000.74 | 0
CZ04 | cDXHP | New Construction | Pumps | 0 | 0
CZ04 | cDXHP | New Construction | Heat Rejection | 0 | 0
CZ04 | cDXHP | New Construction | Humidification | 0 | 0
CZ04 | cDXHP | New Construction | Heat Recovery | 0 | 0
CZ04 | cDXHP | New Construction | Water Systems | 0 | 11323.91
CZ04 | cDXHP | New Construction | Refrigeration | 0 | 0
CZ04 | cDXHP | New Construction | Generators | 0 | 0
CZ04 | cDXHP | New Construction | Total End Uses | 22560.26 | 11323.91
CZ05 | cDXHP | New Construction | Heating | 1437.92 | 0
CZ05 | cDXHP | New Construction | Cooling | 1448.47 | 0
CZ05 | cDXHP | New Construction | Interior Lighting | 3386.36 | 0
CZ05 | cDXHP | New Construction | Exterior Lighting | 0 | 0
CZ05 | cDXHP | New Construction | Interior Equipment | 7305.91 | 0
CZ05 | cDXHP | New Construction | Exterior Equipment | 0 | 0
CZ05 | cDXHP | New Construction | Fans | 7860.31 | 0
CZ05 | cDXHP | New Construction | Pumps | 0 | 0
CZ05 | cDXHP | New Construction | Heat Rejection | 0 | 0
CZ05 | cDXHP | New Construction | Humidification | 0 | 0
CZ05 | cDXHP | New Construction | Heat Recovery | 0 | 0
CZ05 | cDXHP | New Construction | Water Systems | 0 | 11667.25
CZ05 | cDXHP | New Construction | Refrigeration | 0 | 0
CZ05 | cDXHP | New Construction | Generators | 0 | 0
CZ05 | cDXHP | New Construction | Total End Uses | 21438.98 | 11667.25
CZ06 | cDXHP | New Construction | Heating | 370.2 | 0
CZ06 | cDXHP | New Construction | Cooling | 2689.31 | 0
CZ06 | cDXHP | New Construction | Interior Lighting | 3386.36 | 0
CZ06 | cDXHP | New Construction | Exterior Lighting | 0 | 0
CZ06 | cDXHP | New Construction | Interior Equipment | 7305.91 | 0
CZ06 | cDXHP | New Construction | Exterior Equipment | 0 | 0
CZ06 | cDXHP | New Construction | Fans | 8201.45 | 0
CZ06 | cDXHP | New Construction | Pumps | 0 | 0
CZ06 | cDXHP | New Construction | Heat Rejection | 0 | 0
CZ06 | cDXHP | New Construction | Humidification | 0 | 0
CZ06 | cDXHP | New Construction | Heat Recovery | 0 | 0
CZ06 | cDXHP | New Construction | Water Systems | 0 | 10906.09
CZ06 | cDXHP | New Construction | Refrigeration | 0 | 0
CZ06 | cDXHP | New Construction | Generators | 0 | 0
CZ06 | cDXHP | New Construction | Total End Uses | 21953.23 | 10906.09
CZ07 | cDXHP | New Construction | Heating | 343.61 | 0
CZ07 | cDXHP | New Construction | Cooling | 3231.7 | 0
CZ07 | cDXHP | New Construction | Interior Lighting | 3386.36 | 0
CZ07 | cDXHP | New Construction | Exterior Lighting | 0 | 0
CZ07 | cDXHP | New Construction | Interior Equipment | 7305.91 | 0
CZ07 | cDXHP | New Construction | Exterior Equipment | 0 | 0
CZ07 | cDXHP | New Construction | Fans | 8129.38 | 0
CZ07 | cDXHP | New Construction | Pumps | 0 | 0
CZ07 | cDXHP | New Construction | Heat Rejection | 0 | 0
CZ07 | cDXHP | New Construction | Humidification | 0 | 0
CZ07 | cDXHP | New Construction | Heat Recovery | 0 | 0
CZ07 | cDXHP | New Construction | Water Systems | 0 | 10785.46
CZ07 | cDXHP | New Construction | Refrigeration | 0 | 0
CZ07 | cDXHP | New Construction | Generators | 0 | 0
CZ07 | cDXHP | New Construction | Total End Uses | 22396.96 | 10785.46
CZ08 | cDXHP | New Construction | Heating | 457.99 | 0
CZ08 | cDXHP | New Construction | Cooling | 4076.17 | 0
CZ08 | cDXHP | New Construction | Interior Lighting | 3386.36 | 0
CZ08 | cDXHP | New Construction | Exterior Lighting | 0 | 0
CZ08 | cDXHP | New Construction | Interior Equipment | 7305.91 | 0
CZ08 | cDXHP | New Construction | Exterior Equipment | 0 | 0
CZ08 | cDXHP | New Construction | Fans | 8770.01 | 0
CZ08 | cDXHP | New Construction | Pumps | 0 | 0
CZ08 | cDXHP | New Construction | Heat Rejection | 0 | 0
CZ08 | cDXHP | New Construction | Humidification | 0 | 0
CZ08 | cDXHP | New Construction | Heat Recovery | 0 | 0
CZ08 | cDXHP | New Construction | Water Systems | 0 | 10770.97
CZ08 | cDXHP | New Construction | Refrigeration | 0 | 0
CZ08 | cDXHP | New Construction | Generators | 0 | 0
CZ08 | cDXHP | New Construction | Total End Uses | 23996.45 | 10770.97
CZ09 | cDXHP | New Construction | Heating | 315.17 | 0
CZ09 | cDXHP | New Construction | Cooling | 4503.36 | 0
CZ09 | cDXHP | New Construction | Interior Lighting | 3386.36 | 0
CZ09 | cDXHP | New Construction | Exterior Lighting | 0 | 0
CZ09 | cDXHP | New Construction | Interior Equipment | 7305.91 | 0
CZ09 | cDXHP | New Construction | Exterior Equipment | 0 | 0
CZ09 | cDXHP | New Construction | Fans | 8102.3 | 0
CZ09 | cDXHP | New Construction | Pumps | 0 | 0
CZ09 | cDXHP | New Construction | Heat Rejection | 0 | 0
CZ09 | cDXHP | New Construction | Humidification | 0 | 0
CZ09 | cDXHP | New Construction | Heat Recovery | 0 | 0
CZ09 | cDXHP | New Construction | Water Systems | 0 | 10649.7
CZ09 | cDXHP | New Construction | Refrigeration | 0 | 0
CZ09 | cDXHP | New Construction | Generators | 0 | 0
CZ09 | cDXHP | New Construction | Total End Uses | 23613.11 | 10649.7
CZ10 | cDXHP | New Construction | Heating | 805.53 | 0
CZ10 | cDXHP | New Construction | Cooling | 6481.45 | 0
CZ10 | cDXHP | New Construction | Interior Lighting | 3386.36 | 0
CZ10 | cDXHP | New Construction | Exterior Lighting | 0 | 0
CZ10 | cDXHP | New Construction | Interior Equipment | 7305.91 | 0
CZ10 | cDXHP | New Construction | Exterior Equipment | 0 | 0
CZ10 | cDXHP | New Construction | Fans | 8923.99 | 0
CZ10 | cDXHP | New Construction | Pumps | 0 | 0
CZ10 | cDXHP | New Construction | Heat Rejection | 0 | 0
CZ10 | cDXHP | New Construction | Humidification | 0 | 0
CZ10 | cDXHP | New Construction | Heat Recovery | 0 | 0
CZ10 | cDXHP | New Construction | Water Systems | 0 | 10551.42
CZ10 | cDXHP | New Construction | Refrigeration | 0 | 0
CZ10 | cDXHP | New Construction | Generators | 0 | 0
CZ10 | cDXHP | New Construction | Total End Uses | 26903.23 | 10551.42
CZ11 | cDXHP | New Construction | Heating | 1849.71 | 0
CZ11 | cDXHP | New Construction | Cooling | 7172.47 | 0
CZ11 | cDXHP | New Construction | Interior Lighting | 3386.36 | 0
CZ11 | cDXHP | New Construction | Exterior Lighting | 0 | 0
CZ11 | cDXHP | New Construction | Interior Equipment | 7305.91 | 0
CZ11 | cDXHP | New Construction | Exterior Equipment | 0 | 0
CZ11 | cDXHP | New Construction | Fans | 9634.2 | 0
CZ11 | cDXHP | New Construction | Pumps | 0 | 0
CZ11 | cDXHP | New Construction | Heat Rejection | 0 | 0
CZ11 | cDXHP | New Construction | Humidification | 0 | 0
CZ11 | cDXHP | New Construction | Heat Recovery | 0 | 0
CZ11 | cDXHP | New Construction | Water Systems | 0 | 10723.18
CZ11 | cDXHP | New Construction | Refrigeration | 0 | 0
CZ11 | cDXHP | New Construction | Generators | 0 | 0
CZ11 | cDXHP | New Construction | Total End Uses | 29348.65 | 10723.18
CZ12 | cDXHP | New Construction | Heating | 1693.26 | 0
CZ12 | cDXHP | New Construction | Cooling | 5633.8 | 0
CZ12 | cDXHP | New Construction | Interior Lighting | 3386.36 | 0
CZ12 | cDXHP | New Construction | Exterior Lighting | 0 | 0
CZ12 | cDXHP | New Construction | Interior Equipment | 7305.91 | 0
CZ12 | cDXHP | New Construction | Exterior Equipment | 0 | 0
CZ12 | cDXHP | New Construction | Fans | 9069.56 | 0
CZ12 | cDXHP | New Construction | Pumps | 0 | 0
CZ12 | cDXHP | New Construction | Heat Rejection | 0 | 0
CZ12 | cDXHP | New Construction | Humidification | 0 | 0
CZ12 | cDXHP | New Construction | Heat Recovery | 0 | 0
CZ12 | cDXHP | New Construction | Water Systems | 0 | 10988.95
CZ12 | cDXHP | New Construction | Refrigeration | 0 | 0
CZ12 | cDXHP | New Construction | Generators | 0 | 0
CZ12 | cDXHP | New Construction | Total End Uses | 27088.89 | 10988.95
CZ13 | cDXHP | New Construction | Heating | 1313.63 | 0
CZ13 | cDXHP | New Construction | Cooling | 8384.8 | 0
CZ13 | cDXHP | New Construction | Interior Lighting | 3386.36 | 0
CZ13 | cDXHP | New Construction | Exterior Lighting | 0 | 0
CZ13 | cDXHP | New Construction | Interior Equipment | 7305.91 | 0
CZ13 | cDXHP | New Construction | Exterior Equipment | 0 | 0
CZ13 | cDXHP | New Construction | Fans | 10174.46 | 0
CZ13 | cDXHP | New Construction | Pumps | 0 | 0
CZ13 | cDXHP | New Construction | Heat Rejection | 0 | 0
CZ13 | cDXHP | New Construction | Humidification | 0 | 0
CZ13 | cDXHP | New Construction | Heat Recovery | 0 | 0
CZ13 | cDXHP | New Construction | Water Systems | 0 | 10466.26
CZ13 | cDXHP | New Construction | Refrigeration | 0 | 0
CZ13 | cDXHP | New Construction | Generators | 0 | 0
CZ13 | cDXHP | New Construction | Total End Uses | 30565.17 | 10466.26
CZ14 | cDXHP | New Construction | Heating | 872.83 | 0
CZ14 | cDXHP | New Construction | Cooling | 11125.68 | 0
CZ14 | cDXHP | New Construction | Interior Lighting | 3386.36 | 0
CZ14 | cDXHP | New Construction | Exterior Lighting | 0 | 0
CZ14 | cDXHP | New Construction | Interior Equipment | 7305.91 | 0
CZ14 | cDXHP | New Construction | Exterior Equipment | 0 | 0
CZ14 | cDXHP | New Construction | Fans | 11364.86 | 0
CZ14 | cDXHP | New Construction | Pumps | 0 | 0
CZ14 | cDXHP | New Construction | Heat Rejection | 0 | 0
CZ14 | cDXHP | New Construction | Humidification | 0 | 0
CZ14 | cDXHP | New Construction | Heat Recovery | 0 | 0
CZ14 | cDXHP | New Construction | Water Systems | 0 | 10020.1
CZ14 | cDXHP | New Construction | Refrigeration | 0 | 0
CZ14 | cDXHP | New Construction | Generators | 0 | 0
CZ14 | cDXHP | New Construction | Total End Uses | 34055.64 | 10020.1
CZ15 | cDXHP | New Construction | Heating | 267.12 | 0
CZ15 | cDXHP | New Construction | Cooling | 15315.66 | 0
CZ15 | cDXHP | New Construction | Interior Lighting | 3386.36 | 0
CZ15 | cDXHP | New Construction | Exterior Lighting | 0 | 0
CZ15 | cDXHP | New Construction | Interior Equipment | 7305.91 | 0
CZ15 | cDXHP | New Construction | Exterior Equipment | 0 | 0
CZ15 | cDXHP | New Construction | Fans | 10528.14 | 0
CZ15 | cDXHP | New Construction | Pumps | 0 | 0
CZ15 | cDXHP | New Construction | Heat Rejection | 0 | 0
CZ15 | cDXHP | New Construction | Humidification | 0 | 0
CZ15 | cDXHP | New Construction | Heat Recovery | 0 | 0
CZ15 | cDXHP | New Construction | Water Systems | 0 | 9119.19
CZ15 | cDXHP | New Construction | Refrigeration | 0 | 0
CZ15 | cDXHP | New Construction | Generators | 0 | 0
CZ15 | cDXHP | New Construction | Total End Uses | 36803.19 | 9119.19
CZ16 | cDXHP | New Construction | Heating | 3110.51 | 0
CZ16 | cDXHP | New Construction | Cooling | 6417.05 | 0
CZ16 | cDXHP | New Construction | Interior Lighting | 3386.36 | 0
CZ16 | cDXHP | New Construction | Exterior Lighting | 0 | 0
CZ16 | cDXHP | New Construction | Interior Equipment | 7305.91 | 0
CZ16 | cDXHP | New Construction | Exterior Equipment | 0 | 0
CZ16 | cDXHP | New Construction | Fans | 11118.58 | 0
CZ16 | cDXHP | New Construction | Pumps | 0 | 0
CZ16 | cDXHP | New Construction | Heat Rejection | 0 | 0
CZ16 | cDXHP | New Construction | Humidification | 0 | 0
CZ16 | cDXHP | New Construction | Heat Recovery | 0 | 0
CZ16 | cDXHP | New Construction | Water Systems | 0 | 11487.82
CZ16 | cDXHP | New Construction | Refrigeration | 0 | 0
CZ16 | cDXHP | New Construction | Generators | 0 | 0
CZ16 | cDXHP | New Construction | Total End Uses | 31338.41 | 11487.82
CZ01 | cDXOH | Existing | Heating | 0 | 0
CZ01 | cDXOH | Existing | Cooling | 86.1 | 0
CZ01 | cDXOH | Existing | Interior Lighting | 7411.28 | 0
CZ01 | cDXOH | Existing | Exterior Lighting | 0 | 0
CZ01 | cDXOH | Existing | Interior Equipment | 7305.91 | 0
CZ01 | cDXOH | Existing | Exterior Equipment | 0 | 0
CZ01 | cDXOH | Existing | Fans | 11046.2 | 0
CZ01 | cDXOH | Existing | Pumps | 0 | 0
CZ01 | cDXOH | Existing | Heat Rejection | 0 | 0
CZ01 | cDXOH | Existing | Humidification | 0 | 0
CZ01 | cDXOH | Existing | Heat Recovery | 0 | 0
CZ01 | cDXOH | Existing | Water Systems | 0 | 12567.23
CZ01 | cDXOH | Existing | Refrigeration | 0 | 0
CZ01 | cDXOH | Existing | Generators | 0 | 0
CZ01 | cDXOH | Existing | Total End Uses | 25849.49 | 12567.23
CZ02 | cDXOH | Existing | Heating | 0 | 0
CZ02 | cDXOH | Existing | Cooling | 3174.66 | 0
CZ02 | cDXOH | Existing | Interior Lighting | 7411.28 | 0
CZ02 | cDXOH | Existing | Exterior Lighting | 0 | 0
CZ02 | cDXOH | Existing | Interior Equipment | 7305.91 | 0
CZ02 | cDXOH | Existing | Exterior Equipment | 0 | 0
CZ02 | cDXOH | Existing | Fans | 13142.32 | 0
CZ02 | cDXOH | Existing | Pumps | 0 | 0
CZ02 | cDXOH | Existing | Heat Rejection | 0 | 0
CZ02 | cDXOH | Existing | Humidification | 0 | 0
CZ02 | cDXOH | Existing | Heat Recovery | 0 | 0
CZ02 | cDXOH | Existing | Water Systems | 0 | 11696.87
CZ02 | cDXOH | Existing | Refrigeration | 0 | 0
CZ02 | cDXOH | Existing | Generators | 0 | 0
CZ02 | cDXOH | Existing | Total End Uses | 31034.17 | 11696.87
CZ03 | cDXOH | Existing | Heating | 0 | 0
CZ03 | cDXOH | Existing | Cooling | 1539.27 | 0
CZ03 | cDXOH | Existing | Interior Lighting | 7411.28 | 0
CZ03 | cDXOH | Existing | Exterior Lighting | 0 | 0
CZ03 | cDXOH | Existing | Interior Equipment | 7305.91 | 0
CZ03 | cDXOH | Existing | Exterior Equipment | 0 | 0
CZ03 | cDXOH | Existing | Fans | 11611.15 | 0
CZ03 | cDXOH | Existing | Pumps | 0 | 0
CZ03 | cDXOH | Existing | Heat Rejection | 0 | 0
CZ03 | cDXOH | Existing | Humidification | 0 | 0
CZ03 | cDXOH | Existing | Heat Recovery | 0 | 0
CZ03 | cDXOH | Existing | Water Systems | 0 | 11668.72
CZ03 | cDXOH | Existing | Refrigeration | 0 | 0
CZ03 | cDXOH | Existing | Generators | 0 | 0
CZ03 | cDXOH | Existing | Total End Uses | 27867.61 | 11668.72
CZ04 | cDXOH | Existing | Heating | 0 | 0
CZ04 | cDXOH | Existing | Cooling | 4050.84 | 0
CZ04 | cDXOH | Existing | Interior Lighting | 7411.28 | 0
CZ04 | cDXOH | Existing | Exterior Lighting | 0 | 0
CZ04 | cDXOH | Existing | Interior Equipment | 7305.91 | 0
CZ04 | cDXOH | Existing | Exterior Equipment | 0 | 0
CZ04 | cDXOH | Existing | Fans | 12487.98 | 0
CZ04 | cDXOH | Existing | Pumps | 0 | 0
CZ04 | cDXOH | Existing | Heat Rejection | 0 | 0
CZ04 | cDXOH | Existing | Humidification | 0 | 0
CZ04 | cDXOH | Existing | Heat Recovery | 0 | 0
CZ04 | cDXOH | Existing | Water Systems | 0 | 11325.46
CZ04 | cDXOH | Existing | Refrigeration | 0 | 0
CZ04 | cDXOH | Existing | Generators | 0 | 0
CZ04 | cDXOH | Existing | Total End Uses | 31256.01 | 11325.46
CZ05 | cDXOH | Existing | Heating | 0 | 0
CZ05 | cDXOH | Existing | Cooling | 2071.42 | 0
CZ05 | cDXOH | Existing | Interior Lighting | 7411.28 | 0
CZ05 | cDXOH | Existing | Exterior Lighting | 0 | 0
CZ05 | cDXOH | Existing | Interior Equipment | 7305.91 | 0
CZ05 | cDXOH | Existing | Exterior Equipment | 0 | 0
CZ05 | cDXOH | Existing | Fans | 11263.01 | 0
CZ05 | cDXOH | Existing | Pumps | 0 | 0
CZ05 | cDXOH | Existing | Heat Rejection | 0 | 0
CZ05 | cDXOH | Existing | Humidification | 0 | 0
CZ05 | cDXOH | Existing | Heat Recovery | 0 | 0
CZ05 | cDXOH | Existing | Water Systems | 0 | 11669.23
CZ05 | cDXOH | Existing | Refrigeration | 0 | 0
CZ05 | cDXOH | Existing | Generators | 0 | 0
CZ05 | cDXOH | Existing | Total End Uses | 28051.62 | 11669.23
CZ06 | cDXOH | Existing | Heating | 0 | 0
CZ06 | cDXOH | Existing | Cooling | 3909.23 | 0
CZ06 | cDXOH | Existing | Interior Lighting | 7411.28 | 0
CZ06 | cDXOH | Existing | Exterior Lighting | 0 | 0
CZ06 | cDXOH | Existing | Interior Equipment | 7305.91 | 0
CZ06 | cDXOH | Existing | Exterior Equipment | 0 | 0
CZ06 | cDXOH | Existing | Fans | 11267.41 | 0
CZ06 | cDXOH | Existing | Pumps | 0 | 0
CZ06 | cDXOH | Existing | Heat Rejection | 0 | 0
CZ06 | cDXOH | Existing | Humidification | 0 | 0
CZ06 | cDXOH | Existing | Heat Recovery | 0 | 0
CZ06 | cDXOH | Existing | Water Systems | 0 | 10907.86
CZ06 | cDXOH | Existing | Refrigeration | 0 | 0
CZ06 | cDXOH | Existing | Generators | 0 | 0
CZ06 | cDXOH | Existing | Total End Uses | 29893.83 | 10907.86
CZ07 | cDXOH | Existing | Heating | 0 | 0
CZ07 | cDXOH | Existing | Cooling | 4602.8 | 0
CZ07 | cDXOH | Existing | Interior Lighting | 7411.28 | 0
CZ07 | cDXOH | Existing | Exterior Lighting | 0 | 0
CZ07 | cDXOH | Existing | Interior Equipment | 7305.91 | 0
CZ07 | cDXOH | Existing | Exterior Equipment | 0 | 0
CZ07 | cDXOH | Existing | Fans | 11138.84 | 0
CZ07 | cDXOH | Existing | Pumps | 0 | 0
CZ07 | cDXOH | Existing | Heat Rejection | 0 | 0
CZ07 | cDXOH | Existing | Humidification | 0 | 0
CZ07 | cDXOH | Existing | Heat Recovery | 0 | 0
CZ07 | cDXOH | Existing | Water Systems | 0 | 10787.68
CZ07 | cDXOH | Existing | Refrigeration | 0 | 0
CZ07 | cDXOH | Existing | Generators | 0 | 0
CZ07 | cDXOH | Existing | Total End Uses | 30458.83 | 10787.68
CZ08 | cDXOH | Existing | Heating | 0 | 0
CZ08 | cDXOH | Existing | Cooling | 5693.73 | 0
CZ08 | cDXOH | Existing | Interior Lighting | 7411.28 | 0
CZ08 | cDXOH | Existing | Exterior Lighting | 0 | 0
CZ08 | cDXOH | Existing | Interior Equipment | 7305.91 | 0
CZ08 | cDXOH | Existing | Exterior Equipment | 0 | 0
CZ08 | cDXOH | Existing | Fans | 12331.13 | 0
CZ08 | cDXOH | Existing | Pumps | 0 | 0
CZ08 | cDXOH | Existing | Heat Rejection | 0 | 0
CZ08 | cDXOH | Existing | Humidification | 0 | 0
CZ08 | cDXOH | Existing | Heat Recovery | 0 | 0
CZ08 | cDXOH | Existing | Water Systems | 0 | 10773
CZ08 | cDXOH | Existing | Refrigeration | 0 | 0
CZ08 | cDXOH | Existing | Generators | 0 | 0
CZ08 | cDXOH | Existing | Total End Uses | 32742.06 | 10773
CZ09 | cDXOH | Existing | Heating | 0 | 0
CZ09 | cDXOH | Existing | Cooling | 6960.5 | 0
CZ09 | cDXOH | Existing | Interior Lighting | 7411.28 | 0
CZ09 | cDXOH | Existing | Exterior Lighting | 0 | 0
CZ09 | cDXOH | Existing | Interior Equipment | 7305.91 | 0
CZ09 | cDXOH | Existing | Exterior Equipment | 0 | 0
CZ09 | cDXOH | Existing | Fans | 13202.49 | 0
CZ09 | cDXOH | Existing | Pumps | 0 | 0
CZ09 | cDXOH | Existing | Heat Rejection | 0 | 0
CZ09 | cDXOH | Existing | Humidification | 0 | 0
CZ09 | cDXOH | Existing | Heat Recovery | 0 | 0
CZ09 | cDXOH | Existing | Water Systems | 0 | 10651.37
CZ09 | cDXOH | Existing | Refrigeration | 0 | 0
CZ09 | cDXOH | Existing | Generators | 0 | 0
CZ09 | cDXOH | Existing | Total End Uses | 34880.18 | 10651.37
CZ10 | cDXOH | Existing | Heating | 0 | 0
CZ10 | cDXOH | Existing | Cooling | 8779.18 | 0
CZ10 | cDXOH | Existing | Interior Lighting | 7411.28 | 0
CZ10 | cDXOH | Existing | Exterior Lighting | 0 | 0
CZ10 | cDXOH | Existing | Interior Equipment | 7305.91 | 0
CZ10 | cDXOH | Existing | Exterior Equipment | 0 | 0
CZ10 | cDXOH | Existing | Fans | 13374.06 | 0
CZ10 | cDXOH | Existing | Pumps | 0 | 0
CZ10 | cDXOH | Existing | Heat Rejection | 0 | 0
CZ10 | cDXOH | Existing | Humidification | 0 | 0
CZ10 | cDXOH | Existing | Heat Recovery | 0 | 0
CZ10 | cDXOH | Existing | Water Systems | 0 | 10553.55
CZ10 | cDXOH | Existing | Refrigeration | 0 | 0
CZ10 | cDXOH | Existing | Generators | 0 | 0
CZ10 | cDXOH | Existing | Total End Uses | 36870.43 | 10553.55
CZ11 | cDXOH | Existing | Heating | 0 | 0
CZ11 | cDXOH | Existing | Cooling | 10508.43 | 0
CZ11 | cDXOH | Existing | Interior Lighting | 7411.28 | 0
CZ11 | cDXOH | Existing | Exterior Lighting | 0 | 0
CZ11 | cDXOH | Existing | Interior Equipment | 7305.91 | 0
CZ11 | cDXOH | Existing | Exterior Equipment | 0 | 0
CZ11 | cDXOH | Existing | Fans | 17316.22 | 0
CZ11 | cDXOH | Existing | Pumps | 0 | 0
CZ11 | cDXOH | Existing | Heat Rejection | 0 | 0
CZ11 | cDXOH | Existing | Humidification | 0 | 0
CZ11 | cDXOH | Existing | Heat Recovery | 0 | 0
CZ11 | cDXOH | Existing | Water Systems | 0 | 10725.32
CZ11 | cDXOH | Existing | Refrigeration | 0 | 0
CZ11 | cDXOH | Existing | Generators | 0 | 0
CZ11 | cDXOH | Existing | Total End Uses | 42541.84 | 10725.32
CZ12 | cDXOH | Existing | Heating | 0 | 0
CZ12 | cDXOH | Existing | Cooling | 8074.36 | 0
CZ12 | cDXOH | Existing | Interior Lighting | 7411.28 | 0
CZ12 | cDXOH | Existing | Exterior Lighting | 0 | 0
CZ12 | cDXOH | Existing | Interior Equipment | 7305.91 | 0
CZ12 | cDXOH | Existing | Exterior Equipment | 0 | 0
CZ12 | cDXOH | Existing | Fans | 15201.97 | 0
CZ12 | cDXOH | Existing | Pumps | 0 | 0
CZ12 | cDXOH | Existing | Heat Rejection | 0 | 0
CZ12 | cDXOH | Existing | Humidification | 0 | 0
CZ12 | cDXOH | Existing | Heat Recovery | 0 | 0
CZ12 | cDXOH | Existing | Water Systems | 0 | 10990.75
CZ12 | cDXOH | Existing | Refrigeration | 0 | 0
CZ12 | cDXOH | Existing | Generators | 0 | 0
CZ12 | cDXOH | Existing | Total End Uses | 37993.52 | 10990.75
CZ13 | cDXOH | Existing | Heating | 0 | 0
CZ13 | cDXOH | Existing | Cooling | 11898.15 | 0
CZ13 | cDXOH | Existing | Interior Lighting | 7411.28 | 0
CZ13 | cDXOH | Existing | Exterior Lighting | 0 | 0
CZ13 | cDXOH | Existing | Interior Equipment | 7305.91 | 0
CZ13 | cDXOH | Existing | Exterior Equipment | 0 | 0
CZ13 | cDXOH | Existing | Fans | 17203.35 | 0
CZ13 | cDXOH | Existing | Pumps | 0 | 0
CZ13 | cDXOH | Existing | Heat Rejection | 0 | 0
CZ13 | cDXOH | Existing | Humidification | 0 | 0
CZ13 | cDXOH | Existing | Heat Recovery | 0 | 0
CZ13 | cDXOH | Existing | Water Systems | 0 | 10468.55
CZ13 | cDXOH | Existing | Refrigeration | 0 | 0
CZ13 | cDXOH | Existing | Generators | 0 | 0
CZ13 | cDXOH | Existing | Total End Uses | 43818.68 | 10468.55
CZ14 | cDXOH | Existing | Heating | 0 | 0
CZ14 | cDXOH | Existing | Cooling | 15477.69 | 0
CZ14 | cDXOH | Existing | Interior Lighting | 7411.28 | 0
CZ14 | cDXOH | Existing | Exterior Lighting | 0 | 0
CZ14 | cDXOH | Existing | Interior Equipment | 7305.91 | 0
CZ14 | cDXOH | Existing | Exterior Equipment | 0 | 0
CZ14 | cDXOH | Existing | Fans | 18536.92 | 0
CZ14 | cDXOH | Existing | Pumps | 0 | 0
CZ14 | cDXOH | Existing | Heat Rejection | 0 | 0
CZ14 | cDXOH | Existing | Humidification | 0 | 0
CZ14 | cDXOH | Existing | Heat Recovery | 0 | 0
CZ14 | cDXOH | Existing | Water Systems | 0 | 10021.98
CZ14 | cDXOH | Existing | Refrigeration | 0 | 0
CZ14 | cDXOH | Existing | Generators | 0 | 0
CZ14 | cDXOH | Existing | Total End Uses | 48731.8 | 10021.98
CZ15 | cDXOH | Existing | Heating | 0 | 0
CZ15 | cDXOH | Existing | Cooling | 21237.75 | 0
CZ15 | cDXOH | Existing | Interior Lighting | 7411.28 | 0
CZ15 | cDXOH | Existing | Exterior Lighting | 0 | 0
CZ15 | cDXOH | Existing | Interior Equipment | 7305.91 | 0
CZ15 | cDXOH | Existing | Exterior Equipment | 0 | 0
CZ15 | cDXOH | Existing | Fans | 17853.98 | 0
CZ15 | cDXOH | Existing | Pumps | 0 | 0
CZ15 | cDXOH | Existing | Heat Rejection | 0 | 0
CZ15 | cDXOH | Existing | Humidification | 0 | 0
CZ15 | cDXOH | Existing | Heat Recovery | 0 | 0
CZ15 | cDXOH | Existing | Water Systems | 0 | 9121.66
CZ15 | cDXOH | Existing | Refrigeration | 0 | 0
CZ15 | cDXOH | Existing | Generators | 0 | 0
CZ15 | cDXOH | Existing | Total End Uses | 53808.92 | 9121.66
CZ16 | cDXOH | Existing | Heating | 0 | 0
CZ16 | cDXOH | Existing | Cooling | 9049.65 | 0
CZ16 | cDXOH | Existing | Interior Lighting | 7411.28 | 0
CZ16 | cDXOH | Existing | Exterior Lighting | 0 | 0
CZ16 | cDXOH | Existing | Interior Equipment | 7305.91 | 0
CZ16 | cDXOH | Existing | Exterior Equipment | 0 | 0
CZ16 | cDXOH | Existing | Fans | 18980.55 | 0
CZ16 | cDXOH | Existing | Pumps | 0 | 0
CZ16 | cDXOH | Existing | Heat Rejection | 0 | 0
CZ16 | cDXOH | Existing | Humidification | 0 | 0
CZ16 | cDXOH | Existing | Heat Recovery | 0 | 0
CZ16 | cDXOH | Existing | Water Systems | 0 | 11489.96
CZ16 | cDXOH | Existing | Refrigeration | 0 | 0
CZ16 | cDXOH | Existing | Generators | 0 | 0
CZ16 | cDXOH | Existing | Total End Uses | 42747.39 | 11489.96
CZ01 | cDXOH | New Construction | Heating | 0 | 0
CZ01 | cDXOH | New Construction | Cooling | 70.75 | 0
CZ01 | cDXOH | New Construction | Interior Lighting | 3386.36 | 0
CZ01 | cDXOH | New Construction | Exterior Lighting | 0 | 0
CZ01 | cDXOH | New Construction | Interior Equipment | 7305.91 | 0
CZ01 | cDXOH | New Construction | Exterior Equipment | 0 | 0
CZ01 | cDXOH | New Construction | Fans | 7405.58 | 0
CZ01 | cDXOH | New Construction | Pumps | 0 | 0
CZ01 | cDXOH | New Construction | Heat Rejection | 0 | 0
CZ01 | cDXOH | New Construction | Humidification | 0 | 0
CZ01 | cDXOH | New Construction | Heat Recovery | 0 | 0
CZ01 | cDXOH | New Construction | Water Systems | 0 | 12565.39
CZ01 | cDXOH | New Construction | Refrigeration | 0 | 0
CZ01 | cDXOH | New Construction | Generators | 0 | 0
CZ01 | cDXOH | New Construction | Total End Uses | 18168.61 | 12565.39
CZ02 | cDXOH | New Construction | Heating | 0 | 0
CZ02 | cDXOH | New Construction | Cooling | 2137 | 0
CZ02 | cDXOH | New Construction | Interior Lighting | 3386.36 | 0
CZ02 | cDXOH | New Construction | Exterior Lighting | 0 | 0
CZ02 | cDXOH | New Construction | Interior Equipment | 7305.91 | 0
CZ02 | cDXOH | New Construction | Exterior Equipment | 0 | 0
CZ02 | cDXOH | New Construction | Fans | 8388.04 | 0
CZ02 | cDXOH | New Construction | Pumps | 0 | 0
CZ02 | cDXOH | New Construction | Heat Rejection | 0 | 0
CZ02 | cDXOH | New Construction | Humidification | 0 | 0
CZ02 | cDXOH | New Construction | Heat Recovery | 0 | 0
CZ02 | cDXOH | New Construction | Water Systems | 0 | 11695.15
CZ02 | cDXOH | New Construction | Refrigeration | 0 | 0
CZ02 | cDXOH | New Construction | Generators | 0 | 0
CZ02 | cDXOH | New Construction | Total End Uses | 21217.31 | 11695.15
CZ03 | cDXOH | New Construction | Heating | 0 | 0
CZ03 | cDXOH | New Construction | Cooling | 1060.44 | 0
CZ03 | cDXOH | New Construction | Interior Lighting | 3386.36 | 0
CZ03 | cDXOH | New Construction | Exterior Lighting | 0 | 0
CZ03 | cDXOH | New Construction | Interior Equipment | 7305.91 | 0
CZ03 | cDXOH | New Construction | Exterior Equipment | 0 | 0
CZ03 | cDXOH | New Construction | Fans | 8297.42 | 0
CZ03 | cDXOH | New Construction | Pumps | 0 | 0
CZ03 | cDXOH | New Construction | Heat Rejection | 0 | 0
CZ03 | cDXOH | New Construction | Humidification | 0 | 0
CZ03 | cDXOH | New Construction | Heat Recovery | 0 | 0
CZ03 | cDXOH | New Construction | Water Systems | 0 | 11667.11
CZ03 | cDXOH | New Construction | Refrigeration | 0 | 0
CZ03 | cDXOH | New Construction | Generators | 0 | 0
CZ03 | cDXOH | New Construction | Total End Uses | 20050.14 | 11667.11
CZ04 | cDXOH | New Construction | Heating | 0 | 0
CZ04 | cDXOH | New Construction | Cooling | 2706.08 | 0
CZ04 | cDXOH | New Construction | Interior Lighting | 3386.36 | 0
CZ04 | cDXOH | New Construction | Exterior Lighting | 0 | 0
CZ04 | cDXOH | New Construction | Interior Equipment | 7305.91 | 0
CZ04 | cDXOH | New Construction | Exterior Equipment | 0 | 0
CZ04 | cDXOH | New Construction | Fans | 8036.63 | 0
CZ04 | cDXOH | New Construction | Pumps | 0 | 0
CZ04 | cDXOH | New Construction | Heat Rejection | 0 | 0
CZ04 | cDXOH | New Construction | Humidification | 0 | 0
CZ04 | cDXOH | New Construction | Heat Recovery | 0 | 0
CZ04 | cDXOH | New Construction | Water Systems | 0 | 11324.24
CZ04 | cDXOH | New Construction | Refrigeration | 0 | 0
CZ04 | cDXOH | New Construction | Generators | 0 | 0
CZ04 | cDXOH | New Construction | Total End Uses | 21434.97 | 11324.24
CZ05 | cDXOH | New Construction | Heating | 0 | 0
CZ05 | cDXOH | New Construction | Cooling | 1442.72 | 0
CZ05 | cDXOH | New Construction | Interior Lighting | 3386.36 | 0
CZ05 | cDXOH | New Construction | Exterior Lighting | 0 | 0
CZ05 | cDXOH | New Construction | Interior Equipment | 7305.91 | 0
CZ05 | cDXOH | New Construction | Exterior Equipment | 0 | 0
CZ05 | cDXOH | New Construction | Fans | 7923.05 | 0
CZ05 | cDXOH | New Construction | Pumps | 0 | 0
CZ05 | cDXOH | New Construction | Heat Rejection | 0 | 0
CZ05 | cDXOH | New Construction | Humidification | 0 | 0
CZ05 | cDXOH | New Construction | Heat Recovery | 0 | 0
CZ05 | cDXOH | New Construction | Water Systems | 0 | 11667.52
CZ05 | cDXOH | New Construction | Refrigeration | 0 | 0
CZ05 | cDXOH | New Construction | Generators | 0 | 0
CZ05 | cDXOH | New Construction | Total End Uses | 20058.04 | 11667.52
CZ06 | cDXOH | New Construction | Heating | 0 | 0
CZ06 | cDXOH | New Construction | Cooling | 2842.11 | 0
CZ06 | cDXOH | New Construction | Interior Lighting | 3386.36 | 0
CZ06 | cDXOH | New Construction | Exterior Lighting | 0 | 0
CZ06 | cDXOH | New Construction | Interior Equipment | 7305.91 | 0
CZ06 | cDXOH | New Construction | Exterior Equipment | 0 | 0
CZ06 | cDXOH | New Construction | Fans | 8201.45 | 0
CZ06 | cDXOH | New Construction | Pumps | 0 | 0
CZ06 | cDXOH | New Construction | Heat Rejection | 0 | 0
CZ06 | cDXOH | New Construction | Humidification | 0 | 0
CZ06 | cDXOH | New Construction | Heat Recovery | 0 | 0
CZ06 | cDXOH | New Construction | Water Systems | 0 | 10905.87
CZ06 | cDXOH | New Construction | Refrigeration | 0 | 0
CZ06 | cDXOH | New Construction | Generators | 0 | 0
CZ06 | cDXOH | New Construction | Total End Uses | 21735.83 | 10905.87
CZ07 | cDXOH | New Construction | Heating | 0 | 0
CZ07 | cDXOH | New Construction | Cooling | 3339.31 | 0
CZ07 | cDXOH | New Construction | Interior Lighting | 3386.36 | 0
CZ07 | cDXOH | New Construction | Exterior Lighting | 0 | 0
CZ07 | cDXOH | New Construction | Interior Equipment | 7305.91 | 0
CZ07 | cDXOH | New Construction | Exterior Equipment | 0 | 0
CZ07 | cDXOH | New Construction | Fans | 8129.38 | 0
CZ07 | cDXOH | New Construction | Pumps | 0 | 0
CZ07 | cDXOH | New Construction | Heat Rejection | 0 | 0
CZ07 | cDXOH | New Construction | Humidification | 0 | 0
CZ07 | cDXOH | New Construction | Heat Recovery | 0 | 0
CZ07 | cDXOH | New Construction | Water Systems | 0 | 10785.51
CZ07 | cDXOH | New Construction | Refrigeration | 0 | 0
CZ07 | cDXOH | New Construction | Generators | 0 | 0
CZ07 | cDXOH | New Construction | Total End Uses | 22160.97 | 10785.51
CZ08 | cDXOH | New Construction | Heating | 0 | 0
CZ08 | cDXOH | New Construction | Cooling | 4130.33 | 0
CZ08 | cDXOH | New Construction | Interior Lighting | 3386.36 | 0
CZ08 | cDXOH | New Construction | Exterior Lighting | 0 | 0
CZ08 | cDXOH | New Construction | Interior Equipment | 7305.91 | 0
CZ08 | cDXOH | New Construction | Exterior Equipment | 0 | 0
CZ08 | cDXOH | New Construction | Fans | 8770.01 | 0
CZ08 | cDXOH | New Construction | Pumps | 0 | 0
CZ08 | cDXOH | New Construction | Heat Rejection | 0 | 0
CZ08 | cDXOH | New Construction | Humidification | 0 | 0
CZ08 | cDXOH | New Construction | Heat Recovery | 0 | 0
CZ08 | cDXOH | New Construction | Water Systems | 0 | 10771.08
CZ08 | cDXOH | New Construction | Refrigeration | 0 | 0
CZ08 | cDXOH | New Construction | Generators | 0 | 0
CZ08 | cDXOH | New Construction | Total End Uses | 23592.61 | 10771.08
CZ09 | cDXOH | New Construction | Heating | 0 | 0
CZ09 | cDXOH | New Construction | Cooling | 4565.52 | 0
CZ09 | cDXOH | New Construction | Interior Lighting | 3386.36 | 0
CZ09 | cDXOH | New Construction | Exterior Lighting | 0 | 0
CZ09 | cDXOH | New Construction | Interior Equipment | 7305.91 | 0
CZ09 | cDXOH | New Construction | Exterior Equipment | 0 | 0
CZ09 | cDXOH | New Construction | Fans | 8102.3 | 0
CZ09 | cDXOH | New Construction | Pumps | 0 | 0
CZ09 | cDXOH | New Construction | Heat Rejection | 0 | 0
CZ09 | cDXOH | New Construction | Humidification | 0 | 0
CZ09 | cDXOH | New Construction | Heat Recovery | 0 | 0
CZ09 | cDXOH | New Construction | Water Systems | 0 | 10649.82
CZ09 | cDXOH | New Construction | Refrigeration | 0 | 0
CZ09 | cDXOH | New Construction | Generators | 0 | 0
CZ09 | cDXOH | New Construction | Total End Uses | 23360.1 | 10649.82
CZ10 | cDXOH | New Construction | Heating | 0 | 0
CZ10 | cDXOH | New Construction | Cooling | 6472.19 | 0
CZ10 | cDXOH | New Construction | Interior Lighting | 3386.36 | 0
CZ10 | cDXOH | New Construction | Exterior Lighting | 0 | 0
CZ10 | cDXOH | New Construction | Interior Equipment | 7305.91 | 0
CZ10 | cDXOH | New Construction | Exterior Equipment | 0 | 0
CZ10 | cDXOH | New Construction | Fans | 8938.21 | 0
CZ10 | cDXOH | New Construction | Pumps | 0 | 0
CZ10 | cDXOH | New Construction | Heat Rejection | 0 | 0
CZ10 | cDXOH | New Construction | Humidification | 0 | 0
CZ10 | cDXOH | New Construction | Heat Recovery | 0 | 0
CZ10 | cDXOH | New Construction | Water Systems | 0 | 10551.53
CZ10 | cDXOH | New Construction | Refrigeration | 0 | 0
CZ10 | cDXOH | New Construction | Generators | 0 | 0
CZ10 | cDXOH | New Construction | Total End Uses | 26102.67 | 10551.53
CZ11 | cDXOH | New Construction | Heating | 0 | 0
CZ11 | cDXOH | New Construction | Cooling | 7215.69 | 0
CZ11 | cDXOH | New Construction | Interior Lighting | 3386.36 | 0
CZ11 | cDXOH | New Construction | Exterior Lighting | 0 | 0
CZ11 | cDXOH | New Construction | Interior Equipment | 7305.91 | 0
CZ11 | cDXOH | New Construction | Exterior Equipment | 0 | 0
CZ11 | cDXOH | New Construction | Fans | 9996.51 | 0
CZ11 | cDXOH | New Construction | Pumps | 0 | 0
CZ11 | cDXOH | New Construction | Heat Rejection | 0 | 0
CZ11 | cDXOH | New Construction | Humidification | 0 | 0
CZ11 | cDXOH | New Construction | Heat Recovery | 0 | 0
CZ11 | cDXOH | New Construction | Water Systems | 0 | 10723.45
CZ11 | cDXOH | New Construction | Refrigeration | 0 | 0
CZ11 | cDXOH | New Construction | Generators | 0 | 0
CZ11 | cDXOH | New Construction | Total End Uses | 27904.47 | 10723.45
CZ12 | cDXOH | New Construction | Heating | 0 | 0
CZ12 | cDXOH | New Construction | Cooling | 5669.11 | 0
CZ12 | cDXOH | New Construction | Interior Lighting | 3386.36 | 0
CZ12 | cDXOH | New Construction | Exterior Lighting | 0 | 0
CZ12 | cDXOH | New Construction | Interior Equipment | 7305.91 | 0
CZ12 | cDXOH | New Construction | Exterior Equipment | 0 | 0
CZ12 | cDXOH | New Construction | Fans | 9358.43 | 0
CZ12 | cDXOH | New Construction | Pumps | 0 | 0
CZ12 | cDXOH | New Construction | Heat Rejection | 0 | 0
CZ12 | cDXOH | New Construction | Humidification | 0 | 0
CZ12 | cDXOH | New Construction | Heat Recovery | 0 | 0
CZ12 | cDXOH | New Construction | Water Systems | 0 | 10988.98
CZ12 | cDXOH | New Construction | Refrigeration | 0 | 0
CZ12 | cDXOH | New Construction | Generators | 0 | 0
CZ12 | cDXOH | New Construction | Total End Uses | 25719.82 | 10988.98
CZ13 | cDXOH | New Construction | Heating | 0 | 0
CZ13 | cDXOH | New Construction | Cooling | 8409.19 | 0
CZ13 | cDXOH | New Construction | Interior Lighting | 3386.36 | 0
CZ13 | cDXOH | New Construction | Exterior Lighting | 0 | 0
CZ13 | cDXOH | New Construction | Interior Equipment | 7305.91 | 0
CZ13 | cDXOH | New Construction | Exterior Equipment | 0 | 0
CZ13 | cDXOH | New Construction | Fans | 10409.03 | 0
CZ13 | cDXOH | New Construction | Pumps | 0 | 0
CZ13 | cDXOH | New Construction | Heat Rejection | 0 | 0
CZ13 | cDXOH | New Construction | Humidification | 0 | 0
CZ13 | cDXOH | New Construction | Heat Recovery | 0 | 0
CZ13 | cDXOH | New Construction | Water Systems | 0 | 10466.44
CZ13 | cDXOH | New Construction | Refrigeration | 0 | 0
CZ13 | cDXOH | New Construction | Generators | 0 | 0
CZ13 | cDXOH | New Construction | Total End Uses | 29510.5 | 10466.44
CZ14 | cDXOH | New Construction | Heating | 0 | 0
CZ14 | cDXOH | New Construction | Cooling | 11152 | 0
CZ14 | cDXOH | New Construction | Interior Lighting | 3386.36 | 0
CZ14 | cDXOH | New Construction | Exterior Lighting | 0 | 0
CZ14 | cDXOH | New Construction | Interior Equipment | 7305.91 | 0
CZ14 | cDXOH | New Construction | Exterior Equipment | 0 | 0
CZ14 | cDXOH | New Construction | Fans | 11399.93 | 0
CZ14 | cDXOH | New Construction | Pumps | 0 | 0
CZ14 | cDXOH | New Construction | Heat Rejection | 0 | 0
CZ14 | cDXOH | New Construction | Humidification | 0 | 0
CZ14 | cDXOH | New Construction | Heat Recovery | 0 | 0
CZ14 | cDXOH | New Construction | Water Systems | 0 | 10020.21
CZ14 | cDXOH | New Construction | Refrigeration | 0 | 0
CZ14 | cDXOH | New Construction | Generators | 0 | 0
CZ14 | cDXOH | New Construction | Total End Uses | 33244.2 | 10020.21
CZ15 | cDXOH | New Construction | Heating | 0 | 0
CZ15 | cDXOH | New Construction | Cooling | 15297.85 | 0
CZ15 | cDXOH | New Construction | Interior Lighting | 3386.36 | 0
CZ15 | cDXOH | New Construction | Exterior Lighting | 0 | 0
CZ15 | cDXOH | New Construction | Interior Equipment | 7305.91 | 0
CZ15 | cDXOH | New Construction | Exterior Equipment | 0 | 0
CZ15 | cDXOH | New Construction | Fans | 10528.14 | 0
CZ15 | cDXOH | New Construction | Pumps | 0 | 0
CZ15 | cDXOH | New Construction | Heat Rejection | 0 | 0
CZ15 | cDXOH | New Construction | Humidification | 0 | 0
CZ15 | cDXOH | New Construction | Heat Recovery | 0 | 0
CZ15 | cDXOH | New Construction | Water Systems | 0 | 9119.46
CZ15 | cDXOH | New Construction | Refrigeration | 0 | 0
CZ15 | cDXOH | New Construction | Generators | 0 | 0
CZ15 | cDXOH | New Construction | Total End Uses | 36518.26 | 9119.46
CZ16 | cDXOH | New Construction | Heating | 0 | 0
CZ16 | cDXOH | New Construction | Cooling | 6548.13 | 0
CZ16 | cDXOH | New Construction | Interior Lighting | 3386.36 | 0
CZ16 | cDXOH | New Construction | Exterior Lighting | 0 | 0
CZ16 | cDXOH | New Construction | Interior Equipment | 7305.91 | 0
CZ16 | cDXOH | New Construction | Exterior Equipment | 0 | 0
CZ16 | cDXOH | New Construction | Fans | 11825.44 | 0
CZ16 | cDXOH | New Construction | Pumps | 0 | 0
CZ16 | cDXOH | New Construction | Heat Rejection | 0 | 0
CZ16 | cDXOH | New Construction | Humidification | 0 | 0
CZ16 | cDXOH | New Construction | Heat Recovery | 0 | 0
CZ16 | cDXOH | New Construction | Water Systems | 0 | 11488.17
CZ16 | cDXOH | New Construction | Refrigeration | 0 | 0
CZ16 | cDXOH | New Construction | Generators | 0 | 0
CZ16 | cDXOH | New Construction | Total End Uses | 29065.84 | 11488.17
CZ01 | cPVVG | Existing | Heating | 0 | 20469.12
CZ01 | cPVVG | Existing | Cooling | 94.95 | 0
CZ01 | cPVVG | Existing | Interior Lighting | 7411.28 | 0
CZ01 | cPVVG | Existing | Exterior Lighting | 0 | 0
CZ01 | cPVVG | Existing | Interior Equipment | 7305.91 | 0
CZ01 | cPVVG | Existing | Exterior Equipment | 0 | 0
CZ01 | cPVVG | Existing | Fans | 3632.62 | 0
CZ01 | cPVVG | Existing | Pumps | 0 | 0
CZ01 | cPVVG | Existing | Heat Rejection | 0 | 0
CZ01 | cPVVG | Existing | Humidification | 0 | 0
CZ01 | cPVVG | Existing | Heat Recovery | 0 | 0
CZ01 | cPVVG | Existing | Water Systems | 0 | 12567.35
CZ01 | cPVVG | Existing | Refrigeration | 0 | 0
CZ01 | cPVVG | Existing | Generators | 0 | 0
CZ01 | cPVVG | Existing | Total End Uses | 18444.76 | 33036.47
CZ02 | cPVVG | Existing | Heating | 0 | 11335.86
CZ02 | cPVVG | Existing | Cooling | 2990.69 | 0
CZ02 | cPVVG | Existing | Interior Lighting | 7411.28 | 0
CZ02 | cPVVG | Existing | Exterior Lighting | 0 | 0
CZ02 | cPVVG | Existing | Interior Equipment | 7305.91 | 0
CZ02 | cPVVG | Existing | Exterior Equipment | 0 | 0
CZ02 | cPVVG | Existing | Fans | 5109.13 | 0
CZ02 | cPVVG | Existing | Pumps | 0 | 0
CZ02 | cPVVG | Existing | Heat Rejection | 0 | 0
CZ02 | cPVVG | Existing | Humidification | 0 | 0
CZ02 | cPVVG | Existing | Heat Recovery | 0 | 0
CZ02 | cPVVG | Existing | Water Systems | 0 | 11696.81
CZ02 | cPVVG | Existing | Refrigeration | 0 | 0
CZ02 | cPVVG | Existing | Generators | 0 | 0
CZ02 | cPVVG | Existing | Total End Uses | 22817.01 | 23032.67
CZ03 | cPVVG | Existing | Heating | 0 | 7796.12
CZ03 | cPVVG | Existing | Cooling | 1544.93 | 0
CZ03 | cPVVG | Existing | Interior Lighting | 7411.28 | 0
CZ03 | cPVVG | Existing | Exterior Lighting | 0 | 0
CZ03 | cPVVG | Existing | Interior Equipment | 7305.91 | 0
CZ03 | cPVVG | Existing | Exterior Equipment | 0 | 0
CZ03 | cPVVG | Existing | Fans | 4432.79 | 0
CZ03 | cPVVG | Existing | Pumps | 0 | 0
CZ03 | cPVVG | Existing | Heat Rejection | 0 | 0
CZ03 | cPVVG | Existing | Humidification | 0 | 0
CZ03 | cPVVG | Existing | Heat Recovery | 0 | 0
CZ03 | cPVVG | Existing | Water Systems | 0 | 11668.67
CZ03 | cPVVG | Existing | Refrigeration | 0 | 0
CZ03 | cPVVG | Existing | Generators | 0 | 0
CZ03 | cPVVG | Existing | Total End Uses | 20694.92 | 19464.79
CZ04 | cPVVG | Existing | Heating | 0 | 6554.54
CZ04 | cPVVG | Existing | Cooling | 3795.69 | 0
CZ04 | cPVVG | Existing | Interior Lighting | 7411.28 | 0
CZ04 | cPVVG | Existing | Exterior Lighting | 0 | 0
CZ04 | cPVVG | Existing | Interior Equipment | 7305.91 | 0
CZ04 | cPVVG | Existing | Exterior Equipment | 0 | 0
CZ04 | cPVVG | Existing | Fans | 5221.18 | 0
CZ04 | cPVVG | Existing | Pumps | 0 | 0
CZ04 | cPVVG | Existing | Heat Rejection | 0 | 0
CZ04 | cPVVG | Existing | Humidification | 0 | 0
CZ04 | cPVVG | Existing | Heat Recovery | 0 | 0
CZ04 | cPVVG | Existing | Water Systems | 0 | 11325.46
CZ04 | cPVVG | Existing | Refrigeration | 0 | 0
CZ04 | cPVVG | Existing | Generators | 0 | 0
CZ04 | cPVVG | Existing | Total End Uses | 23734.06 | 17879.99
CZ05 | cPVVG | Existing | Heating | 0 | 6826.11
CZ05 | cPVVG | Existing | Cooling | 2025.3 | 0
CZ05 | cPVVG | Existing | Interior Lighting | 7411.28 | 0
CZ05 | cPVVG | Existing | Exterior Lighting | 0 | 0
CZ05 | cPVVG | Existing | Interior Equipment | 7305.91 | 0
CZ05 | cPVVG | Existing | Exterior Equipment | 0 | 0
CZ05 | cPVVG | Existing | Fans | 4492.36 | 0
CZ05 | cPVVG | Existing | Pumps | 0 | 0
CZ05 | cPVVG | Existing | Heat Rejection | 0 | 0
CZ05 | cPVVG | Existing | Humidification | 0 | 0
CZ05 | cPVVG | Existing | Heat Recovery | 0 | 0
CZ05 | cPVVG | Existing | Water Systems | 0 | 11669.19
CZ05 | cPVVG | Existing | Refrigeration | 0 | 0
CZ05 | cPVVG | Existing | Generators | 0 | 0
CZ05 | cPVVG | Existing | Total End Uses | 21234.85 | 18495.3
CZ06 | cPVVG | Existing | Heating | 0 | 1996.35
CZ06 | cPVVG | Existing | Cooling | 3792.09 | 0
CZ06 | cPVVG | Existing | Interior Lighting | 7411.28 | 0
CZ06 | cPVVG | Existing | Exterior Lighting | 0 | 0
CZ06 | cPVVG | Existing | Interior Equipment | 7305.91 | 0
CZ06 | cPVVG | Existing | Exterior Equipment | 0 | 0
CZ06 | cPVVG | Existing | Fans | 4880.04 | 0
CZ06 | cPVVG | Existing | Pumps | 0 | 0
CZ06 | cPVVG | Existing | Heat Rejection | 0 | 0
CZ06 | cPVVG | Existing | Humidification | 0 | 0
CZ06 | cPVVG | Existing | Heat Recovery | 0 | 0
CZ06 | cPVVG | Existing | Water Systems | 0 | 10907.82
CZ06 | cPVVG | Existing | Refrigeration | 0 | 0
CZ06 | cPVVG | Existing | Generators | 0 | 0
CZ06 | cPVVG | Existing | Total End Uses | 23389.32 | 12904.16
CZ07 | cPVVG | Existing | Heating | 0 | 1824.61
CZ07 | cPVVG | Existing | Cooling | 4255.27 | 0
CZ07 | cPVVG | Existing | Interior Lighting | 7411.28 | 0
CZ07 | cPVVG | Existing | Exterior Lighting | 0 | 0
CZ07 | cPVVG | Existing | Interior Equipment | 7305.91 | 0
CZ07 | cPVVG | Existing | Exterior Equipment | 0 | 0
CZ07 | cPVVG | Existing | Fans | 4878.55 | 0
CZ07 | cPVVG | Existing | Pumps | 0 | 0
CZ07 | cPVVG | Existing | Heat Rejection | 0 | 0
CZ07 | cPVVG | Existing | Humidification | 0 | 0
CZ07 | cPVVG | Existing | Heat Recovery | 0 | 0
CZ07 | cPVVG | Existing | Water Systems | 0 | 10787.69
CZ07 | cPVVG | Existing | Refrigeration | 0 | 0
CZ07 | cPVVG | Existing | Generators | 0 | 0
CZ07 | cPVVG | Existing | Total End Uses | 23851.01 | 12612.3
CZ08 | cPVVG | Existing | Heating | 0 | 2501.39
CZ08 | cPVVG | Existing | Cooling | 5264.31 | 0
CZ08 | cPVVG | Existing | Interior Lighting | 7411.28 | 0
CZ08 | cPVVG | Existing | Exterior Lighting | 0 | 0
CZ08 | cPVVG | Existing | Interior Equipment | 7305.91 | 0
CZ08 | cPVVG | Existing | Exterior Equipment | 0 | 0
CZ08 | cPVVG | Existing | Fans | 5451.82 | 0
CZ08 | cPVVG | Existing | Pumps | 0 | 0
CZ08 | cPVVG | Existing | Heat Rejection | 0 | 0
CZ08 | cPVVG | Existing | Humidification | 0 | 0
CZ08 | cPVVG | Existing | Heat Recovery | 0 | 0
CZ08 | cPVVG | Existing | Water Systems | 0 | 10773
CZ08 | cPVVG | Existing | Refrigeration | 0 | 0
CZ08 | cPVVG | Existing | Generators | 0 | 0
CZ08 | cPVVG | Existing | Total End Uses | 25433.33 | 13274.39
CZ09 | cPVVG | Existing | Heating | 0 | 1977.92
CZ09 | cPVVG | Existing | Cooling | 6377.42 | 0
CZ09 | cPVVG | Existing | Interior Lighting | 7411.28 | 0
CZ09 | cPVVG | Existing | Exterior Lighting | 0 | 0
CZ09 | cPVVG | Existing | Interior Equipment | 7305.91 | 0
CZ09 | cPVVG | Existing | Exterior Equipment | 0 | 0
CZ09 | cPVVG | Existing | Fans | 6025.87 | 0
CZ09 | cPVVG | Existing | Pumps | 0 | 0
CZ09 | cPVVG | Existing | Heat Rejection | 0 | 0
CZ09 | cPVVG | Existing | Humidification | 0 | 0
CZ09 | cPVVG | Existing | Heat Recovery | 0 | 0
CZ09 | cPVVG | Existing | Water Systems | 0 | 10651.35
CZ09 | cPVVG | Existing | Refrigeration | 0 | 0
CZ09 | cPVVG | Existing | Generators | 0 | 0
CZ09 | cPVVG | Existing | Total End Uses | 27120.49 | 12629.27
CZ10 | cPVVG | Existing | Heating | 0 | 4114.76
CZ10 | cPVVG | Existing | Cooling | 8123.61 | 0
CZ10 | cPVVG | Existing | Interior Lighting | 7411.28 | 0
CZ10 | cPVVG | Existing | Exterior Lighting | 0 | 0
CZ10 | cPVVG | Existing | Interior Equipment | 7305.91 | 0
CZ10 | cPVVG | Existing | Exterior Equipment | 0 | 0
CZ10 | cPVVG | Existing | Fans | 6196 | 0
CZ10 | cPVVG | Existing | Pumps | 0 | 0
CZ10 | cPVVG | Existing | Heat Rejection | 0 | 0
CZ10 | cPVVG | Existing | Humidification | 0 | 0
CZ10 | cPVVG | Existing | Heat Recovery | 0 | 0
CZ10 | cPVVG | Existing | Water Systems | 0 | 10553.5
CZ10 | cPVVG | Existing | Refrigeration | 0 | 0
CZ10 | cPVVG | Existing | Generators | 0 | 0
CZ10 | cPVVG | Existing | Total End Uses | 29036.81 | 14668.26
CZ11 | cPVVG | Existing | Heating | 0 | 10892.65
CZ11 | cPVVG | Existing | Cooling | 9719.4 | 0
CZ11 | cPVVG | Existing | Interior Lighting | 7411.28 | 0
CZ11 | cPVVG | Existing | Exterior Lighting | 0 | 0
CZ11 | cPVVG | Existing | Interior Equipment | 7305.91 | 0
CZ11 | cPVVG | Existing | Exterior Equipment | 0 | 0
CZ11 | cPVVG | Existing | Fans | 7685.54 | 0
CZ11 | cPVVG | Existing | Pumps | 0 | 0
CZ11 | cPVVG | Existing | Heat Rejection | 0 | 0
CZ11 | cPVVG | Existing | Humidification | 0 | 0
CZ11 | cPVVG | Existing | Heat Recovery | 0 | 0
CZ11 | cPVVG | Existing | Water Systems | 0 | 10725.21
CZ11 | cPVVG | Existing | Refrigeration | 0 | 0
CZ11 | cPVVG | Existing | Generators | 0 | 0
CZ11 | cPVVG | Existing | Total End Uses | 32122.14 | 21617.87
CZ12 | cPVVG | Existing | Heating | 0 | 9566.58
CZ12 | cPVVG | Existing | Cooling | 7517.3 | 0
CZ12 | cPVVG | Existing | Interior Lighting | 7411.28 | 0
CZ12 | cPVVG | Existing | Exterior Lighting | 0 | 0
CZ12 | cPVVG | Existing | Interior Equipment | 7305.91 | 0
CZ12 | cPVVG | Existing | Exterior Equipment | 0 | 0
CZ12 | cPVVG | Existing | Fans | 6571.16 | 0
CZ12 | cPVVG | Existing | Pumps | 0 | 0
CZ12 | cPVVG | Existing | Heat Rejection | 0 | 0
CZ12 | cPVVG | Existing | Humidification | 0 | 0
CZ12 | cPVVG | Existing | Heat Recovery | 0 | 0
CZ12 | cPVVG | Existing | Water Systems | 0 | 10990.64
CZ12 | cPVVG | Existing | Refrigeration | 0 | 0
CZ12 | cPVVG | Existing | Generators | 0 | 0
CZ12 | cPVVG | Existing | Total End Uses | 28805.65 | 20557.22
CZ13 | cPVVG | Existing | Heating | 0 | 7624.52
CZ13 | cPVVG | Existing | Cooling | 11050.38 | 0
CZ13 | cPVVG | Existing | Interior Lighting | 7411.28 | 0
CZ13 | cPVVG | Existing | Exterior Lighting | 0 | 0
CZ13 | cPVVG | Existing | Interior Equipment | 7305.91 | 0
CZ13 | cPVVG | Existing | Exterior Equipment | 0 | 0
CZ13 | cPVVG | Existing | Fans | 7911.86 | 0
CZ13 | cPVVG | Existing | Pumps | 0 | 0
CZ13 | cPVVG | Existing | Heat Rejection | 0 | 0
CZ13 | cPVVG | Existing | Humidification | 0 | 0
CZ13 | cPVVG | Existing | Heat Recovery | 0 | 0
CZ13 | cPVVG | Existing | Water Systems | 0 | 10468.49
CZ13 | cPVVG | Existing | Refrigeration | 0 | 0
CZ13 | cPVVG | Existing | Generators | 0 | 0
CZ13 | cPVVG | Existing | Total End Uses | 33679.43 | 18093.01
CZ14 | cPVVG | Existing | Heating | 0 | 4888.47
CZ14 | cPVVG | Existing | Cooling | 14206.05 | 0
CZ14 | cPVVG | Existing | Interior Lighting | 7411.28 | 0
CZ14 | cPVVG | Existing | Exterior Lighting | 0 | 0
CZ14 | cPVVG | Existing | Interior Equipment | 7305.91 | 0
CZ14 | cPVVG | Existing | Exterior Equipment | 0 | 0
CZ14 | cPVVG | Existing | Fans | 9083.6 | 0
CZ14 | cPVVG | Existing | Pumps | 0 | 0
CZ14 | cPVVG | Existing | Heat Rejection | 0 | 0
CZ14 | cPVVG | Existing | Humidification | 0 | 0
CZ14 | cPVVG | Existing | Heat Recovery | 0 | 0
CZ14 | cPVVG | Existing | Water Systems | 0 | 10022.26
CZ14 | cPVVG | Existing | Refrigeration | 0 | 0
CZ14 | cPVVG | Existing | Generators | 0 | 0
CZ14 | cPVVG | Existing | Total End Uses | 38006.84 | 14910.74
CZ15 | cPVVG | Existing | Heating | 0 | 1521.76
CZ15 | cPVVG | Existing | Cooling | 19752.12 | 0
CZ15 | cPVVG | Existing | Interior Lighting | 7411.28 | 0
CZ15 | cPVVG | Existing | Exterior Lighting | 0 | 0
CZ15 | cPVVG | Existing | Interior Equipment | 7305.91 | 0
CZ15 | cPVVG | Existing | Exterior Equipment | 0 | 0
CZ15 | cPVVG | Existing | Fans | 9429.22 | 0
CZ15 | cPVVG | Existing | Pumps | 0 | 0
CZ15 | cPVVG | Existing | Heat Rejection | 0 | 0
CZ15 | cPVVG | Existing | Humidification | 0 | 0
CZ15 | cPVVG | Existing | Heat Recovery | 0 | 0
CZ15 | cPVVG | Existing | Water Systems | 0 | 9121.71
CZ15 | cPVVG | Existing | Refrigeration | 0 | 0
CZ15 | cPVVG | Existing | Generators | 0 | 0
CZ15 | cPVVG | Existing | Total End Uses | 43898.53 | 10643.47
CZ16 | cPVVG | Existing | Heating | 0 | 15005.42
CZ16 | cPVVG | Existing | Cooling | 8365.34 | 0
CZ16 | cPVVG | Existing | Interior Lighting | 7411.28 | 0
CZ16 | cPVVG | Existing | Exterior Lighting | 0 | 0
CZ16 | cPVVG | Existing | Interior Equipment | 7305.91 | 0
CZ16 | cPVVG | Existing | Exterior Equipment | 0 | 0
CZ16 | cPVVG | Existing | Fans | 8275.73 | 0
CZ16 | cPVVG | Existing | Pumps | 0 | 0
CZ16 | cPVVG | Existing | Heat Rejection | 0 | 0
CZ16 | cPVVG | Existing | Humidification | 0 | 0
CZ16 | cPVVG | Existing | Heat Recovery | 0 | 0
CZ16 | cPVVG | Existing | Water Systems | 0 | 11489.83
CZ16 | cPVVG | Existing | Refrigeration | 0 | 0
CZ16 | cPVVG | Existing | Generators | 0 | 0
CZ16 | cPVVG | Existing | Total End Uses | 31358.27 | 26495.25
CZ01 | cPVVG | New Construction | Heating | 0 | 21761.05
CZ01 | cPVVG | New Construction | Cooling | 76.26 | 0
CZ01 | cPVVG | New Construction | Interior Lighting | 3386.36 | 0
CZ01 | cPVVG | New Construction | Exterior Lighting | 0 | 0
CZ01 | cPVVG | New Construction | Interior Equipment | 7305.91 | 0
CZ01 | cPVVG | New Construction | Exterior Equipment | 0 | 0
CZ01 | cPVVG | New Construction | Fans | 2412.65 | 0
CZ01 | cPVVG | New Construction | Pumps | 0 | 0
CZ01 | cPVVG | New Construction | Heat Rejection | 0 | 0
CZ01 | cPVVG | New Construction | Humidification | 0 | 0
CZ01 | cPVVG | New Construction | Heat Recovery | 0 | 0
CZ01 | cPVVG | New Construction | Water Systems | 0 | 12564.62
CZ01 | cPVVG | New Construction | Refrigeration | 0 | 0
CZ01 | cPVVG | New Construction | Generators | 0 | 0
CZ01 | cPVVG | New Construction | Total End Uses | 13181.19 | 34325.67
CZ02 | cPVVG | New Construction | Heating | 0 | 10815.22
CZ02 | cPVVG | New Construction | Cooling | 2041.39 | 0
CZ02 | cPVVG | New Construction | Interior Lighting | 3386.36 | 0
CZ02 | cPVVG | New Construction | Exterior Lighting | 0 | 0
CZ02 | cPVVG | New Construction | Interior Equipment | 7305.91 | 0
CZ02 | cPVVG | New Construction | Exterior Equipment | 0 | 0
CZ02 | cPVVG | New Construction | Fans | 3269.92 | 0
CZ02 | cPVVG | New Construction | Pumps | 0 | 0
CZ02 | cPVVG | New Construction | Heat Rejection | 0 | 0
CZ02 | cPVVG | New Construction | Humidification | 0 | 0
CZ02 | cPVVG | New Construction | Heat Recovery | 0 | 0
CZ02 | cPVVG | New Construction | Water Systems | 0 | 11694.98
CZ02 | cPVVG | New Construction | Refrigeration | 0 | 0
CZ02 | cPVVG | New Construction | Generators | 0 | 0
CZ02 | cPVVG | New Construction | Total End Uses | 16003.59 | 22510.2
CZ03 | cPVVG | New Construction | Heating | 0 | 9055.29
CZ03 | cPVVG | New Construction | Cooling | 1056.75 | 0
CZ03 | cPVVG | New Construction | Interior Lighting | 3386.36 | 0
CZ03 | cPVVG | New Construction | Exterior Lighting | 0 | 0
CZ03 | cPVVG | New Construction | Interior Equipment | 7305.91 | 0
CZ03 | cPVVG | New Construction | Exterior Equipment | 0 | 0
CZ03 | cPVVG | New Construction | Fans | 3121.33 | 0
CZ03 | cPVVG | New Construction | Pumps | 0 | 0
CZ03 | cPVVG | New Construction | Heat Rejection | 0 | 0
CZ03 | cPVVG | New Construction | Humidification | 0 | 0
CZ03 | cPVVG | New Construction | Heat Recovery | 0 | 0
CZ03 | cPVVG | New Construction | Water Systems | 0 | 11666.79
CZ03 | cPVVG | New Construction | Refrigeration | 0 | 0
CZ03 | cPVVG | New Construction | Generators | 0 | 0
CZ03 | cPVVG | New Construction | Total End Uses | 14870.36 | 20722.08
CZ04 | cPVVG | New Construction | Heating | 0 | 6777.53
CZ04 | cPVVG | New Construction | Cooling | 2558.29 | 0
CZ04 | cPVVG | New Construction | Interior Lighting | 3386.36 | 0
CZ04 | cPVVG | New Construction | Exterior Lighting | 0 | 0
CZ04 | cPVVG | New Construction | Interior Equipment | 7305.91 | 0
CZ04 | cPVVG | New Construction | Exterior Equipment | 0 | 0
CZ04 | cPVVG | New Construction | Fans | 3375.33 | 0
CZ04 | cPVVG | New Construction | Pumps | 0 | 0
CZ04 | cPVVG | New Construction | Heat Rejection | 0 | 0
CZ04 | cPVVG | New Construction | Humidification | 0 | 0
CZ04 | cPVVG | New Construction | Heat Recovery | 0 | 0
CZ04 | cPVVG | New Construction | Water Systems | 0 | 11324.03
CZ04 | cPVVG | New Construction | Refrigeration | 0 | 0
CZ04 | cPVVG | New Construction | Generators | 0 | 0
CZ04 | cPVVG | New Construction | Total End Uses | 16625.9 | 18101.56
CZ05 | cPVVG | New Construction | Heating | 0 | 8148.3
CZ05 | cPVVG | New Construction | Cooling | 1419.72 | 0
CZ05 | cPVVG | New Construction | Interior Lighting | 3386.36 | 0
CZ05 | cPVVG | New Construction | Exterior Lighting | 0 | 0
CZ05 | cPVVG | New Construction | Interior Equipment | 7305.91 | 0
CZ05 | cPVVG | New Construction | Exterior Equipment | 0 | 0
CZ05 | cPVVG | New Construction | Fans | 3128.53 | 0
CZ05 | cPVVG | New Construction | Pumps | 0 | 0
CZ05 | cPVVG | New Construction | Heat Rejection | 0 | 0
CZ05 | cPVVG | New Construction | Humidification | 0 | 0
CZ05 | cPVVG | New Construction | Heat Recovery | 0 | 0
CZ05 | cPVVG | New Construction | Water Systems | 0 | 11667.43
CZ05 | cPVVG | New Construction | Refrigeration | 0 | 0
CZ05 | cPVVG | New Construction | Generators | 0 | 0
CZ05 | cPVVG | New Construction | Total End Uses | 15240.52 | 19815.73
CZ06 | cPVVG | New Construction | Heating | 0 | 2583.32
CZ06 | cPVVG | New Construction | Cooling | 2720.06 | 0
CZ06 | cPVVG | New Construction | Interior Lighting | 3386.36 | 0
CZ06 | cPVVG | New Construction | Exterior Lighting | 0 | 0
CZ06 | cPVVG | New Construction | Interior Equipment | 7305.91 | 0
CZ06 | cPVVG | New Construction | Exterior Equipment | 0 | 0
CZ06 | cPVVG | New Construction | Fans | 3528.25 | 0
CZ06 | cPVVG | New Construction | Pumps | 0 | 0
CZ06 | cPVVG | New Construction | Heat Rejection | 0 | 0
CZ06 | cPVVG | New Construction | Humidification | 0 | 0
CZ06 | cPVVG | New Construction | Heat Recovery | 0 | 0
CZ06 | cPVVG | New Construction | Water Systems | 0 | 10906.35
CZ06 | cPVVG | New Construction | Refrigeration | 0 | 0
CZ06 | cPVVG | New Construction | Generators | 0 | 0
CZ06 | cPVVG | New Construction | Total End Uses | 16940.58 | 13489.66
CZ07 | cPVVG | New Construction | Heating | 0 | 2442.47
CZ07 | cPVVG | New Construction | Cooling | 3063.75 | 0
CZ07 | cPVVG | New Construction | Interior Lighting | 3386.36 | 0
CZ07 | cPVVG | New Construction | Exterior Lighting | 0 | 0
CZ07 | cPVVG | New Construction | Interior Equipment | 7305.91 | 0
CZ07 | cPVVG | New Construction | Exterior Equipment | 0 | 0
CZ07 | cPVVG | New Construction | Fans | 3517.14 | 0
CZ07 | cPVVG | New Construction | Pumps | 0 | 0
CZ07 | cPVVG | New Construction | Heat Rejection | 0 | 0
CZ07 | cPVVG | New Construction | Humidification | 0 | 0
CZ07 | cPVVG | New Construction | Heat Recovery | 0 | 0
CZ07 | cPVVG | New Construction | Water Systems | 0 | 10785.57
CZ07 | cPVVG | New Construction | Refrigeration | 0 | 0
CZ07 | cPVVG | New Construction | Generators | 0 | 0
CZ07 | cPVVG | New Construction | Total End Uses | 17273.16 | 13228.04
CZ08 | cPVVG | New Construction | Heating | 0 | 3053.88
CZ08 | cPVVG | New Construction | Cooling | 3862.42 | 0
CZ08 | cPVVG | New Construction | Interior Lighting | 3386.36 | 0
CZ08 | cPVVG | New Construction | Exterior Lighting | 0 | 0
CZ08 | cPVVG | New Construction | Interior Equipment | 7305.91 | 0
CZ08 | cPVVG | New Construction | Exterior Equipment | 0 | 0
CZ08 | cPVVG | New Construction | Fans | 3867.54 | 0
CZ08 | cPVVG | New Construction | Pumps | 0 | 0
CZ08 | cPVVG | New Construction | Heat Rejection | 0 | 0
CZ08 | cPVVG | New Construction | Humidification | 0 | 0
CZ08 | cPVVG | New Construction | Heat Recovery | 0 | 0
CZ08 | cPVVG | New Construction | Water Systems | 0 | 10771.02
CZ08 | cPVVG | New Construction | Refrigeration | 0 | 0
CZ08 | cPVVG | New Construction | Generators | 0 | 0
CZ08 | cPVVG | New Construction | Total End Uses | 18422.23 | 13824.9
CZ09 | cPVVG | New Construction | Heating | 0 | 2209.56
CZ09 | cPVVG | New Construction | Cooling | 4252.01 | 0
CZ09 | cPVVG | New Construction | Interior Lighting | 3386.36 | 0
CZ09 | cPVVG | New Construction | Exterior Lighting | 0 | 0
CZ09 | cPVVG | New Construction | Interior Equipment | 7305.91 | 0
CZ09 | cPVVG | New Construction | Exterior Equipment | 0 | 0
CZ09 | cPVVG | New Construction | Fans | 3720.77 | 0
CZ09 | cPVVG | New Construction | Pumps | 0 | 0
CZ09 | cPVVG | New Construction | Heat Rejection | 0 | 0
CZ09 | cPVVG | New Construction | Humidification | 0 | 0
CZ09 | cPVVG | New Construction | Heat Recovery | 0 | 0
CZ09 | cPVVG | New Construction | Water Systems | 0 | 10649.84
CZ09 | cPVVG | New Construction | Refrigeration | 0 | 0
CZ09 | cPVVG | New Construction | Generators | 0 | 0
CZ09 | cPVVG | New Construction | Total End Uses | 18665.05 | 12859.4
CZ10 | cPVVG | New Construction | Heating | 0 | 4304.88
CZ10 | cPVVG | New Construction | Cooling | 6126.04 | 0
CZ10 | cPVVG | New Construction | Interior Lighting | 3386.36 | 0
CZ10 | cPVVG | New Construction | Exterior Lighting | 0 | 0
CZ10 | cPVVG | New Construction | Interior Equipment | 7305.91 | 0
CZ10 | cPVVG | New Construction | Exterior Equipment | 0 | 0
CZ10 | cPVVG | New Construction | Fans | 4200.1 | 0
CZ10 | cPVVG | New Construction | Pumps | 0 | 0
CZ10 | cPVVG | New Construction | Heat Rejection | 0 | 0
CZ10 | cPVVG | New Construction | Humidification | 0 | 0
CZ10 | cPVVG | New Construction | Heat Recovery | 0 | 0
CZ10 | cPVVG | New Construction | Water Systems | 0 | 10551.61
CZ10 | cPVVG | New Construction | Refrigeration | 0 | 0
CZ10 | cPVVG | New Construction | Generators | 0 | 0
CZ10 | cPVVG | New Construction | Total End Uses | 21018.41 | 14856.5
CZ11 | cPVVG | New Construction | Heating | 0 | 9693.5
CZ11 | cPVVG | New Construction | Cooling | 6853.87 | 0
CZ11 | cPVVG | New Construction | Interior Lighting | 3386.36 | 0
CZ11 | cPVVG | New Construction | Exterior Lighting | 0 | 0
CZ11 | cPVVG | New Construction | Interior Equipment | 7305.91 | 0
CZ11 | cPVVG | New Construction | Exterior Equipment | 0 | 0
CZ11 | cPVVG | New Construction | Fans | 4534.65 | 0
CZ11 | cPVVG | New Construction | Pumps | 0 | 0
CZ11 | cPVVG | New Construction | Heat Rejection | 0 | 0
CZ11 | cPVVG | New Construction | Humidification | 0 | 0
CZ11 | cPVVG | New Construction | Heat Recovery | 0 | 0
CZ11 | cPVVG | New Construction | Water Systems | 0 | 10723.25
CZ11 | cPVVG | New Construction | Refrigeration | 0 | 0
CZ11 | cPVVG | New Construction | Generators | 0 | 0
CZ11 | cPVVG | New Construction | Total End Uses | 22080.79 | 20416.75
CZ12 | cPVVG | New Construction | Heating | 0 | 8867.75
CZ12 | cPVVG | New Construction | Cooling | 5390.88 | 0
CZ12 | cPVVG | New Construction | Interior Lighting | 3386.36 | 0
CZ12 | cPVVG | New Construction | Exterior Lighting | 0 | 0
CZ12 | cPVVG | New Construction | Interior Equipment | 7305.91 | 0
CZ12 | cPVVG | New Construction | Exterior Equipment | 0 | 0
CZ12 | cPVVG | New Construction | Fans | 4097.19 | 0
CZ12 | cPVVG | New Construction | Pumps | 0 | 0
CZ12 | cPVVG | New Construction | Heat Rejection | 0 | 0
CZ12 | cPVVG | New Construction | Humidification | 0 | 0
CZ12 | cPVVG | New Construction | Heat Recovery | 0 | 0
CZ12 | cPVVG | New Construction | Water Systems | 0 | 10988.71
CZ12 | cPVVG | New Construction | Refrigeration | 0 | 0
CZ12 | cPVVG | New Construction | Generators | 0 | 0
CZ12 | cPVVG | New Construction | Total End Uses | 20180.34 | 19856.46
CZ13 | cPVVG | New Construction | Heating | 0 | 7196.81
CZ13 | cPVVG | New Construction | Cooling | 7993.67 | 0
CZ13 | cPVVG | New Construction | Interior Lighting | 3386.36 | 0
CZ13 | cPVVG | New Construction | Exterior Lighting | 0 | 0
CZ13 | cPVVG | New Construction | Interior Equipment | 7305.91 | 0
CZ13 | cPVVG | New Construction | Exterior Equipment | 0 | 0
CZ13 | cPVVG | New Construction | Fans | 4935.29 | 0
CZ13 | cPVVG | New Construction | Pumps | 0 | 0
CZ13 | cPVVG | New Construction | Heat Rejection | 0 | 0
CZ13 | cPVVG | New Construction | Humidification | 0 | 0
CZ13 | cPVVG | New Construction | Heat Recovery | 0 | 0
CZ13 | cPVVG | New Construction | Water Systems | 0 | 10466.35
CZ13 | cPVVG | New Construction | Refrigeration | 0 | 0
CZ13 | cPVVG | New Construction | Generators | 0 | 0
CZ13 | cPVVG | New Construction | Total End Uses | 23621.23 | 17663.16
CZ14 | cPVVG | New Construction | Heating | 0 | 4934.43
CZ14 | cPVVG | New Construction | Cooling | 10497.27 | 0
CZ14 | cPVVG | New Construction | Interior Lighting | 3386.36 | 0
CZ14 | cPVVG | New Construction | Exterior Lighting | 0 | 0
CZ14 | cPVVG | New Construction | Interior Equipment | 7305.91 | 0
CZ14 | cPVVG | New Construction | Exterior Equipment | 0 | 0
CZ14 | cPVVG | New Construction | Fans | 5792.09 | 0
CZ14 | cPVVG | New Construction | Pumps | 0 | 0
CZ14 | cPVVG | New Construction | Heat Rejection | 0 | 0
CZ14 | cPVVG | New Construction | Humidification | 0 | 0
CZ14 | cPVVG | New Construction | Heat Recovery | 0 | 0
CZ14 | cPVVG | New Construction | Water Systems | 0 | 10020.08
CZ14 | cPVVG | New Construction | Refrigeration | 0 | 0
CZ14 | cPVVG | New Construction | Generators | 0 | 0
CZ14 | cPVVG | New Construction | Total End Uses | 26981.63 | 14954.51
CZ15 | cPVVG | New Construction | Heating | 0 | 1627.98
CZ15 | cPVVG | New Construction | Cooling | 14590.37 | 0
CZ15 | cPVVG | New Construction | Interior Lighting | 3386.36 | 0
CZ15 | cPVVG | New Construction | Exterior Lighting | 0 | 0
CZ15 | cPVVG | New Construction | Interior Equipment | 7305.91 | 0
CZ15 | cPVVG | New Construction | Exterior Equipment | 0 | 0
CZ15 | cPVVG | New Construction | Fans | 6062.11 | 0
CZ15 | cPVVG | New Construction | Pumps | 0 | 0
CZ15 | cPVVG | New Construction | Heat Rejection | 0 | 0
CZ15 | cPVVG | New Construction | Humidification | 0 | 0
CZ15 | cPVVG | New Construction | Heat Recovery | 0 | 0
CZ15 | cPVVG | New Construction | Water Systems | 0 | 9119.62
CZ15 | cPVVG | New Construction | Refrigeration | 0 | 0
CZ15 | cPVVG | New Construction | Generators | 0 | 0
CZ15 | cPVVG | New Construction | Total End Uses | 31344.75 | 10747.61
CZ16 | cPVVG | New Construction | Heating | 0 | 13347.96
CZ16 | cPVVG | New Construction | Cooling | 6199.52 | 0
CZ16 | cPVVG | New Construction | Interior Lighting | 3386.36 | 0
CZ16 | cPVVG | New Construction | Exterior Lighting | 0 | 0
CZ16 | cPVVG | New Construction | Interior Equipment | 7305.91 | 0
CZ16 | cPVVG | New Construction | Exterior Equipment | 0 | 0
CZ16 | cPVVG | New Construction | Fans | 5177.15 | 0
CZ16 | cPVVG | New Construction | Pumps | 0 | 0
CZ16 | cPVVG | New Construction | Heat Rejection | 0 | 0
CZ16 | cPVVG | New Construction | Humidification | 0 | 0
CZ16 | cPVVG | New Construction | Heat Recovery | 0 | 0
CZ16 | cPVVG | New Construction | Water Systems | 0 | 11487.87
CZ16 | cPVVG | New Construction | Refrigeration | 0 | 0
CZ16 | cPVVG | New Construction | Generators | 0 | 0
CZ16 | cPVVG | New Construction | Total End Uses | 22068.94 | 24835.82

## Raw_endusebreakdownannual (hidden)
Vintage | Climate Zone | HVAC System | End Use | Electricity [kBtu] | Natural Gas [kBtu]
Existing | CZ01 | cAVVG | Heating | 0 | 18481.73
Existing | CZ01 | cAVVG | Cooling | 205.69 | 0
Existing | CZ01 | cAVVG | Interior Lighting | 7411.28 | 0
Existing | CZ01 | cAVVG | Exterior Lighting | 0 | 0
Existing | CZ01 | cAVVG | Interior Equipment | 7305.91 | 0
Existing | CZ01 | cAVVG | Exterior Equipment | 0 | 0
Existing | CZ01 | cAVVG | Fans | 3230.64 | 0
Existing | CZ01 | cAVVG | Pumps | 23.5 | 0
Existing | CZ01 | cAVVG | Heat Rejection | 0 | 0
Existing | CZ01 | cAVVG | Humidification | 0 | 0
Existing | CZ01 | cAVVG | Heat Recovery | 0 | 0
Existing | CZ01 | cAVVG | Water Systems | 0 | 12566.82
Existing | CZ01 | cAVVG | Refrigeration | 0 | 0
Existing | CZ01 | cAVVG | Generators | 0 | 0
Existing | CZ01 | cAVVG | Total End Uses | 18177.02 | 31048.55
Existing | CZ02 | cAVVG | Heating | 0 | 15564.23
Existing | CZ02 | cAVVG | Cooling | 5131.19 | 0
Existing | CZ02 | cAVVG | Interior Lighting | 7411.28 | 0
Existing | CZ02 | cAVVG | Exterior Lighting | 0 | 0
Existing | CZ02 | cAVVG | Interior Equipment | 7305.91 | 0
Existing | CZ02 | cAVVG | Exterior Equipment | 0 | 0
Existing | CZ02 | cAVVG | Fans | 6342.8 | 0
Existing | CZ02 | cAVVG | Pumps | 172.54 | 0
Existing | CZ02 | cAVVG | Heat Rejection | 0 | 0
Existing | CZ02 | cAVVG | Humidification | 0 | 0
Existing | CZ02 | cAVVG | Heat Recovery | 0 | 0
Existing | CZ02 | cAVVG | Water Systems | 0 | 11696.86
Existing | CZ02 | cAVVG | Refrigeration | 0 | 0
Existing | CZ02 | cAVVG | Generators | 0 | 0
Existing | CZ02 | cAVVG | Total End Uses | 26363.72 | 27261.09
Existing | CZ03 | cAVVG | Heating | 0 | 8237.66
Existing | CZ03 | cAVVG | Cooling | 2651.62 | 0
Existing | CZ03 | cAVVG | Interior Lighting | 7411.28 | 0
Existing | CZ03 | cAVVG | Exterior Lighting | 0 | 0
Existing | CZ03 | cAVVG | Interior Equipment | 7305.91 | 0
Existing | CZ03 | cAVVG | Exterior Equipment | 0 | 0
Existing | CZ03 | cAVVG | Fans | 3428.95 | 0
Existing | CZ03 | cAVVG | Pumps | 150.8 | 0
Existing | CZ03 | cAVVG | Heat Rejection | 0 | 0
Existing | CZ03 | cAVVG | Humidification | 0 | 0
Existing | CZ03 | cAVVG | Heat Recovery | 0 | 0
Existing | CZ03 | cAVVG | Water Systems | 0 | 11668.74
Existing | CZ03 | cAVVG | Refrigeration | 0 | 0
Existing | CZ03 | cAVVG | Generators | 0 | 0
Existing | CZ03 | cAVVG | Total End Uses | 20948.56 | 19906.4
Existing | CZ04 | cAVVG | Heating | 0 | 7491.32
Existing | CZ04 | cAVVG | Cooling | 6093.95 | 0
Existing | CZ04 | cAVVG | Interior Lighting | 7411.28 | 0
Existing | CZ04 | cAVVG | Exterior Lighting | 0 | 0
Existing | CZ04 | cAVVG | Interior Equipment | 7305.91 | 0
Existing | CZ04 | cAVVG | Exterior Equipment | 0 | 0
Existing | CZ04 | cAVVG | Fans | 5374.4 | 0
Existing | CZ04 | cAVVG | Pumps | 191.79 | 0
Existing | CZ04 | cAVVG | Heat Rejection | 0 | 0
Existing | CZ04 | cAVVG | Humidification | 0 | 0
Existing | CZ04 | cAVVG | Heat Recovery | 0 | 0
Existing | CZ04 | cAVVG | Water Systems | 0 | 11325.49
Existing | CZ04 | cAVVG | Refrigeration | 0 | 0
Existing | CZ04 | cAVVG | Generators | 0 | 0
Existing | CZ04 | cAVVG | Total End Uses | 26377.33 | 18816.8
Existing | CZ05 | cAVVG | Heating | 0 | 7525.92
Existing | CZ05 | cAVVG | Cooling | 3159.98 | 0
Existing | CZ05 | cAVVG | Interior Lighting | 7411.28 | 0
Existing | CZ05 | cAVVG | Exterior Lighting | 0 | 0
Existing | CZ05 | cAVVG | Interior Equipment | 7305.91 | 0
Existing | CZ05 | cAVVG | Exterior Equipment | 0 | 0
Existing | CZ05 | cAVVG | Fans | 3377.43 | 0
Existing | CZ05 | cAVVG | Pumps | 160.02 | 0
Existing | CZ05 | cAVVG | Heat Rejection | 0 | 0
Existing | CZ05 | cAVVG | Humidification | 0 | 0
Existing | CZ05 | cAVVG | Heat Recovery | 0 | 0
Existing | CZ05 | cAVVG | Water Systems | 0 | 11669.26
Existing | CZ05 | cAVVG | Refrigeration | 0 | 0
Existing | CZ05 | cAVVG | Generators | 0 | 0
Existing | CZ05 | cAVVG | Total End Uses | 21414.62 | 19195.18
Existing | CZ06 | cAVVG | Heating | 0 | 2643.61
Existing | CZ06 | cAVVG | Cooling | 6253.71 | 0
Existing | CZ06 | cAVVG | Interior Lighting | 7411.28 | 0
Existing | CZ06 | cAVVG | Exterior Lighting | 0 | 0
Existing | CZ06 | cAVVG | Interior Equipment | 7305.91 | 0
Existing | CZ06 | cAVVG | Exterior Equipment | 0 | 0
Existing | CZ06 | cAVVG | Fans | 4824.97 | 0
Existing | CZ06 | cAVVG | Pumps | 280.4 | 0
Existing | CZ06 | cAVVG | Heat Rejection | 0 | 0
Existing | CZ06 | cAVVG | Humidification | 0 | 0
Existing | CZ06 | cAVVG | Heat Recovery | 0 | 0
Existing | CZ06 | cAVVG | Water Systems | 0 | 10907.88
Existing | CZ06 | cAVVG | Refrigeration | 0 | 0
Existing | CZ06 | cAVVG | Generators | 0 | 0
Existing | CZ06 | cAVVG | Total End Uses | 26076.28 | 13551.5
Existing | CZ07 | cAVVG | Heating | 0 | 2832.71
Existing | CZ07 | cAVVG | Cooling | 7658.26 | 0
Existing | CZ07 | cAVVG | Interior Lighting | 7411.28 | 0
Existing | CZ07 | cAVVG | Exterior Lighting | 0 | 0
Existing | CZ07 | cAVVG | Interior Equipment | 7305.91 | 0
Existing | CZ07 | cAVVG | Exterior Equipment | 0 | 0
Existing | CZ07 | cAVVG | Fans | 6314.77 | 0
Existing | CZ07 | cAVVG | Pumps | 331.75 | 0
Existing | CZ07 | cAVVG | Heat Rejection | 0 | 0
Existing | CZ07 | cAVVG | Humidification | 0 | 0
Existing | CZ07 | cAVVG | Heat Recovery | 0 | 0
Existing | CZ07 | cAVVG | Water Systems | 0 | 10787.37
Existing | CZ07 | cAVVG | Refrigeration | 0 | 0
Existing | CZ07 | cAVVG | Generators | 0 | 0
Existing | CZ07 | cAVVG | Total End Uses | 29021.97 | 13620.08
Existing | CZ08 | cAVVG | Heating | 0 | 3840.08
Existing | CZ08 | cAVVG | Cooling | 9001.26 | 0
Existing | CZ08 | cAVVG | Interior Lighting | 7411.28 | 0
Existing | CZ08 | cAVVG | Exterior Lighting | 0 | 0
Existing | CZ08 | cAVVG | Interior Equipment | 7305.91 | 0
Existing | CZ08 | cAVVG | Exterior Equipment | 0 | 0
Existing | CZ08 | cAVVG | Fans | 6577.85 | 0
Existing | CZ08 | cAVVG | Pumps | 280.73 | 0
Existing | CZ08 | cAVVG | Heat Rejection | 0 | 0
Existing | CZ08 | cAVVG | Humidification | 0 | 0
Existing | CZ08 | cAVVG | Heat Recovery | 0 | 0
Existing | CZ08 | cAVVG | Water Systems | 0 | 10773.11
Existing | CZ08 | cAVVG | Refrigeration | 0 | 0
Existing | CZ08 | cAVVG | Generators | 0 | 0
Existing | CZ08 | cAVVG | Total End Uses | 30577.03 | 14613.19
Existing | CZ09 | cAVVG | Heating | 0 | 4793.63
Existing | CZ09 | cAVVG | Cooling | 10714.55 | 0
Existing | CZ09 | cAVVG | Interior Lighting | 7411.28 | 0
Existing | CZ09 | cAVVG | Exterior Lighting | 0 | 0
Existing | CZ09 | cAVVG | Interior Equipment | 7305.91 | 0
Existing | CZ09 | cAVVG | Exterior Equipment | 0 | 0
Existing | CZ09 | cAVVG | Fans | 7858.65 | 0
Existing | CZ09 | cAVVG | Pumps | 304.91 | 0
Existing | CZ09 | cAVVG | Heat Rejection | 0 | 0
Existing | CZ09 | cAVVG | Humidification | 0 | 0
Existing | CZ09 | cAVVG | Heat Recovery | 0 | 0
Existing | CZ09 | cAVVG | Water Systems | 0 | 10651.36
Existing | CZ09 | cAVVG | Refrigeration | 0 | 0
Existing | CZ09 | cAVVG | Generators | 0 | 0
Existing | CZ09 | cAVVG | Total End Uses | 33595.3 | 15444.99
Existing | CZ10 | cAVVG | Heating | 0 | 5871.6
Existing | CZ10 | cAVVG | Cooling | 12601.13 | 0
Existing | CZ10 | cAVVG | Interior Lighting | 7411.28 | 0
Existing | CZ10 | cAVVG | Exterior Lighting | 0 | 0
Existing | CZ10 | cAVVG | Interior Equipment | 7305.91 | 0
Existing | CZ10 | cAVVG | Exterior Equipment | 0 | 0
Existing | CZ10 | cAVVG | Fans | 8180.25 | 0
Existing | CZ10 | cAVVG | Pumps | 291.05 | 0
Existing | CZ10 | cAVVG | Heat Rejection | 0 | 0
Existing | CZ10 | cAVVG | Humidification | 0 | 0
Existing | CZ10 | cAVVG | Heat Recovery | 0 | 0
Existing | CZ10 | cAVVG | Water Systems | 0 | 10553.61
Existing | CZ10 | cAVVG | Refrigeration | 0 | 0
Existing | CZ10 | cAVVG | Generators | 0 | 0
Existing | CZ10 | cAVVG | Total End Uses | 35789.63 | 16425.21
Existing | CZ11 | cAVVG | Heating | 0 | 12678.04
Existing | CZ11 | cAVVG | Cooling | 13805.78 | 0
Existing | CZ11 | cAVVG | Interior Lighting | 7411.28 | 0
Existing | CZ11 | cAVVG | Exterior Lighting | 0 | 0
Existing | CZ11 | cAVVG | Interior Equipment | 7305.91 | 0
Existing | CZ11 | cAVVG | Exterior Equipment | 0 | 0
Existing | CZ11 | cAVVG | Fans | 9027.98 | 0
Existing | CZ11 | cAVVG | Pumps | 289.52 | 0
Existing | CZ11 | cAVVG | Heat Rejection | 0 | 0
Existing | CZ11 | cAVVG | Humidification | 0 | 0
Existing | CZ11 | cAVVG | Heat Recovery | 0 | 0
Existing | CZ11 | cAVVG | Water Systems | 0 | 10725.33
Existing | CZ11 | cAVVG | Refrigeration | 0 | 0
Existing | CZ11 | cAVVG | Generators | 0 | 0
Existing | CZ11 | cAVVG | Total End Uses | 37840.47 | 23403.37
Existing | CZ12 | cAVVG | Heating | 0 | 13712
Existing | CZ12 | cAVVG | Cooling | 11192.21 | 0
Existing | CZ12 | cAVVG | Interior Lighting | 7411.28 | 0
Existing | CZ12 | cAVVG | Exterior Lighting | 0 | 0
Existing | CZ12 | cAVVG | Interior Equipment | 7305.91 | 0
Existing | CZ12 | cAVVG | Exterior Equipment | 0 | 0
Existing | CZ12 | cAVVG | Fans | 8840.74 | 0
Existing | CZ12 | cAVVG | Pumps | 274.52 | 0
Existing | CZ12 | cAVVG | Heat Rejection | 0 | 0
Existing | CZ12 | cAVVG | Humidification | 0 | 0
Existing | CZ12 | cAVVG | Heat Recovery | 0 | 0
Existing | CZ12 | cAVVG | Water Systems | 0 | 10990.65
Existing | CZ12 | cAVVG | Refrigeration | 0 | 0
Existing | CZ12 | cAVVG | Generators | 0 | 0
Existing | CZ12 | cAVVG | Total End Uses | 35024.65 | 24702.65
Existing | CZ13 | cAVVG | Heating | 0 | 9318.13
Existing | CZ13 | cAVVG | Cooling | 15414.23 | 0
Existing | CZ13 | cAVVG | Interior Lighting | 7411.28 | 0
Existing | CZ13 | cAVVG | Exterior Lighting | 0 | 0
Existing | CZ13 | cAVVG | Interior Equipment | 7305.91 | 0
Existing | CZ13 | cAVVG | Exterior Equipment | 0 | 0
Existing | CZ13 | cAVVG | Fans | 9679.87 | 0
Existing | CZ13 | cAVVG | Pumps | 333.98 | 0
Existing | CZ13 | cAVVG | Heat Rejection | 0 | 0
Existing | CZ13 | cAVVG | Humidification | 0 | 0
Existing | CZ13 | cAVVG | Heat Recovery | 0 | 0
Existing | CZ13 | cAVVG | Water Systems | 0 | 10468.55
Existing | CZ13 | cAVVG | Refrigeration | 0 | 0
Existing | CZ13 | cAVVG | Generators | 0 | 0
Existing | CZ13 | cAVVG | Total End Uses | 40145.26 | 19786.68
Existing | CZ14 | cAVVG | Heating | 0 | 7003.7
Existing | CZ14 | cAVVG | Cooling | 19451.36 | 0
Existing | CZ14 | cAVVG | Interior Lighting | 7411.28 | 0
Existing | CZ14 | cAVVG | Exterior Lighting | 0 | 0
Existing | CZ14 | cAVVG | Interior Equipment | 7305.91 | 0
Existing | CZ14 | cAVVG | Exterior Equipment | 0 | 0
Existing | CZ14 | cAVVG | Fans | 11232.72 | 0
Existing | CZ14 | cAVVG | Pumps | 541.61 | 0
Existing | CZ14 | cAVVG | Heat Rejection | 0 | 0
Existing | CZ14 | cAVVG | Humidification | 0 | 0
Existing | CZ14 | cAVVG | Heat Recovery | 0 | 0
Existing | CZ14 | cAVVG | Water Systems | 0 | 10022.34
Existing | CZ14 | cAVVG | Refrigeration | 0 | 0
Existing | CZ14 | cAVVG | Generators | 0 | 0
Existing | CZ14 | cAVVG | Total End Uses | 45942.88 | 17026.05
Existing | CZ15 | cAVVG | Heating | 0 | 5289.35
Existing | CZ15 | cAVVG | Cooling | 28087.05 | 0
Existing | CZ15 | cAVVG | Interior Lighting | 7411.28 | 0
Existing | CZ15 | cAVVG | Exterior Lighting | 0 | 0
Existing | CZ15 | cAVVG | Interior Equipment | 7305.91 | 0
Existing | CZ15 | cAVVG | Exterior Equipment | 0 | 0
Existing | CZ15 | cAVVG | Fans | 13111.28 | 0
Existing | CZ15 | cAVVG | Pumps | 483.1 | 0
Existing | CZ15 | cAVVG | Heat Rejection | 0 | 0
Existing | CZ15 | cAVVG | Humidification | 0 | 0
Existing | CZ15 | cAVVG | Heat Recovery | 0 | 0
Existing | CZ15 | cAVVG | Water Systems | 0 | 9121.37
Existing | CZ15 | cAVVG | Refrigeration | 0 | 0
Existing | CZ15 | cAVVG | Generators | 0 | 0
Existing | CZ15 | cAVVG | Total End Uses | 56398.62 | 14410.72
Existing | CZ16 | cAVVG | Heating | 0 | 21987.63
Existing | CZ16 | cAVVG | Cooling | 11886.91 | 0
Existing | CZ16 | cAVVG | Interior Lighting | 7411.28 | 0
Existing | CZ16 | cAVVG | Exterior Lighting | 0 | 0
Existing | CZ16 | cAVVG | Interior Equipment | 7305.91 | 0
Existing | CZ16 | cAVVG | Exterior Equipment | 0 | 0
Existing | CZ16 | cAVVG | Fans | 10802.44 | 0
Existing | CZ16 | cAVVG | Pumps | 360.44 | 0
Existing | CZ16 | cAVVG | Heat Rejection | 0 | 0
Existing | CZ16 | cAVVG | Humidification | 0 | 0
Existing | CZ16 | cAVVG | Heat Recovery | 0 | 0
Existing | CZ16 | cAVVG | Water Systems | 0 | 11489.82
Existing | CZ16 | cAVVG | Refrigeration | 0 | 0
Existing | CZ16 | cAVVG | Generators | 0 | 0
Existing | CZ16 | cAVVG | Total End Uses | 37766.98 | 33477.45
New Construction | CZ01 | cAVVG | Heating | 0 | 17824.36
New Construction | CZ01 | cAVVG | Cooling | 208.39 | 0
New Construction | CZ01 | cAVVG | Interior Lighting | 3386.36 | 0
New Construction | CZ01 | cAVVG | Exterior Lighting | 0 | 0
New Construction | CZ01 | cAVVG | Interior Equipment | 7305.91 | 0
New Construction | CZ01 | cAVVG | Exterior Equipment | 0 | 0
New Construction | CZ01 | cAVVG | Fans | 3525.03 | 0
New Construction | CZ01 | cAVVG | Pumps | 19.18 | 0
New Construction | CZ01 | cAVVG | Heat Rejection | 0 | 0
New Construction | CZ01 | cAVVG | Humidification | 0 | 0
New Construction | CZ01 | cAVVG | Heat Recovery | 0 | 0
New Construction | CZ01 | cAVVG | Water Systems | 0 | 12564.78
New Construction | CZ01 | cAVVG | Refrigeration | 0 | 0
New Construction | CZ01 | cAVVG | Generators | 0 | 0
New Construction | CZ01 | cAVVG | Total End Uses | 14444.87 | 30389.13
New Construction | CZ02 | cAVVG | Heating | 0 | 13633.36
New Construction | CZ02 | cAVVG | Cooling | 3987.87 | 0
New Construction | CZ02 | cAVVG | Interior Lighting | 3386.36 | 0
New Construction | CZ02 | cAVVG | Exterior Lighting | 0 | 0
New Construction | CZ02 | cAVVG | Interior Equipment | 7305.91 | 0
New Construction | CZ02 | cAVVG | Exterior Equipment | 0 | 0
New Construction | CZ02 | cAVVG | Fans | 5216.65 | 0
New Construction | CZ02 | cAVVG | Pumps | 125.17 | 0
New Construction | CZ02 | cAVVG | Heat Rejection | 0 | 0
New Construction | CZ02 | cAVVG | Humidification | 0 | 0
New Construction | CZ02 | cAVVG | Heat Recovery | 0 | 0
New Construction | CZ02 | cAVVG | Water Systems | 0 | 11694.94
New Construction | CZ02 | cAVVG | Refrigeration | 0 | 0
New Construction | CZ02 | cAVVG | Generators | 0 | 0
New Construction | CZ02 | cAVVG | Total End Uses | 20021.95 | 25328.3
New Construction | CZ03 | cAVVG | Heating | 0 | 8625.11
New Construction | CZ03 | cAVVG | Cooling | 2171.67 | 0
New Construction | CZ03 | cAVVG | Interior Lighting | 3386.36 | 0
New Construction | CZ03 | cAVVG | Exterior Lighting | 0 | 0
New Construction | CZ03 | cAVVG | Interior Equipment | 7305.91 | 0
New Construction | CZ03 | cAVVG | Exterior Equipment | 0 | 0
New Construction | CZ03 | cAVVG | Fans | 2845.73 | 0
New Construction | CZ03 | cAVVG | Pumps | 101.04 | 0
New Construction | CZ03 | cAVVG | Heat Rejection | 0 | 0
New Construction | CZ03 | cAVVG | Humidification | 0 | 0
New Construction | CZ03 | cAVVG | Heat Recovery | 0 | 0
New Construction | CZ03 | cAVVG | Water Systems | 0 | 11667.03
New Construction | CZ03 | cAVVG | Refrigeration | 0 | 0
New Construction | CZ03 | cAVVG | Generators | 0 | 0
New Construction | CZ03 | cAVVG | Total End Uses | 15810.71 | 20292.14
New Construction | CZ04 | cAVVG | Heating | 0 | 7481.41
New Construction | CZ04 | cAVVG | Cooling | 4618.43 | 0
New Construction | CZ04 | cAVVG | Interior Lighting | 3386.36 | 0
New Construction | CZ04 | cAVVG | Exterior Lighting | 0 | 0
New Construction | CZ04 | cAVVG | Interior Equipment | 7305.91 | 0
New Construction | CZ04 | cAVVG | Exterior Equipment | 0 | 0
New Construction | CZ04 | cAVVG | Fans | 4056.55 | 0
New Construction | CZ04 | cAVVG | Pumps | 138.56 | 0
New Construction | CZ04 | cAVVG | Heat Rejection | 0 | 0
New Construction | CZ04 | cAVVG | Humidification | 0 | 0
New Construction | CZ04 | cAVVG | Heat Recovery | 0 | 0
New Construction | CZ04 | cAVVG | Water Systems | 0 | 11324.08
New Construction | CZ04 | cAVVG | Refrigeration | 0 | 0
New Construction | CZ04 | cAVVG | Generators | 0 | 0
New Construction | CZ04 | cAVVG | Total End Uses | 19505.81 | 18805.49
New Construction | CZ05 | cAVVG | Heating | 0 | 8163.91
New Construction | CZ05 | cAVVG | Cooling | 2608.86 | 0
New Construction | CZ05 | cAVVG | Interior Lighting | 3386.36 | 0
New Construction | CZ05 | cAVVG | Exterior Lighting | 0 | 0
New Construction | CZ05 | cAVVG | Interior Equipment | 7305.91 | 0
New Construction | CZ05 | cAVVG | Exterior Equipment | 0 | 0
New Construction | CZ05 | cAVVG | Fans | 2919.89 | 0
New Construction | CZ05 | cAVVG | Pumps | 114.99 | 0
New Construction | CZ05 | cAVVG | Heat Rejection | 0 | 0
New Construction | CZ05 | cAVVG | Humidification | 0 | 0
New Construction | CZ05 | cAVVG | Heat Recovery | 0 | 0
New Construction | CZ05 | cAVVG | Water Systems | 0 | 11667.47
New Construction | CZ05 | cAVVG | Refrigeration | 0 | 0
New Construction | CZ05 | cAVVG | Generators | 0 | 0
New Construction | CZ05 | cAVVG | Total End Uses | 16336.01 | 19831.39
New Construction | CZ06 | cAVVG | Heating | 0 | 3196.73
New Construction | CZ06 | cAVVG | Cooling | 4981.28 | 0
New Construction | CZ06 | cAVVG | Interior Lighting | 3386.36 | 0
New Construction | CZ06 | cAVVG | Exterior Lighting | 0 | 0
New Construction | CZ06 | cAVVG | Interior Equipment | 7305.91 | 0
New Construction | CZ06 | cAVVG | Exterior Equipment | 0 | 0
New Construction | CZ06 | cAVVG | Fans | 3900.33 | 0
New Construction | CZ06 | cAVVG | Pumps | 217.35 | 0
New Construction | CZ06 | cAVVG | Heat Rejection | 0 | 0
New Construction | CZ06 | cAVVG | Humidification | 0 | 0
New Construction | CZ06 | cAVVG | Heat Recovery | 0 | 0
New Construction | CZ06 | cAVVG | Water Systems | 0 | 10905.96
New Construction | CZ06 | cAVVG | Refrigeration | 0 | 0
New Construction | CZ06 | cAVVG | Generators | 0 | 0
New Construction | CZ06 | cAVVG | Total End Uses | 19791.23 | 14102.7
New Construction | CZ07 | cAVVG | Heating | 0 | 3812.62
New Construction | CZ07 | cAVVG | Cooling | 6329.01 | 0
New Construction | CZ07 | cAVVG | Interior Lighting | 3386.36 | 0
New Construction | CZ07 | cAVVG | Exterior Lighting | 0 | 0
New Construction | CZ07 | cAVVG | Interior Equipment | 7305.91 | 0
New Construction | CZ07 | cAVVG | Exterior Equipment | 0 | 0
New Construction | CZ07 | cAVVG | Fans | 4944.96 | 0
New Construction | CZ07 | cAVVG | Pumps | 212.29 | 0
New Construction | CZ07 | cAVVG | Heat Rejection | 0 | 0
New Construction | CZ07 | cAVVG | Humidification | 0 | 0
New Construction | CZ07 | cAVVG | Heat Recovery | 0 | 0
New Construction | CZ07 | cAVVG | Water Systems | 0 | 10785.7
New Construction | CZ07 | cAVVG | Refrigeration | 0 | 0
New Construction | CZ07 | cAVVG | Generators | 0 | 0
New Construction | CZ07 | cAVVG | Total End Uses | 22178.54 | 14598.33
New Construction | CZ08 | cAVVG | Heating | 0 | 4287.53
New Construction | CZ08 | cAVVG | Cooling | 7215.37 | 0
New Construction | CZ08 | cAVVG | Interior Lighting | 3386.36 | 0
New Construction | CZ08 | cAVVG | Exterior Lighting | 0 | 0
New Construction | CZ08 | cAVVG | Interior Equipment | 7305.91 | 0
New Construction | CZ08 | cAVVG | Exterior Equipment | 0 | 0
New Construction | CZ08 | cAVVG | Fans | 5134.37 | 0
New Construction | CZ08 | cAVVG | Pumps | 215.04 | 0
New Construction | CZ08 | cAVVG | Heat Rejection | 0 | 0
New Construction | CZ08 | cAVVG | Humidification | 0 | 0
New Construction | CZ08 | cAVVG | Heat Recovery | 0 | 0
New Construction | CZ08 | cAVVG | Water Systems | 0 | 10771.35
New Construction | CZ08 | cAVVG | Refrigeration | 0 | 0
New Construction | CZ08 | cAVVG | Generators | 0 | 0
New Construction | CZ08 | cAVVG | Total End Uses | 23257.06 | 15058.88
New Construction | CZ09 | cAVVG | Heating | 0 | 4783.37
New Construction | CZ09 | cAVVG | Cooling | 7817.97 | 0
New Construction | CZ09 | cAVVG | Interior Lighting | 3386.36 | 0
New Construction | CZ09 | cAVVG | Exterior Lighting | 0 | 0
New Construction | CZ09 | cAVVG | Interior Equipment | 7305.91 | 0
New Construction | CZ09 | cAVVG | Exterior Equipment | 0 | 0
New Construction | CZ09 | cAVVG | Fans | 5696.82 | 0
New Construction | CZ09 | cAVVG | Pumps | 209.23 | 0
New Construction | CZ09 | cAVVG | Heat Rejection | 0 | 0
New Construction | CZ09 | cAVVG | Humidification | 0 | 0
New Construction | CZ09 | cAVVG | Heat Recovery | 0 | 0
New Construction | CZ09 | cAVVG | Water Systems | 0 | 10649.89
New Construction | CZ09 | cAVVG | Refrigeration | 0 | 0
New Construction | CZ09 | cAVVG | Generators | 0 | 0
New Construction | CZ09 | cAVVG | Total End Uses | 24416.28 | 15433.26
New Construction | CZ10 | cAVVG | Heating | 0 | 5642.44
New Construction | CZ10 | cAVVG | Cooling | 9832.17 | 0
New Construction | CZ10 | cAVVG | Interior Lighting | 3386.36 | 0
New Construction | CZ10 | cAVVG | Exterior Lighting | 0 | 0
New Construction | CZ10 | cAVVG | Interior Equipment | 7305.91 | 0
New Construction | CZ10 | cAVVG | Exterior Equipment | 0 | 0
New Construction | CZ10 | cAVVG | Fans | 6019.77 | 0
New Construction | CZ10 | cAVVG | Pumps | 214.95 | 0
New Construction | CZ10 | cAVVG | Heat Rejection | 0 | 0
New Construction | CZ10 | cAVVG | Humidification | 0 | 0
New Construction | CZ10 | cAVVG | Heat Recovery | 0 | 0
New Construction | CZ10 | cAVVG | Water Systems | 0 | 10552.06
New Construction | CZ10 | cAVVG | Refrigeration | 0 | 0
New Construction | CZ10 | cAVVG | Generators | 0 | 0
New Construction | CZ10 | cAVVG | Total End Uses | 26759.16 | 16194.5
New Construction | CZ11 | cAVVG | Heating | 0 | 10544.71
New Construction | CZ11 | cAVVG | Cooling | 10017.4 | 0
New Construction | CZ11 | cAVVG | Interior Lighting | 3386.36 | 0
New Construction | CZ11 | cAVVG | Exterior Lighting | 0 | 0
New Construction | CZ11 | cAVVG | Interior Equipment | 7305.91 | 0
New Construction | CZ11 | cAVVG | Exterior Equipment | 0 | 0
New Construction | CZ11 | cAVVG | Fans | 6050.97 | 0
New Construction | CZ11 | cAVVG | Pumps | 188.04 | 0
New Construction | CZ11 | cAVVG | Heat Rejection | 0 | 0
New Construction | CZ11 | cAVVG | Humidification | 0 | 0
New Construction | CZ11 | cAVVG | Heat Recovery | 0 | 0
New Construction | CZ11 | cAVVG | Water Systems | 0 | 10723.54
New Construction | CZ11 | cAVVG | Refrigeration | 0 | 0
New Construction | CZ11 | cAVVG | Generators | 0 | 0
New Construction | CZ11 | cAVVG | Total End Uses | 26948.68 | 21268.25
New Construction | CZ12 | cAVVG | Heating | 0 | 11543.66
New Construction | CZ12 | cAVVG | Cooling | 8462.22 | 0
New Construction | CZ12 | cAVVG | Interior Lighting | 3386.36 | 0
New Construction | CZ12 | cAVVG | Exterior Lighting | 0 | 0
New Construction | CZ12 | cAVVG | Interior Equipment | 7305.91 | 0
New Construction | CZ12 | cAVVG | Exterior Equipment | 0 | 0
New Construction | CZ12 | cAVVG | Fans | 6546.48 | 0
New Construction | CZ12 | cAVVG | Pumps | 192.66 | 0
New Construction | CZ12 | cAVVG | Heat Rejection | 0 | 0
New Construction | CZ12 | cAVVG | Humidification | 0 | 0
New Construction | CZ12 | cAVVG | Heat Recovery | 0 | 0
New Construction | CZ12 | cAVVG | Water Systems | 0 | 10989.15
New Construction | CZ12 | cAVVG | Refrigeration | 0 | 0
New Construction | CZ12 | cAVVG | Generators | 0 | 0
New Construction | CZ12 | cAVVG | Total End Uses | 25893.64 | 22532.82
New Construction | CZ13 | cAVVG | Heating | 0 | 8278.05
New Construction | CZ13 | cAVVG | Cooling | 11448.86 | 0
New Construction | CZ13 | cAVVG | Interior Lighting | 3386.36 | 0
New Construction | CZ13 | cAVVG | Exterior Lighting | 0 | 0
New Construction | CZ13 | cAVVG | Interior Equipment | 7305.91 | 0
New Construction | CZ13 | cAVVG | Exterior Equipment | 0 | 0
New Construction | CZ13 | cAVVG | Fans | 6567.73 | 0
New Construction | CZ13 | cAVVG | Pumps | 227.44 | 0
New Construction | CZ13 | cAVVG | Heat Rejection | 0 | 0
New Construction | CZ13 | cAVVG | Humidification | 0 | 0
New Construction | CZ13 | cAVVG | Heat Recovery | 0 | 0
New Construction | CZ13 | cAVVG | Water Systems | 0 | 10466.78
New Construction | CZ13 | cAVVG | Refrigeration | 0 | 0
New Construction | CZ13 | cAVVG | Generators | 0 | 0
New Construction | CZ13 | cAVVG | Total End Uses | 28936.31 | 18744.83
New Construction | CZ14 | cAVVG | Heating | 0 | 6669.25
New Construction | CZ14 | cAVVG | Cooling | 14518.5 | 0
New Construction | CZ14 | cAVVG | Interior Lighting | 3386.36 | 0
New Construction | CZ14 | cAVVG | Exterior Lighting | 0 | 0
New Construction | CZ14 | cAVVG | Interior Equipment | 7305.91 | 0
New Construction | CZ14 | cAVVG | Exterior Equipment | 0 | 0
New Construction | CZ14 | cAVVG | Fans | 7694.88 | 0
New Construction | CZ14 | cAVVG | Pumps | 222.6 | 0
New Construction | CZ14 | cAVVG | Heat Rejection | 0 | 0
New Construction | CZ14 | cAVVG | Humidification | 0 | 0
New Construction | CZ14 | cAVVG | Heat Recovery | 0 | 0
New Construction | CZ14 | cAVVG | Water Systems | 0 | 10020.65
New Construction | CZ14 | cAVVG | Refrigeration | 0 | 0
New Construction | CZ14 | cAVVG | Generators | 0 | 0
New Construction | CZ14 | cAVVG | Total End Uses | 33128.26 | 16689.91
New Construction | CZ15 | cAVVG | Heating | 0 | 5218.1
New Construction | CZ15 | cAVVG | Cooling | 21326.04 | 0
New Construction | CZ15 | cAVVG | Interior Lighting | 3386.36 | 0
New Construction | CZ15 | cAVVG | Exterior Lighting | 0 | 0
New Construction | CZ15 | cAVVG | Interior Equipment | 7305.91 | 0
New Construction | CZ15 | cAVVG | Exterior Equipment | 0 | 0
New Construction | CZ15 | cAVVG | Fans | 9231.05 | 0
New Construction | CZ15 | cAVVG | Pumps | 330.12 | 0
New Construction | CZ15 | cAVVG | Heat Rejection | 0 | 0
New Construction | CZ15 | cAVVG | Humidification | 0 | 0
New Construction | CZ15 | cAVVG | Heat Recovery | 0 | 0
New Construction | CZ15 | cAVVG | Water Systems | 0 | 9120.24
New Construction | CZ15 | cAVVG | Refrigeration | 0 | 0
New Construction | CZ15 | cAVVG | Generators | 0 | 0
New Construction | CZ15 | cAVVG | Total End Uses | 41579.48 | 14338.35
New Construction | CZ16 | cAVVG | Heating | 0 | 16958.73
New Construction | CZ16 | cAVVG | Cooling | 8797.5 | 0
New Construction | CZ16 | cAVVG | Interior Lighting | 3386.36 | 0
New Construction | CZ16 | cAVVG | Exterior Lighting | 0 | 0
New Construction | CZ16 | cAVVG | Interior Equipment | 7305.91 | 0
New Construction | CZ16 | cAVVG | Exterior Equipment | 0 | 0
New Construction | CZ16 | cAVVG | Fans | 8069.91 | 0
New Construction | CZ16 | cAVVG | Pumps | 217.84 | 0
New Construction | CZ16 | cAVVG | Heat Rejection | 0 | 0
New Construction | CZ16 | cAVVG | Humidification | 0 | 0
New Construction | CZ16 | cAVVG | Heat Recovery | 0 | 0
New Construction | CZ16 | cAVVG | Water Systems | 0 | 11488.04
New Construction | CZ16 | cAVVG | Refrigeration | 0 | 0
New Construction | CZ16 | cAVVG | Generators | 0 | 0
New Construction | CZ16 | cAVVG | Total End Uses | 27777.52 | 28446.77
Existing | CZ01 | cDXGF | Heating | 0 | 15050.89
Existing | CZ01 | cDXGF | Cooling | 87.3 | 0
Existing | CZ01 | cDXGF | Interior Lighting | 7411.28 | 0
Existing | CZ01 | cDXGF | Exterior Lighting | 0 | 0
Existing | CZ01 | cDXGF | Interior Equipment | 7305.91 | 0
Existing | CZ01 | cDXGF | Exterior Equipment | 0 | 0
Existing | CZ01 | cDXGF | Fans | 10179.28 | 0
Existing | CZ01 | cDXGF | Pumps | 0 | 0
Existing | CZ01 | cDXGF | Heat Rejection | 0 | 0
Existing | CZ01 | cDXGF | Humidification | 0 | 0
Existing | CZ01 | cDXGF | Heat Recovery | 0 | 0
Existing | CZ01 | cDXGF | Water Systems | 0 | 12566.84
Existing | CZ01 | cDXGF | Refrigeration | 0 | 0
Existing | CZ01 | cDXGF | Generators | 0 | 0
Existing | CZ01 | cDXGF | Total End Uses | 24983.77 | 27617.73
Existing | CZ02 | cDXGF | Heating | 0 | 7532.46
Existing | CZ02 | cDXGF | Cooling | 3199.21 | 0
Existing | CZ02 | cDXGF | Interior Lighting | 7411.28 | 0
Existing | CZ02 | cDXGF | Exterior Lighting | 0 | 0
Existing | CZ02 | cDXGF | Interior Equipment | 7305.91 | 0
Existing | CZ02 | cDXGF | Exterior Equipment | 0 | 0
Existing | CZ02 | cDXGF | Fans | 12628.79 | 0
Existing | CZ02 | cDXGF | Pumps | 0 | 0
Existing | CZ02 | cDXGF | Heat Rejection | 0 | 0
Existing | CZ02 | cDXGF | Humidification | 0 | 0
Existing | CZ02 | cDXGF | Heat Recovery | 0 | 0
Existing | CZ02 | cDXGF | Water Systems | 0 | 11696.81
Existing | CZ02 | cDXGF | Refrigeration | 0 | 0
Existing | CZ02 | cDXGF | Generators | 0 | 0
Existing | CZ02 | cDXGF | Total End Uses | 30545.19 | 19229.27
Existing | CZ03 | cDXGF | Heating | 0 | 4910.05
Existing | CZ03 | cDXGF | Cooling | 1547.2 | 0
Existing | CZ03 | cDXGF | Interior Lighting | 7411.28 | 0
Existing | CZ03 | cDXGF | Exterior Lighting | 0 | 0
Existing | CZ03 | cDXGF | Interior Equipment | 7305.91 | 0
Existing | CZ03 | cDXGF | Exterior Equipment | 0 | 0
Existing | CZ03 | cDXGF | Fans | 11444.55 | 0
Existing | CZ03 | cDXGF | Pumps | 0 | 0
Existing | CZ03 | cDXGF | Heat Rejection | 0 | 0
Existing | CZ03 | cDXGF | Humidification | 0 | 0
Existing | CZ03 | cDXGF | Heat Recovery | 0 | 0
Existing | CZ03 | cDXGF | Water Systems | 0 | 11668.67
Existing | CZ03 | cDXGF | Refrigeration | 0 | 0
Existing | CZ03 | cDXGF | Generators | 0 | 0
Existing | CZ03 | cDXGF | Total End Uses | 27708.94 | 16578.72
Existing | CZ04 | cDXGF | Heating | 0 | 4088.33
Existing | CZ04 | cDXGF | Cooling | 4062.61 | 0
Existing | CZ04 | cDXGF | Interior Lighting | 7411.28 | 0
Existing | CZ04 | cDXGF | Exterior Lighting | 0 | 0
Existing | CZ04 | cDXGF | Interior Equipment | 7305.91 | 0
Existing | CZ04 | cDXGF | Exterior Equipment | 0 | 0
Existing | CZ04 | cDXGF | Fans | 12395.34 | 0
Existing | CZ04 | cDXGF | Pumps | 0 | 0
Existing | CZ04 | cDXGF | Heat Rejection | 0 | 0
Existing | CZ04 | cDXGF | Humidification | 0 | 0
Existing | CZ04 | cDXGF | Heat Recovery | 0 | 0
Existing | CZ04 | cDXGF | Water Systems | 0 | 11325.46
Existing | CZ04 | cDXGF | Refrigeration | 0 | 0
Existing | CZ04 | cDXGF | Generators | 0 | 0
Existing | CZ04 | cDXGF | Total End Uses | 31175.14 | 15413.79
Existing | CZ05 | cDXGF | Heating | 0 | 4314.35
Existing | CZ05 | cDXGF | Cooling | 2095.53 | 0
Existing | CZ05 | cDXGF | Interior Lighting | 7411.28 | 0
Existing | CZ05 | cDXGF | Exterior Lighting | 0 | 0
Existing | CZ05 | cDXGF | Interior Equipment | 7305.91 | 0
Existing | CZ05 | cDXGF | Exterior Equipment | 0 | 0
Existing | CZ05 | cDXGF | Fans | 11200.45 | 0
Existing | CZ05 | cDXGF | Pumps | 0 | 0
Existing | CZ05 | cDXGF | Heat Rejection | 0 | 0
Existing | CZ05 | cDXGF | Humidification | 0 | 0
Existing | CZ05 | cDXGF | Heat Recovery | 0 | 0
Existing | CZ05 | cDXGF | Water Systems | 0 | 11669.17
Existing | CZ05 | cDXGF | Refrigeration | 0 | 0
Existing | CZ05 | cDXGF | Generators | 0 | 0
Existing | CZ05 | cDXGF | Total End Uses | 28013.17 | 15983.52
Existing | CZ06 | cDXGF | Heating | 0 | 1028.82
Existing | CZ06 | cDXGF | Cooling | 3913.26 | 0
Existing | CZ06 | cDXGF | Interior Lighting | 7411.28 | 0
Existing | CZ06 | cDXGF | Exterior Lighting | 0 | 0
Existing | CZ06 | cDXGF | Interior Equipment | 7305.91 | 0
Existing | CZ06 | cDXGF | Exterior Equipment | 0 | 0
Existing | CZ06 | cDXGF | Fans | 11266.4 | 0
Existing | CZ06 | cDXGF | Pumps | 0 | 0
Existing | CZ06 | cDXGF | Heat Rejection | 0 | 0
Existing | CZ06 | cDXGF | Humidification | 0 | 0
Existing | CZ06 | cDXGF | Heat Recovery | 0 | 0
Existing | CZ06 | cDXGF | Water Systems | 0 | 10907.8
Existing | CZ06 | cDXGF | Refrigeration | 0 | 0
Existing | CZ06 | cDXGF | Generators | 0 | 0
Existing | CZ06 | cDXGF | Total End Uses | 29896.84 | 11936.62
Existing | CZ07 | cDXGF | Heating | 0 | 988.33
Existing | CZ07 | cDXGF | Cooling | 4606.53 | 0
Existing | CZ07 | cDXGF | Interior Lighting | 7411.28 | 0
Existing | CZ07 | cDXGF | Exterior Lighting | 0 | 0
Existing | CZ07 | cDXGF | Interior Equipment | 7305.91 | 0
Existing | CZ07 | cDXGF | Exterior Equipment | 0 | 0
Existing | CZ07 | cDXGF | Fans | 11138.84 | 0
Existing | CZ07 | cDXGF | Pumps | 0 | 0
Existing | CZ07 | cDXGF | Heat Rejection | 0 | 0
Existing | CZ07 | cDXGF | Humidification | 0 | 0
Existing | CZ07 | cDXGF | Heat Recovery | 0 | 0
Existing | CZ07 | cDXGF | Water Systems | 0 | 10787.62
Existing | CZ07 | cDXGF | Refrigeration | 0 | 0
Existing | CZ07 | cDXGF | Generators | 0 | 0
Existing | CZ07 | cDXGF | Total End Uses | 30462.57 | 11775.95
Existing | CZ08 | cDXGF | Heating | 0 | 1370.02
Existing | CZ08 | cDXGF | Cooling | 5701.55 | 0
Existing | CZ08 | cDXGF | Interior Lighting | 7411.28 | 0
Existing | CZ08 | cDXGF | Exterior Lighting | 0 | 0
Existing | CZ08 | cDXGF | Interior Equipment | 7305.91 | 0
Existing | CZ08 | cDXGF | Exterior Equipment | 0 | 0
Existing | CZ08 | cDXGF | Fans | 12331.13 | 0
Existing | CZ08 | cDXGF | Pumps | 0 | 0
Existing | CZ08 | cDXGF | Heat Rejection | 0 | 0
Existing | CZ08 | cDXGF | Humidification | 0 | 0
Existing | CZ08 | cDXGF | Heat Recovery | 0 | 0
Existing | CZ08 | cDXGF | Water Systems | 0 | 10772.89
Existing | CZ08 | cDXGF | Refrigeration | 0 | 0
Existing | CZ08 | cDXGF | Generators | 0 | 0
Existing | CZ08 | cDXGF | Total End Uses | 32749.88 | 12142.91
Existing | CZ09 | cDXGF | Heating | 0 | 983.55
Existing | CZ09 | cDXGF | Cooling | 6966.58 | 0
Existing | CZ09 | cDXGF | Interior Lighting | 7411.28 | 0
Existing | CZ09 | cDXGF | Exterior Lighting | 0 | 0
Existing | CZ09 | cDXGF | Interior Equipment | 7305.91 | 0
Existing | CZ09 | cDXGF | Exterior Equipment | 0 | 0
Existing | CZ09 | cDXGF | Fans | 13200.8 | 0
Existing | CZ09 | cDXGF | Pumps | 0 | 0
Existing | CZ09 | cDXGF | Heat Rejection | 0 | 0
Existing | CZ09 | cDXGF | Humidification | 0 | 0
Existing | CZ09 | cDXGF | Heat Recovery | 0 | 0
Existing | CZ09 | cDXGF | Water Systems | 0 | 10651.35
Existing | CZ09 | cDXGF | Refrigeration | 0 | 0
Existing | CZ09 | cDXGF | Generators | 0 | 0
Existing | CZ09 | cDXGF | Total End Uses | 34884.57 | 11634.91
Existing | CZ10 | cDXGF | Heating | 0 | 2592.05
Existing | CZ10 | cDXGF | Cooling | 8799.9 | 0
Existing | CZ10 | cDXGF | Interior Lighting | 7411.28 | 0
Existing | CZ10 | cDXGF | Exterior Lighting | 0 | 0
Existing | CZ10 | cDXGF | Interior Equipment | 7305.91 | 0
Existing | CZ10 | cDXGF | Exterior Equipment | 0 | 0
Existing | CZ10 | cDXGF | Fans | 13350.26 | 0
Existing | CZ10 | cDXGF | Pumps | 0 | 0
Existing | CZ10 | cDXGF | Heat Rejection | 0 | 0
Existing | CZ10 | cDXGF | Humidification | 0 | 0
Existing | CZ10 | cDXGF | Heat Recovery | 0 | 0
Existing | CZ10 | cDXGF | Water Systems | 0 | 10553.48
Existing | CZ10 | cDXGF | Refrigeration | 0 | 0
Existing | CZ10 | cDXGF | Generators | 0 | 0
Existing | CZ10 | cDXGF | Total End Uses | 36867.36 | 13145.53
Existing | CZ11 | cDXGF | Heating | 0 | 7036.92
Existing | CZ11 | cDXGF | Cooling | 10523.73 | 0
Existing | CZ11 | cDXGF | Interior Lighting | 7411.28 | 0
Existing | CZ11 | cDXGF | Exterior Lighting | 0 | 0
Existing | CZ11 | cDXGF | Interior Equipment | 7305.91 | 0
Existing | CZ11 | cDXGF | Exterior Equipment | 0 | 0
Existing | CZ11 | cDXGF | Fans | 16680.01 | 0
Existing | CZ11 | cDXGF | Pumps | 0 | 0
Existing | CZ11 | cDXGF | Heat Rejection | 0 | 0
Existing | CZ11 | cDXGF | Humidification | 0 | 0
Existing | CZ11 | cDXGF | Heat Recovery | 0 | 0
Existing | CZ11 | cDXGF | Water Systems | 0 | 10725.22
Existing | CZ11 | cDXGF | Refrigeration | 0 | 0
Existing | CZ11 | cDXGF | Generators | 0 | 0
Existing | CZ11 | cDXGF | Total End Uses | 41920.93 | 17762.14
Existing | CZ12 | cDXGF | Heating | 0 | 6185.61
Existing | CZ12 | cDXGF | Cooling | 8091.4 | 0
Existing | CZ12 | cDXGF | Interior Lighting | 7411.28 | 0
Existing | CZ12 | cDXGF | Exterior Lighting | 0 | 0
Existing | CZ12 | cDXGF | Interior Equipment | 7305.91 | 0
Existing | CZ12 | cDXGF | Exterior Equipment | 0 | 0
Existing | CZ12 | cDXGF | Fans | 14717.44 | 0
Existing | CZ12 | cDXGF | Pumps | 0 | 0
Existing | CZ12 | cDXGF | Heat Rejection | 0 | 0
Existing | CZ12 | cDXGF | Humidification | 0 | 0
Existing | CZ12 | cDXGF | Heat Recovery | 0 | 0
Existing | CZ12 | cDXGF | Water Systems | 0 | 10990.64
Existing | CZ12 | cDXGF | Refrigeration | 0 | 0
Existing | CZ12 | cDXGF | Generators | 0 | 0
Existing | CZ12 | cDXGF | Total End Uses | 37526.04 | 17176.24
Existing | CZ13 | cDXGF | Heating | 0 | 4609.51
Existing | CZ13 | cDXGF | Cooling | 11906.37 | 0
Existing | CZ13 | cDXGF | Interior Lighting | 7411.28 | 0
Existing | CZ13 | cDXGF | Exterior Lighting | 0 | 0
Existing | CZ13 | cDXGF | Interior Equipment | 7305.91 | 0
Existing | CZ13 | cDXGF | Exterior Equipment | 0 | 0
Existing | CZ13 | cDXGF | Fans | 16819.83 | 0
Existing | CZ13 | cDXGF | Pumps | 0 | 0
Existing | CZ13 | cDXGF | Heat Rejection | 0 | 0
Existing | CZ13 | cDXGF | Humidification | 0 | 0
Existing | CZ13 | cDXGF | Heat Recovery | 0 | 0
Existing | CZ13 | cDXGF | Water Systems | 0 | 10468.54
Existing | CZ13 | cDXGF | Refrigeration | 0 | 0
Existing | CZ13 | cDXGF | Generators | 0 | 0
Existing | CZ13 | cDXGF | Total End Uses | 43443.39 | 15078.05
Existing | CZ14 | cDXGF | Heating | 0 | 2723.41
Existing | CZ14 | cDXGF | Cooling | 15491.09 | 0
Existing | CZ14 | cDXGF | Interior Lighting | 7411.28 | 0
Existing | CZ14 | cDXGF | Exterior Lighting | 0 | 0
Existing | CZ14 | cDXGF | Interior Equipment | 7305.91 | 0
Existing | CZ14 | cDXGF | Exterior Equipment | 0 | 0
Existing | CZ14 | cDXGF | Fans | 18455.4 | 0
Existing | CZ14 | cDXGF | Pumps | 0 | 0
Existing | CZ14 | cDXGF | Heat Rejection | 0 | 0
Existing | CZ14 | cDXGF | Humidification | 0 | 0
Existing | CZ14 | cDXGF | Heat Recovery | 0 | 0
Existing | CZ14 | cDXGF | Water Systems | 0 | 10022.24
Existing | CZ14 | cDXGF | Refrigeration | 0 | 0
Existing | CZ14 | cDXGF | Generators | 0 | 0
Existing | CZ14 | cDXGF | Total End Uses | 48663.68 | 12745.65
Existing | CZ15 | cDXGF | Heating | 0 | 826.27
Existing | CZ15 | cDXGF | Cooling | 21248.6 | 0
Existing | CZ15 | cDXGF | Interior Lighting | 7411.28 | 0
Existing | CZ15 | cDXGF | Exterior Lighting | 0 | 0
Existing | CZ15 | cDXGF | Interior Equipment | 7305.91 | 0
Existing | CZ15 | cDXGF | Exterior Equipment | 0 | 0
Existing | CZ15 | cDXGF | Fans | 17853.98 | 0
Existing | CZ15 | cDXGF | Pumps | 0 | 0
Existing | CZ15 | cDXGF | Heat Rejection | 0 | 0
Existing | CZ15 | cDXGF | Humidification | 0 | 0
Existing | CZ15 | cDXGF | Heat Recovery | 0 | 0
Existing | CZ15 | cDXGF | Water Systems | 0 | 9121.65
Existing | CZ15 | cDXGF | Refrigeration | 0 | 0
Existing | CZ15 | cDXGF | Generators | 0 | 0
Existing | CZ15 | cDXGF | Total End Uses | 53819.77 | 9947.92
Existing | CZ16 | cDXGF | Heating | 0 | 9917.88
Existing | CZ16 | cDXGF | Cooling | 9082.8 | 0
Existing | CZ16 | cDXGF | Interior Lighting | 7411.28 | 0
Existing | CZ16 | cDXGF | Exterior Lighting | 0 | 0
Existing | CZ16 | cDXGF | Interior Equipment | 7305.91 | 0
Existing | CZ16 | cDXGF | Exterior Equipment | 0 | 0
Existing | CZ16 | cDXGF | Fans | 18101.97 | 0
Existing | CZ16 | cDXGF | Pumps | 0 | 0
Existing | CZ16 | cDXGF | Heat Rejection | 0 | 0
Existing | CZ16 | cDXGF | Humidification | 0 | 0
Existing | CZ16 | cDXGF | Heat Recovery | 0 | 0
Existing | CZ16 | cDXGF | Water Systems | 0 | 11489.84
Existing | CZ16 | cDXGF | Refrigeration | 0 | 0
Existing | CZ16 | cDXGF | Generators | 0 | 0
Existing | CZ16 | cDXGF | Total End Uses | 41901.96 | 21407.72
New Construction | CZ01 | cDXGF | Heating | 0 | 17450.13
New Construction | CZ01 | cDXGF | Cooling | 73.25 | 0
New Construction | CZ01 | cDXGF | Interior Lighting | 3386.36 | 0
New Construction | CZ01 | cDXGF | Exterior Lighting | 0 | 0
New Construction | CZ01 | cDXGF | Interior Equipment | 7305.91 | 0
New Construction | CZ01 | cDXGF | Exterior Equipment | 0 | 0
New Construction | CZ01 | cDXGF | Fans | 6815.39 | 0
New Construction | CZ01 | cDXGF | Pumps | 0 | 0
New Construction | CZ01 | cDXGF | Heat Rejection | 0 | 0
New Construction | CZ01 | cDXGF | Humidification | 0 | 0
New Construction | CZ01 | cDXGF | Heat Recovery | 0 | 0
New Construction | CZ01 | cDXGF | Water Systems | 0 | 12564.66
New Construction | CZ01 | cDXGF | Refrigeration | 0 | 0
New Construction | CZ01 | cDXGF | Generators | 0 | 0
New Construction | CZ01 | cDXGF | Total End Uses | 17580.91 | 30014.79
New Construction | CZ02 | cDXGF | Heating | 0 | 8068.64
New Construction | CZ02 | cDXGF | Cooling | 2193.54 | 0
New Construction | CZ02 | cDXGF | Interior Lighting | 3386.36 | 0
New Construction | CZ02 | cDXGF | Exterior Lighting | 0 | 0
New Construction | CZ02 | cDXGF | Interior Equipment | 7305.91 | 0
New Construction | CZ02 | cDXGF | Exterior Equipment | 0 | 0
New Construction | CZ02 | cDXGF | Fans | 8111.51 | 0
New Construction | CZ02 | cDXGF | Pumps | 0 | 0
New Construction | CZ02 | cDXGF | Heat Rejection | 0 | 0
New Construction | CZ02 | cDXGF | Humidification | 0 | 0
New Construction | CZ02 | cDXGF | Heat Recovery | 0 | 0
New Construction | CZ02 | cDXGF | Water Systems | 0 | 11694.94
New Construction | CZ02 | cDXGF | Refrigeration | 0 | 0
New Construction | CZ02 | cDXGF | Generators | 0 | 0
New Construction | CZ02 | cDXGF | Total End Uses | 20997.33 | 19763.58
New Construction | CZ03 | cDXGF | Heating | 0 | 6441.57
New Construction | CZ03 | cDXGF | Cooling | 1082.47 | 0
New Construction | CZ03 | cDXGF | Interior Lighting | 3386.36 | 0
New Construction | CZ03 | cDXGF | Exterior Lighting | 0 | 0
New Construction | CZ03 | cDXGF | Interior Equipment | 7305.91 | 0
New Construction | CZ03 | cDXGF | Exterior Equipment | 0 | 0
New Construction | CZ03 | cDXGF | Fans | 8143.95 | 0
New Construction | CZ03 | cDXGF | Pumps | 0 | 0
New Construction | CZ03 | cDXGF | Heat Rejection | 0 | 0
New Construction | CZ03 | cDXGF | Humidification | 0 | 0
New Construction | CZ03 | cDXGF | Heat Recovery | 0 | 0
New Construction | CZ03 | cDXGF | Water Systems | 0 | 11666.84
New Construction | CZ03 | cDXGF | Refrigeration | 0 | 0
New Construction | CZ03 | cDXGF | Generators | 0 | 0
New Construction | CZ03 | cDXGF | Total End Uses | 19918.7 | 18108.41
New Construction | CZ04 | cDXGF | Heating | 0 | 4796.88
New Construction | CZ04 | cDXGF | Cooling | 2738.33 | 0
New Construction | CZ04 | cDXGF | Interior Lighting | 3386.36 | 0
New Construction | CZ04 | cDXGF | Exterior Lighting | 0 | 0
New Construction | CZ04 | cDXGF | Interior Equipment | 7305.91 | 0
New Construction | CZ04 | cDXGF | Exterior Equipment | 0 | 0
New Construction | CZ04 | cDXGF | Fans | 8000.74 | 0
New Construction | CZ04 | cDXGF | Pumps | 0 | 0
New Construction | CZ04 | cDXGF | Heat Rejection | 0 | 0
New Construction | CZ04 | cDXGF | Humidification | 0 | 0
New Construction | CZ04 | cDXGF | Heat Recovery | 0 | 0
New Construction | CZ04 | cDXGF | Water Systems | 0 | 11323.91
New Construction | CZ04 | cDXGF | Refrigeration | 0 | 0
New Construction | CZ04 | cDXGF | Generators | 0 | 0
New Construction | CZ04 | cDXGF | Total End Uses | 21431.35 | 16120.79
New Construction | CZ05 | cDXGF | Heating | 0 | 5866.6
New Construction | CZ05 | cDXGF | Cooling | 1496.3 | 0
New Construction | CZ05 | cDXGF | Interior Lighting | 3386.36 | 0
New Construction | CZ05 | cDXGF | Exterior Lighting | 0 | 0
New Construction | CZ05 | cDXGF | Interior Equipment | 7305.91 | 0
New Construction | CZ05 | cDXGF | Exterior Equipment | 0 | 0
New Construction | CZ05 | cDXGF | Fans | 7860.31 | 0
New Construction | CZ05 | cDXGF | Pumps | 0 | 0
New Construction | CZ05 | cDXGF | Heat Rejection | 0 | 0
New Construction | CZ05 | cDXGF | Humidification | 0 | 0
New Construction | CZ05 | cDXGF | Heat Recovery | 0 | 0
New Construction | CZ05 | cDXGF | Water Systems | 0 | 11667.24
New Construction | CZ05 | cDXGF | Refrigeration | 0 | 0
New Construction | CZ05 | cDXGF | Generators | 0 | 0
New Construction | CZ05 | cDXGF | Total End Uses | 20048.89 | 17533.84
New Construction | CZ06 | cDXGF | Heating | 0 | 1594.3
New Construction | CZ06 | cDXGF | Cooling | 2851.43 | 0
New Construction | CZ06 | cDXGF | Interior Lighting | 3386.36 | 0
New Construction | CZ06 | cDXGF | Exterior Lighting | 0 | 0
New Construction | CZ06 | cDXGF | Interior Equipment | 7305.91 | 0
New Construction | CZ06 | cDXGF | Exterior Equipment | 0 | 0
New Construction | CZ06 | cDXGF | Fans | 8201.45 | 0
New Construction | CZ06 | cDXGF | Pumps | 0 | 0
New Construction | CZ06 | cDXGF | Heat Rejection | 0 | 0
New Construction | CZ06 | cDXGF | Humidification | 0 | 0
New Construction | CZ06 | cDXGF | Heat Recovery | 0 | 0
New Construction | CZ06 | cDXGF | Water Systems | 0 | 10906.09
New Construction | CZ06 | cDXGF | Refrigeration | 0 | 0
New Construction | CZ06 | cDXGF | Generators | 0 | 0
New Construction | CZ06 | cDXGF | Total End Uses | 21745.15 | 12500.39
New Construction | CZ07 | cDXGF | Heating | 0 | 1479.86
New Construction | CZ07 | cDXGF | Cooling | 3349.07 | 0
New Construction | CZ07 | cDXGF | Interior Lighting | 3386.36 | 0
New Construction | CZ07 | cDXGF | Exterior Lighting | 0 | 0
New Construction | CZ07 | cDXGF | Interior Equipment | 7305.91 | 0
New Construction | CZ07 | cDXGF | Exterior Equipment | 0 | 0
New Construction | CZ07 | cDXGF | Fans | 8129.38 | 0
New Construction | CZ07 | cDXGF | Pumps | 0 | 0
New Construction | CZ07 | cDXGF | Heat Rejection | 0 | 0
New Construction | CZ07 | cDXGF | Humidification | 0 | 0
New Construction | CZ07 | cDXGF | Heat Recovery | 0 | 0
New Construction | CZ07 | cDXGF | Water Systems | 0 | 10785.46
New Construction | CZ07 | cDXGF | Refrigeration | 0 | 0
New Construction | CZ07 | cDXGF | Generators | 0 | 0
New Construction | CZ07 | cDXGF | Total End Uses | 22170.72 | 12265.31
New Construction | CZ08 | cDXGF | Heating | 0 | 1943.95
New Construction | CZ08 | cDXGF | Cooling | 4147.9 | 0
New Construction | CZ08 | cDXGF | Interior Lighting | 3386.36 | 0
New Construction | CZ08 | cDXGF | Exterior Lighting | 0 | 0
New Construction | CZ08 | cDXGF | Interior Equipment | 7305.91 | 0
New Construction | CZ08 | cDXGF | Exterior Equipment | 0 | 0
New Construction | CZ08 | cDXGF | Fans | 8770.01 | 0
New Construction | CZ08 | cDXGF | Pumps | 0 | 0
New Construction | CZ08 | cDXGF | Heat Rejection | 0 | 0
New Construction | CZ08 | cDXGF | Humidification | 0 | 0
New Construction | CZ08 | cDXGF | Heat Recovery | 0 | 0
New Construction | CZ08 | cDXGF | Water Systems | 0 | 10770.97
New Construction | CZ08 | cDXGF | Refrigeration | 0 | 0
New Construction | CZ08 | cDXGF | Generators | 0 | 0
New Construction | CZ08 | cDXGF | Total End Uses | 23610.19 | 12714.91
New Construction | CZ09 | cDXGF | Heating | 0 | 1341.09
New Construction | CZ09 | cDXGF | Cooling | 4584.93 | 0
New Construction | CZ09 | cDXGF | Interior Lighting | 3386.36 | 0
New Construction | CZ09 | cDXGF | Exterior Lighting | 0 | 0
New Construction | CZ09 | cDXGF | Interior Equipment | 7305.91 | 0
New Construction | CZ09 | cDXGF | Exterior Equipment | 0 | 0
New Construction | CZ09 | cDXGF | Fans | 8102.3 | 0
New Construction | CZ09 | cDXGF | Pumps | 0 | 0
New Construction | CZ09 | cDXGF | Heat Rejection | 0 | 0
New Construction | CZ09 | cDXGF | Humidification | 0 | 0
New Construction | CZ09 | cDXGF | Heat Recovery | 0 | 0
New Construction | CZ09 | cDXGF | Water Systems | 0 | 10649.7
New Construction | CZ09 | cDXGF | Refrigeration | 0 | 0
New Construction | CZ09 | cDXGF | Generators | 0 | 0
New Construction | CZ09 | cDXGF | Total End Uses | 23379.5 | 11990.79
New Construction | CZ10 | cDXGF | Heating | 0 | 3038.46
New Construction | CZ10 | cDXGF | Cooling | 6515.24 | 0
New Construction | CZ10 | cDXGF | Interior Lighting | 3386.36 | 0
New Construction | CZ10 | cDXGF | Exterior Lighting | 0 | 0
New Construction | CZ10 | cDXGF | Interior Equipment | 7305.91 | 0
New Construction | CZ10 | cDXGF | Exterior Equipment | 0 | 0
New Construction | CZ10 | cDXGF | Fans | 8923.99 | 0
New Construction | CZ10 | cDXGF | Pumps | 0 | 0
New Construction | CZ10 | cDXGF | Heat Rejection | 0 | 0
New Construction | CZ10 | cDXGF | Humidification | 0 | 0
New Construction | CZ10 | cDXGF | Heat Recovery | 0 | 0
New Construction | CZ10 | cDXGF | Water Systems | 0 | 10551.42
New Construction | CZ10 | cDXGF | Refrigeration | 0 | 0
New Construction | CZ10 | cDXGF | Generators | 0 | 0
New Construction | CZ10 | cDXGF | Total End Uses | 26131.5 | 13589.88
New Construction | CZ11 | cDXGF | Heating | 0 | 7150.07
New Construction | CZ11 | cDXGF | Cooling | 7247.93 | 0
New Construction | CZ11 | cDXGF | Interior Lighting | 3386.36 | 0
New Construction | CZ11 | cDXGF | Exterior Lighting | 0 | 0
New Construction | CZ11 | cDXGF | Interior Equipment | 7305.91 | 0
New Construction | CZ11 | cDXGF | Exterior Equipment | 0 | 0
New Construction | CZ11 | cDXGF | Fans | 9634.2 | 0
New Construction | CZ11 | cDXGF | Pumps | 0 | 0
New Construction | CZ11 | cDXGF | Heat Rejection | 0 | 0
New Construction | CZ11 | cDXGF | Humidification | 0 | 0
New Construction | CZ11 | cDXGF | Heat Recovery | 0 | 0
New Construction | CZ11 | cDXGF | Water Systems | 0 | 10723.18
New Construction | CZ11 | cDXGF | Refrigeration | 0 | 0
New Construction | CZ11 | cDXGF | Generators | 0 | 0
New Construction | CZ11 | cDXGF | Total End Uses | 27574.4 | 17873.25
New Construction | CZ12 | cDXGF | Heating | 0 | 6537.53
New Construction | CZ12 | cDXGF | Cooling | 5706.53 | 0
New Construction | CZ12 | cDXGF | Interior Lighting | 3386.36 | 0
New Construction | CZ12 | cDXGF | Exterior Lighting | 0 | 0
New Construction | CZ12 | cDXGF | Interior Equipment | 7305.91 | 0
New Construction | CZ12 | cDXGF | Exterior Equipment | 0 | 0
New Construction | CZ12 | cDXGF | Fans | 9069.56 | 0
New Construction | CZ12 | cDXGF | Pumps | 0 | 0
New Construction | CZ12 | cDXGF | Heat Rejection | 0 | 0
New Construction | CZ12 | cDXGF | Humidification | 0 | 0
New Construction | CZ12 | cDXGF | Heat Recovery | 0 | 0
New Construction | CZ12 | cDXGF | Water Systems | 0 | 10988.95
New Construction | CZ12 | cDXGF | Refrigeration | 0 | 0
New Construction | CZ12 | cDXGF | Generators | 0 | 0
New Construction | CZ12 | cDXGF | Total End Uses | 25468.36 | 17526.49
New Construction | CZ13 | cDXGF | Heating | 0 | 5098.61
New Construction | CZ13 | cDXGF | Cooling | 8434.65 | 0
New Construction | CZ13 | cDXGF | Interior Lighting | 3386.36 | 0
New Construction | CZ13 | cDXGF | Exterior Lighting | 0 | 0
New Construction | CZ13 | cDXGF | Interior Equipment | 7305.91 | 0
New Construction | CZ13 | cDXGF | Exterior Equipment | 0 | 0
New Construction | CZ13 | cDXGF | Fans | 10174.46 | 0
New Construction | CZ13 | cDXGF | Pumps | 0 | 0
New Construction | CZ13 | cDXGF | Heat Rejection | 0 | 0
New Construction | CZ13 | cDXGF | Humidification | 0 | 0
New Construction | CZ13 | cDXGF | Heat Recovery | 0 | 0
New Construction | CZ13 | cDXGF | Water Systems | 0 | 10466.26
New Construction | CZ13 | cDXGF | Refrigeration | 0 | 0
New Construction | CZ13 | cDXGF | Generators | 0 | 0
New Construction | CZ13 | cDXGF | Total End Uses | 29301.39 | 15564.87
New Construction | CZ14 | cDXGF | Heating | 0 | 3220.63
New Construction | CZ14 | cDXGF | Cooling | 11178.32 | 0
New Construction | CZ14 | cDXGF | Interior Lighting | 3386.36 | 0
New Construction | CZ14 | cDXGF | Exterior Lighting | 0 | 0
New Construction | CZ14 | cDXGF | Interior Equipment | 7305.91 | 0
New Construction | CZ14 | cDXGF | Exterior Equipment | 0 | 0
New Construction | CZ14 | cDXGF | Fans | 11364.86 | 0
New Construction | CZ14 | cDXGF | Pumps | 0 | 0
New Construction | CZ14 | cDXGF | Heat Rejection | 0 | 0
New Construction | CZ14 | cDXGF | Humidification | 0 | 0
New Construction | CZ14 | cDXGF | Heat Recovery | 0 | 0
New Construction | CZ14 | cDXGF | Water Systems | 0 | 10020.1
New Construction | CZ14 | cDXGF | Refrigeration | 0 | 0
New Construction | CZ14 | cDXGF | Generators | 0 | 0
New Construction | CZ14 | cDXGF | Total End Uses | 33235.45 | 13240.72
New Construction | CZ15 | cDXGF | Heating | 0 | 1034.79
New Construction | CZ15 | cDXGF | Cooling | 15328.98 | 0
New Construction | CZ15 | cDXGF | Interior Lighting | 3386.36 | 0
New Construction | CZ15 | cDXGF | Exterior Lighting | 0 | 0
New Construction | CZ15 | cDXGF | Interior Equipment | 7305.91 | 0
New Construction | CZ15 | cDXGF | Exterior Equipment | 0 | 0
New Construction | CZ15 | cDXGF | Fans | 10528.14 | 0
New Construction | CZ15 | cDXGF | Pumps | 0 | 0
New Construction | CZ15 | cDXGF | Heat Rejection | 0 | 0
New Construction | CZ15 | cDXGF | Humidification | 0 | 0
New Construction | CZ15 | cDXGF | Heat Recovery | 0 | 0
New Construction | CZ15 | cDXGF | Water Systems | 0 | 9119.19
New Construction | CZ15 | cDXGF | Refrigeration | 0 | 0
New Construction | CZ15 | cDXGF | Generators | 0 | 0
New Construction | CZ15 | cDXGF | Total End Uses | 36549.38 | 10153.98
New Construction | CZ16 | cDXGF | Heating | 0 | 9919.47
New Construction | CZ16 | cDXGF | Cooling | 6605.49 | 0
New Construction | CZ16 | cDXGF | Interior Lighting | 3386.36 | 0
New Construction | CZ16 | cDXGF | Exterior Lighting | 0 | 0
New Construction | CZ16 | cDXGF | Interior Equipment | 7305.91 | 0
New Construction | CZ16 | cDXGF | Exterior Equipment | 0 | 0
New Construction | CZ16 | cDXGF | Fans | 11118.13 | 0
New Construction | CZ16 | cDXGF | Pumps | 0 | 0
New Construction | CZ16 | cDXGF | Heat Rejection | 0 | 0
New Construction | CZ16 | cDXGF | Humidification | 0 | 0
New Construction | CZ16 | cDXGF | Heat Recovery | 0 | 0
New Construction | CZ16 | cDXGF | Water Systems | 0 | 11487.82
New Construction | CZ16 | cDXGF | Refrigeration | 0 | 0
New Construction | CZ16 | cDXGF | Generators | 0 | 0
New Construction | CZ16 | cDXGF | Total End Uses | 28415.9 | 21407.29
Existing | CZ01 | cDXHP | Heating | 3645.91 | 0
Existing | CZ01 | cDXHP | Cooling | 35.96 | 0
Existing | CZ01 | cDXHP | Interior Lighting | 7411.28 | 0
Existing | CZ01 | cDXHP | Exterior Lighting | 0 | 0
Existing | CZ01 | cDXHP | Interior Equipment | 7305.91 | 0
Existing | CZ01 | cDXHP | Exterior Equipment | 0 | 0
Existing | CZ01 | cDXHP | Fans | 10179.28 | 0
Existing | CZ01 | cDXHP | Pumps | 0 | 0
Existing | CZ01 | cDXHP | Heat Rejection | 0 | 0
Existing | CZ01 | cDXHP | Humidification | 0 | 0
Existing | CZ01 | cDXHP | Heat Recovery | 0 | 0
Existing | CZ01 | cDXHP | Water Systems | 0 | 12566.84
Existing | CZ01 | cDXHP | Refrigeration | 0 | 0
Existing | CZ01 | cDXHP | Generators | 0 | 0
Existing | CZ01 | cDXHP | Total End Uses | 28578.34 | 12566.84
Existing | CZ02 | cDXHP | Heating | 2035.02 | 0
Existing | CZ02 | cDXHP | Cooling | 3089.37 | 0
Existing | CZ02 | cDXHP | Interior Lighting | 7411.28 | 0
Existing | CZ02 | cDXHP | Exterior Lighting | 0 | 0
Existing | CZ02 | cDXHP | Interior Equipment | 7305.91 | 0
Existing | CZ02 | cDXHP | Exterior Equipment | 0 | 0
Existing | CZ02 | cDXHP | Fans | 12629.3 | 0
Existing | CZ02 | cDXHP | Pumps | 0 | 0
Existing | CZ02 | cDXHP | Heat Rejection | 0 | 0
Existing | CZ02 | cDXHP | Humidification | 0 | 0
Existing | CZ02 | cDXHP | Heat Recovery | 0 | 0
Existing | CZ02 | cDXHP | Water Systems | 0 | 11696.81
Existing | CZ02 | cDXHP | Refrigeration | 0 | 0
Existing | CZ02 | cDXHP | Generators | 0 | 0
Existing | CZ02 | cDXHP | Total End Uses | 32470.88 | 11696.81
Existing | CZ03 | cDXHP | Heating | 1202.89 | 0
Existing | CZ03 | cDXHP | Cooling | 1503.9 | 0
Existing | CZ03 | cDXHP | Interior Lighting | 7411.28 | 0
Existing | CZ03 | cDXHP | Exterior Lighting | 0 | 0
Existing | CZ03 | cDXHP | Interior Equipment | 7305.91 | 0
Existing | CZ03 | cDXHP | Exterior Equipment | 0 | 0
Existing | CZ03 | cDXHP | Fans | 11444.55 | 0
Existing | CZ03 | cDXHP | Pumps | 0 | 0
Existing | CZ03 | cDXHP | Heat Rejection | 0 | 0
Existing | CZ03 | cDXHP | Humidification | 0 | 0
Existing | CZ03 | cDXHP | Heat Recovery | 0 | 0
Existing | CZ03 | cDXHP | Water Systems | 0 | 11668.67
Existing | CZ03 | cDXHP | Refrigeration | 0 | 0
Existing | CZ03 | cDXHP | Generators | 0 | 0
Existing | CZ03 | cDXHP | Total End Uses | 28868.53 | 11668.67
Existing | CZ04 | cDXHP | Heating | 1013.9 | 0
Existing | CZ04 | cDXHP | Cooling | 4011.87 | 0
Existing | CZ04 | cDXHP | Interior Lighting | 7411.28 | 0
Existing | CZ04 | cDXHP | Exterior Lighting | 0 | 0
Existing | CZ04 | cDXHP | Interior Equipment | 7305.91 | 0
Existing | CZ04 | cDXHP | Exterior Equipment | 0 | 0
Existing | CZ04 | cDXHP | Fans | 12395.34 | 0
Existing | CZ04 | cDXHP | Pumps | 0 | 0
Existing | CZ04 | cDXHP | Heat Rejection | 0 | 0
Existing | CZ04 | cDXHP | Humidification | 0 | 0
Existing | CZ04 | cDXHP | Heat Recovery | 0 | 0
Existing | CZ04 | cDXHP | Water Systems | 0 | 11325.46
Existing | CZ04 | cDXHP | Refrigeration | 0 | 0
Existing | CZ04 | cDXHP | Generators | 0 | 0
Existing | CZ04 | cDXHP | Total End Uses | 32138.31 | 11325.46
Existing | CZ05 | cDXHP | Heating | 1107.68 | 0
Existing | CZ05 | cDXHP | Cooling | 2036.53 | 0
Existing | CZ05 | cDXHP | Interior Lighting | 7411.28 | 0
Existing | CZ05 | cDXHP | Exterior Lighting | 0 | 0
Existing | CZ05 | cDXHP | Interior Equipment | 7305.91 | 0
Existing | CZ05 | cDXHP | Exterior Equipment | 0 | 0
Existing | CZ05 | cDXHP | Fans | 11200.45 | 0
Existing | CZ05 | cDXHP | Pumps | 0 | 0
Existing | CZ05 | cDXHP | Heat Rejection | 0 | 0
Existing | CZ05 | cDXHP | Humidification | 0 | 0
Existing | CZ05 | cDXHP | Heat Recovery | 0 | 0
Existing | CZ05 | cDXHP | Water Systems | 0 | 11669.17
Existing | CZ05 | cDXHP | Refrigeration | 0 | 0
Existing | CZ05 | cDXHP | Generators | 0 | 0
Existing | CZ05 | cDXHP | Total End Uses | 29061.85 | 11669.17
Existing | CZ06 | cDXHP | Heating | 242.49 | 0
Existing | CZ06 | cDXHP | Cooling | 3745.42 | 0
Existing | CZ06 | cDXHP | Interior Lighting | 7411.28 | 0
Existing | CZ06 | cDXHP | Exterior Lighting | 0 | 0
Existing | CZ06 | cDXHP | Interior Equipment | 7305.91 | 0
Existing | CZ06 | cDXHP | Exterior Equipment | 0 | 0
Existing | CZ06 | cDXHP | Fans | 11266.4 | 0
Existing | CZ06 | cDXHP | Pumps | 0 | 0
Existing | CZ06 | cDXHP | Heat Rejection | 0 | 0
Existing | CZ06 | cDXHP | Humidification | 0 | 0
Existing | CZ06 | cDXHP | Heat Recovery | 0 | 0
Existing | CZ06 | cDXHP | Water Systems | 0 | 10907.8
Existing | CZ06 | cDXHP | Refrigeration | 0 | 0
Existing | CZ06 | cDXHP | Generators | 0 | 0
Existing | CZ06 | cDXHP | Total End Uses | 29971.5 | 10907.8
Existing | CZ07 | cDXHP | Heating | 233.22 | 0
Existing | CZ07 | cDXHP | Cooling | 4473.65 | 0
Existing | CZ07 | cDXHP | Interior Lighting | 7411.28 | 0
Existing | CZ07 | cDXHP | Exterior Lighting | 0 | 0
Existing | CZ07 | cDXHP | Interior Equipment | 7305.91 | 0
Existing | CZ07 | cDXHP | Exterior Equipment | 0 | 0
Existing | CZ07 | cDXHP | Fans | 11138.84 | 0
Existing | CZ07 | cDXHP | Pumps | 0 | 0
Existing | CZ07 | cDXHP | Heat Rejection | 0 | 0
Existing | CZ07 | cDXHP | Humidification | 0 | 0
Existing | CZ07 | cDXHP | Heat Recovery | 0 | 0
Existing | CZ07 | cDXHP | Water Systems | 0 | 10787.62
Existing | CZ07 | cDXHP | Refrigeration | 0 | 0
Existing | CZ07 | cDXHP | Generators | 0 | 0
Existing | CZ07 | cDXHP | Total End Uses | 30562.91 | 10787.62
Existing | CZ08 | cDXHP | Heating | 328.23 | 0
Existing | CZ08 | cDXHP | Cooling | 5612.75 | 0
Existing | CZ08 | cDXHP | Interior Lighting | 7411.28 | 0
Existing | CZ08 | cDXHP | Exterior Lighting | 0 | 0
Existing | CZ08 | cDXHP | Interior Equipment | 7305.91 | 0
Existing | CZ08 | cDXHP | Exterior Equipment | 0 | 0
Existing | CZ08 | cDXHP | Fans | 12331.13 | 0
Existing | CZ08 | cDXHP | Pumps | 0 | 0
Existing | CZ08 | cDXHP | Heat Rejection | 0 | 0
Existing | CZ08 | cDXHP | Humidification | 0 | 0
Existing | CZ08 | cDXHP | Heat Recovery | 0 | 0
Existing | CZ08 | cDXHP | Water Systems | 0 | 10772.89
Existing | CZ08 | cDXHP | Refrigeration | 0 | 0
Existing | CZ08 | cDXHP | Generators | 0 | 0
Existing | CZ08 | cDXHP | Total End Uses | 32989.3 | 10772.89
Existing | CZ09 | cDXHP | Heating | 235.11 | 0
Existing | CZ09 | cDXHP | Cooling | 6875.73 | 0
Existing | CZ09 | cDXHP | Interior Lighting | 7411.28 | 0
Existing | CZ09 | cDXHP | Exterior Lighting | 0 | 0
Existing | CZ09 | cDXHP | Interior Equipment | 7305.91 | 0
Existing | CZ09 | cDXHP | Exterior Equipment | 0 | 0
Existing | CZ09 | cDXHP | Fans | 13200.8 | 0
Existing | CZ09 | cDXHP | Pumps | 0 | 0
Existing | CZ09 | cDXHP | Heat Rejection | 0 | 0
Existing | CZ09 | cDXHP | Humidification | 0 | 0
Existing | CZ09 | cDXHP | Heat Recovery | 0 | 0
Existing | CZ09 | cDXHP | Water Systems | 0 | 10651.35
Existing | CZ09 | cDXHP | Refrigeration | 0 | 0
Existing | CZ09 | cDXHP | Generators | 0 | 0
Existing | CZ09 | cDXHP | Total End Uses | 35028.83 | 10651.35
Existing | CZ10 | cDXHP | Heating | 720.32 | 0
Existing | CZ10 | cDXHP | Cooling | 8759.75 | 0
Existing | CZ10 | cDXHP | Interior Lighting | 7411.28 | 0
Existing | CZ10 | cDXHP | Exterior Lighting | 0 | 0
Existing | CZ10 | cDXHP | Interior Equipment | 7305.91 | 0
Existing | CZ10 | cDXHP | Exterior Equipment | 0 | 0
Existing | CZ10 | cDXHP | Fans | 13350.26 | 0
Existing | CZ10 | cDXHP | Pumps | 0 | 0
Existing | CZ10 | cDXHP | Heat Rejection | 0 | 0
Existing | CZ10 | cDXHP | Humidification | 0 | 0
Existing | CZ10 | cDXHP | Heat Recovery | 0 | 0
Existing | CZ10 | cDXHP | Water Systems | 0 | 10553.48
Existing | CZ10 | cDXHP | Refrigeration | 0 | 0
Existing | CZ10 | cDXHP | Generators | 0 | 0
Existing | CZ10 | cDXHP | Total End Uses | 37547.53 | 10553.48
Existing | CZ11 | cDXHP | Heating | 1880.82 | 0
Existing | CZ11 | cDXHP | Cooling | 10496.9 | 0
Existing | CZ11 | cDXHP | Interior Lighting | 7411.28 | 0
Existing | CZ11 | cDXHP | Exterior Lighting | 0 | 0
Existing | CZ11 | cDXHP | Interior Equipment | 7305.91 | 0
Existing | CZ11 | cDXHP | Exterior Equipment | 0 | 0
Existing | CZ11 | cDXHP | Fans | 16680.01 | 0
Existing | CZ11 | cDXHP | Pumps | 0 | 0
Existing | CZ11 | cDXHP | Heat Rejection | 0 | 0
Existing | CZ11 | cDXHP | Humidification | 0 | 0
Existing | CZ11 | cDXHP | Heat Recovery | 0 | 0
Existing | CZ11 | cDXHP | Water Systems | 0 | 10725.22
Existing | CZ11 | cDXHP | Refrigeration | 0 | 0
Existing | CZ11 | cDXHP | Generators | 0 | 0
Existing | CZ11 | cDXHP | Total End Uses | 43774.92 | 10725.22
Existing | CZ12 | cDXHP | Heating | 1676.14 | 0
Existing | CZ12 | cDXHP | Cooling | 8026.03 | 0
Existing | CZ12 | cDXHP | Interior Lighting | 7411.28 | 0
Existing | CZ12 | cDXHP | Exterior Lighting | 0 | 0
Existing | CZ12 | cDXHP | Interior Equipment | 7305.91 | 0
Existing | CZ12 | cDXHP | Exterior Equipment | 0 | 0
Existing | CZ12 | cDXHP | Fans | 14717.44 | 0
Existing | CZ12 | cDXHP | Pumps | 0 | 0
Existing | CZ12 | cDXHP | Heat Rejection | 0 | 0
Existing | CZ12 | cDXHP | Humidification | 0 | 0
Existing | CZ12 | cDXHP | Heat Recovery | 0 | 0
Existing | CZ12 | cDXHP | Water Systems | 0 | 10990.64
Existing | CZ12 | cDXHP | Refrigeration | 0 | 0
Existing | CZ12 | cDXHP | Generators | 0 | 0
Existing | CZ12 | cDXHP | Total End Uses | 39136.8 | 10990.64
Existing | CZ13 | cDXHP | Heating | 1236.16 | 0
Existing | CZ13 | cDXHP | Cooling | 11865.41 | 0
Existing | CZ13 | cDXHP | Interior Lighting | 7411.28 | 0
Existing | CZ13 | cDXHP | Exterior Lighting | 0 | 0
Existing | CZ13 | cDXHP | Interior Equipment | 7305.91 | 0
Existing | CZ13 | cDXHP | Exterior Equipment | 0 | 0
Existing | CZ13 | cDXHP | Fans | 16819.83 | 0
Existing | CZ13 | cDXHP | Pumps | 0 | 0
Existing | CZ13 | cDXHP | Heat Rejection | 0 | 0
Existing | CZ13 | cDXHP | Humidification | 0 | 0
Existing | CZ13 | cDXHP | Heat Recovery | 0 | 0
Existing | CZ13 | cDXHP | Water Systems | 0 | 10468.54
Existing | CZ13 | cDXHP | Refrigeration | 0 | 0
Existing | CZ13 | cDXHP | Generators | 0 | 0
Existing | CZ13 | cDXHP | Total End Uses | 44638.6 | 10468.54
Existing | CZ14 | cDXHP | Heating | 774.04 | 0
Existing | CZ14 | cDXHP | Cooling | 15428.23 | 0
Existing | CZ14 | cDXHP | Interior Lighting | 7411.28 | 0
Existing | CZ14 | cDXHP | Exterior Lighting | 0 | 0
Existing | CZ14 | cDXHP | Interior Equipment | 7305.91 | 0
Existing | CZ14 | cDXHP | Exterior Equipment | 0 | 0
Existing | CZ14 | cDXHP | Fans | 18455.4 | 0
Existing | CZ14 | cDXHP | Pumps | 0 | 0
Existing | CZ14 | cDXHP | Heat Rejection | 0 | 0
Existing | CZ14 | cDXHP | Humidification | 0 | 0
Existing | CZ14 | cDXHP | Heat Recovery | 0 | 0
Existing | CZ14 | cDXHP | Water Systems | 0 | 10022.24
Existing | CZ14 | cDXHP | Refrigeration | 0 | 0
Existing | CZ14 | cDXHP | Generators | 0 | 0
Existing | CZ14 | cDXHP | Total End Uses | 49374.87 | 10022.24
Existing | CZ15 | cDXHP | Heating | 221.33 | 0
Existing | CZ15 | cDXHP | Cooling | 21236.14 | 0
Existing | CZ15 | cDXHP | Interior Lighting | 7411.28 | 0
Existing | CZ15 | cDXHP | Exterior Lighting | 0 | 0
Existing | CZ15 | cDXHP | Interior Equipment | 7305.91 | 0
Existing | CZ15 | cDXHP | Exterior Equipment | 0 | 0
Existing | CZ15 | cDXHP | Fans | 17853.98 | 0
Existing | CZ15 | cDXHP | Pumps | 0 | 0
Existing | CZ15 | cDXHP | Heat Rejection | 0 | 0
Existing | CZ15 | cDXHP | Humidification | 0 | 0
Existing | CZ15 | cDXHP | Heat Recovery | 0 | 0
Existing | CZ15 | cDXHP | Water Systems | 0 | 9121.65
Existing | CZ15 | cDXHP | Refrigeration | 0 | 0
Existing | CZ15 | cDXHP | Generators | 0 | 0
Existing | CZ15 | cDXHP | Total End Uses | 54028.64 | 9121.65
Existing | CZ16 | cDXHP | Heating | 3359.42 | 0
Existing | CZ16 | cDXHP | Cooling | 8916.63 | 0
Existing | CZ16 | cDXHP | Interior Lighting | 7411.28 | 0
Existing | CZ16 | cDXHP | Exterior Lighting | 0 | 0
Existing | CZ16 | cDXHP | Interior Equipment | 7305.91 | 0
Existing | CZ16 | cDXHP | Exterior Equipment | 0 | 0
Existing | CZ16 | cDXHP | Fans | 18107.3 | 0
Existing | CZ16 | cDXHP | Pumps | 0 | 0
Existing | CZ16 | cDXHP | Heat Rejection | 0 | 0
Existing | CZ16 | cDXHP | Humidification | 0 | 0
Existing | CZ16 | cDXHP | Heat Recovery | 0 | 0
Existing | CZ16 | cDXHP | Water Systems | 0 | 11489.83
Existing | CZ16 | cDXHP | Refrigeration | 0 | 0
Existing | CZ16 | cDXHP | Generators | 0 | 0
Existing | CZ16 | cDXHP | Total End Uses | 45100.54 | 11489.83
New Construction | CZ01 | cDXHP | Heating | 4131.33 | 0
New Construction | CZ01 | cDXHP | Cooling | 23.03 | 0
New Construction | CZ01 | cDXHP | Interior Lighting | 3386.36 | 0
New Construction | CZ01 | cDXHP | Exterior Lighting | 0 | 0
New Construction | CZ01 | cDXHP | Interior Equipment | 7305.91 | 0
New Construction | CZ01 | cDXHP | Exterior Equipment | 0 | 0
New Construction | CZ01 | cDXHP | Fans | 6815.39 | 0
New Construction | CZ01 | cDXHP | Pumps | 0 | 0
New Construction | CZ01 | cDXHP | Heat Rejection | 0 | 0
New Construction | CZ01 | cDXHP | Humidification | 0 | 0
New Construction | CZ01 | cDXHP | Heat Recovery | 0 | 0
New Construction | CZ01 | cDXHP | Water Systems | 0 | 12564.66
New Construction | CZ01 | cDXHP | Refrigeration | 0 | 0
New Construction | CZ01 | cDXHP | Generators | 0 | 0
New Construction | CZ01 | cDXHP | Total End Uses | 21662.02 | 12564.66
New Construction | CZ02 | cDXHP | Heating | 2065.58 | 0
New Construction | CZ02 | cDXHP | Cooling | 2103.68 | 0
New Construction | CZ02 | cDXHP | Interior Lighting | 3386.36 | 0
New Construction | CZ02 | cDXHP | Exterior Lighting | 0 | 0
New Construction | CZ02 | cDXHP | Interior Equipment | 7305.91 | 0
New Construction | CZ02 | cDXHP | Exterior Equipment | 0 | 0
New Construction | CZ02 | cDXHP | Fans | 8111.51 | 0
New Construction | CZ02 | cDXHP | Pumps | 0 | 0
New Construction | CZ02 | cDXHP | Heat Rejection | 0 | 0
New Construction | CZ02 | cDXHP | Humidification | 0 | 0
New Construction | CZ02 | cDXHP | Heat Recovery | 0 | 0
New Construction | CZ02 | cDXHP | Water Systems | 0 | 11694.95
New Construction | CZ02 | cDXHP | Refrigeration | 0 | 0
New Construction | CZ02 | cDXHP | Generators | 0 | 0
New Construction | CZ02 | cDXHP | Total End Uses | 22973.05 | 11694.95
New Construction | CZ03 | cDXHP | Heating | 1534.54 | 0
New Construction | CZ03 | cDXHP | Cooling | 1053.79 | 0
New Construction | CZ03 | cDXHP | Interior Lighting | 3386.36 | 0
New Construction | CZ03 | cDXHP | Exterior Lighting | 0 | 0
New Construction | CZ03 | cDXHP | Interior Equipment | 7305.91 | 0
New Construction | CZ03 | cDXHP | Exterior Equipment | 0 | 0
New Construction | CZ03 | cDXHP | Fans | 8143.95 | 0
New Construction | CZ03 | cDXHP | Pumps | 0 | 0
New Construction | CZ03 | cDXHP | Heat Rejection | 0 | 0
New Construction | CZ03 | cDXHP | Humidification | 0 | 0
New Construction | CZ03 | cDXHP | Heat Recovery | 0 | 0
New Construction | CZ03 | cDXHP | Water Systems | 0 | 11666.84
New Construction | CZ03 | cDXHP | Refrigeration | 0 | 0
New Construction | CZ03 | cDXHP | Generators | 0 | 0
New Construction | CZ03 | cDXHP | Total End Uses | 21424.56 | 11666.84
New Construction | CZ04 | cDXHP | Heating | 1158.12 | 0
New Construction | CZ04 | cDXHP | Cooling | 2709.12 | 0
New Construction | CZ04 | cDXHP | Interior Lighting | 3386.36 | 0
New Construction | CZ04 | cDXHP | Exterior Lighting | 0 | 0
New Construction | CZ04 | cDXHP | Interior Equipment | 7305.91 | 0
New Construction | CZ04 | cDXHP | Exterior Equipment | 0 | 0
New Construction | CZ04 | cDXHP | Fans | 8000.74 | 0
New Construction | CZ04 | cDXHP | Pumps | 0 | 0
New Construction | CZ04 | cDXHP | Heat Rejection | 0 | 0
New Construction | CZ04 | cDXHP | Humidification | 0 | 0
New Construction | CZ04 | cDXHP | Heat Recovery | 0 | 0
New Construction | CZ04 | cDXHP | Water Systems | 0 | 11323.91
New Construction | CZ04 | cDXHP | Refrigeration | 0 | 0
New Construction | CZ04 | cDXHP | Generators | 0 | 0
New Construction | CZ04 | cDXHP | Total End Uses | 22560.26 | 11323.91
New Construction | CZ05 | cDXHP | Heating | 1437.92 | 0
New Construction | CZ05 | cDXHP | Cooling | 1448.47 | 0
New Construction | CZ05 | cDXHP | Interior Lighting | 3386.36 | 0
New Construction | CZ05 | cDXHP | Exterior Lighting | 0 | 0
New Construction | CZ05 | cDXHP | Interior Equipment | 7305.91 | 0
New Construction | CZ05 | cDXHP | Exterior Equipment | 0 | 0
New Construction | CZ05 | cDXHP | Fans | 7860.31 | 0
New Construction | CZ05 | cDXHP | Pumps | 0 | 0
New Construction | CZ05 | cDXHP | Heat Rejection | 0 | 0
New Construction | CZ05 | cDXHP | Humidification | 0 | 0
New Construction | CZ05 | cDXHP | Heat Recovery | 0 | 0
New Construction | CZ05 | cDXHP | Water Systems | 0 | 11667.25
New Construction | CZ05 | cDXHP | Refrigeration | 0 | 0
New Construction | CZ05 | cDXHP | Generators | 0 | 0
New Construction | CZ05 | cDXHP | Total End Uses | 21438.98 | 11667.25
New Construction | CZ06 | cDXHP | Heating | 370.2 | 0
New Construction | CZ06 | cDXHP | Cooling | 2689.31 | 0
New Construction | CZ06 | cDXHP | Interior Lighting | 3386.36 | 0
New Construction | CZ06 | cDXHP | Exterior Lighting | 0 | 0
New Construction | CZ06 | cDXHP | Interior Equipment | 7305.91 | 0
New Construction | CZ06 | cDXHP | Exterior Equipment | 0 | 0
New Construction | CZ06 | cDXHP | Fans | 8201.45 | 0
New Construction | CZ06 | cDXHP | Pumps | 0 | 0
New Construction | CZ06 | cDXHP | Heat Rejection | 0 | 0
New Construction | CZ06 | cDXHP | Humidification | 0 | 0
New Construction | CZ06 | cDXHP | Heat Recovery | 0 | 0
New Construction | CZ06 | cDXHP | Water Systems | 0 | 10906.09
New Construction | CZ06 | cDXHP | Refrigeration | 0 | 0
New Construction | CZ06 | cDXHP | Generators | 0 | 0
New Construction | CZ06 | cDXHP | Total End Uses | 21953.23 | 10906.09
New Construction | CZ07 | cDXHP | Heating | 343.61 | 0
New Construction | CZ07 | cDXHP | Cooling | 3231.7 | 0
New Construction | CZ07 | cDXHP | Interior Lighting | 3386.36 | 0
New Construction | CZ07 | cDXHP | Exterior Lighting | 0 | 0
New Construction | CZ07 | cDXHP | Interior Equipment | 7305.91 | 0
New Construction | CZ07 | cDXHP | Exterior Equipment | 0 | 0
New Construction | CZ07 | cDXHP | Fans | 8129.38 | 0
New Construction | CZ07 | cDXHP | Pumps | 0 | 0
New Construction | CZ07 | cDXHP | Heat Rejection | 0 | 0
New Construction | CZ07 | cDXHP | Humidification | 0 | 0
New Construction | CZ07 | cDXHP | Heat Recovery | 0 | 0
New Construction | CZ07 | cDXHP | Water Systems | 0 | 10785.46
New Construction | CZ07 | cDXHP | Refrigeration | 0 | 0
New Construction | CZ07 | cDXHP | Generators | 0 | 0
New Construction | CZ07 | cDXHP | Total End Uses | 22396.96 | 10785.46
New Construction | CZ08 | cDXHP | Heating | 457.99 | 0
New Construction | CZ08 | cDXHP | Cooling | 4076.17 | 0
New Construction | CZ08 | cDXHP | Interior Lighting | 3386.36 | 0
New Construction | CZ08 | cDXHP | Exterior Lighting | 0 | 0
New Construction | CZ08 | cDXHP | Interior Equipment | 7305.91 | 0
New Construction | CZ08 | cDXHP | Exterior Equipment | 0 | 0
New Construction | CZ08 | cDXHP | Fans | 8770.01 | 0
New Construction | CZ08 | cDXHP | Pumps | 0 | 0
New Construction | CZ08 | cDXHP | Heat Rejection | 0 | 0
New Construction | CZ08 | cDXHP | Humidification | 0 | 0
New Construction | CZ08 | cDXHP | Heat Recovery | 0 | 0
New Construction | CZ08 | cDXHP | Water Systems | 0 | 10770.97
New Construction | CZ08 | cDXHP | Refrigeration | 0 | 0
New Construction | CZ08 | cDXHP | Generators | 0 | 0
New Construction | CZ08 | cDXHP | Total End Uses | 23996.45 | 10770.97
New Construction | CZ09 | cDXHP | Heating | 315.17 | 0
New Construction | CZ09 | cDXHP | Cooling | 4503.36 | 0
New Construction | CZ09 | cDXHP | Interior Lighting | 3386.36 | 0
New Construction | CZ09 | cDXHP | Exterior Lighting | 0 | 0
New Construction | CZ09 | cDXHP | Interior Equipment | 7305.91 | 0
New Construction | CZ09 | cDXHP | Exterior Equipment | 0 | 0
New Construction | CZ09 | cDXHP | Fans | 8102.3 | 0
New Construction | CZ09 | cDXHP | Pumps | 0 | 0
New Construction | CZ09 | cDXHP | Heat Rejection | 0 | 0
New Construction | CZ09 | cDXHP | Humidification | 0 | 0
New Construction | CZ09 | cDXHP | Heat Recovery | 0 | 0
New Construction | CZ09 | cDXHP | Water Systems | 0 | 10649.7
New Construction | CZ09 | cDXHP | Refrigeration | 0 | 0
New Construction | CZ09 | cDXHP | Generators | 0 | 0
New Construction | CZ09 | cDXHP | Total End Uses | 23613.11 | 10649.7
New Construction | CZ10 | cDXHP | Heating | 805.53 | 0
New Construction | CZ10 | cDXHP | Cooling | 6481.45 | 0
New Construction | CZ10 | cDXHP | Interior Lighting | 3386.36 | 0
New Construction | CZ10 | cDXHP | Exterior Lighting | 0 | 0
New Construction | CZ10 | cDXHP | Interior Equipment | 7305.91 | 0
New Construction | CZ10 | cDXHP | Exterior Equipment | 0 | 0
New Construction | CZ10 | cDXHP | Fans | 8923.99 | 0
New Construction | CZ10 | cDXHP | Pumps | 0 | 0
New Construction | CZ10 | cDXHP | Heat Rejection | 0 | 0
New Construction | CZ10 | cDXHP | Humidification | 0 | 0
New Construction | CZ10 | cDXHP | Heat Recovery | 0 | 0
New Construction | CZ10 | cDXHP | Water Systems | 0 | 10551.42
New Construction | CZ10 | cDXHP | Refrigeration | 0 | 0
New Construction | CZ10 | cDXHP | Generators | 0 | 0
New Construction | CZ10 | cDXHP | Total End Uses | 26903.23 | 10551.42
New Construction | CZ11 | cDXHP | Heating | 1849.71 | 0
New Construction | CZ11 | cDXHP | Cooling | 7172.47 | 0
New Construction | CZ11 | cDXHP | Interior Lighting | 3386.36 | 0
New Construction | CZ11 | cDXHP | Exterior Lighting | 0 | 0
New Construction | CZ11 | cDXHP | Interior Equipment | 7305.91 | 0
New Construction | CZ11 | cDXHP | Exterior Equipment | 0 | 0
New Construction | CZ11 | cDXHP | Fans | 9634.2 | 0
New Construction | CZ11 | cDXHP | Pumps | 0 | 0
New Construction | CZ11 | cDXHP | Heat Rejection | 0 | 0
New Construction | CZ11 | cDXHP | Humidification | 0 | 0
New Construction | CZ11 | cDXHP | Heat Recovery | 0 | 0
New Construction | CZ11 | cDXHP | Water Systems | 0 | 10723.18
New Construction | CZ11 | cDXHP | Refrigeration | 0 | 0
New Construction | CZ11 | cDXHP | Generators | 0 | 0
New Construction | CZ11 | cDXHP | Total End Uses | 29348.65 | 10723.18
New Construction | CZ12 | cDXHP | Heating | 1693.26 | 0
New Construction | CZ12 | cDXHP | Cooling | 5633.8 | 0
New Construction | CZ12 | cDXHP | Interior Lighting | 3386.36 | 0
New Construction | CZ12 | cDXHP | Exterior Lighting | 0 | 0
New Construction | CZ12 | cDXHP | Interior Equipment | 7305.91 | 0
New Construction | CZ12 | cDXHP | Exterior Equipment | 0 | 0
New Construction | CZ12 | cDXHP | Fans | 9069.56 | 0
New Construction | CZ12 | cDXHP | Pumps | 0 | 0
New Construction | CZ12 | cDXHP | Heat Rejection | 0 | 0
New Construction | CZ12 | cDXHP | Humidification | 0 | 0
New Construction | CZ12 | cDXHP | Heat Recovery | 0 | 0
New Construction | CZ12 | cDXHP | Water Systems | 0 | 10988.95
New Construction | CZ12 | cDXHP | Refrigeration | 0 | 0
New Construction | CZ12 | cDXHP | Generators | 0 | 0
New Construction | CZ12 | cDXHP | Total End Uses | 27088.89 | 10988.95
New Construction | CZ13 | cDXHP | Heating | 1313.63 | 0
New Construction | CZ13 | cDXHP | Cooling | 8384.8 | 0
New Construction | CZ13 | cDXHP | Interior Lighting | 3386.36 | 0
New Construction | CZ13 | cDXHP | Exterior Lighting | 0 | 0
New Construction | CZ13 | cDXHP | Interior Equipment | 7305.91 | 0
New Construction | CZ13 | cDXHP | Exterior Equipment | 0 | 0
New Construction | CZ13 | cDXHP | Fans | 10174.46 | 0
New Construction | CZ13 | cDXHP | Pumps | 0 | 0
New Construction | CZ13 | cDXHP | Heat Rejection | 0 | 0
New Construction | CZ13 | cDXHP | Humidification | 0 | 0
New Construction | CZ13 | cDXHP | Heat Recovery | 0 | 0
New Construction | CZ13 | cDXHP | Water Systems | 0 | 10466.26
New Construction | CZ13 | cDXHP | Refrigeration | 0 | 0
New Construction | CZ13 | cDXHP | Generators | 0 | 0
New Construction | CZ13 | cDXHP | Total End Uses | 30565.17 | 10466.26
New Construction | CZ14 | cDXHP | Heating | 872.83 | 0
New Construction | CZ14 | cDXHP | Cooling | 11125.68 | 0
New Construction | CZ14 | cDXHP | Interior Lighting | 3386.36 | 0
New Construction | CZ14 | cDXHP | Exterior Lighting | 0 | 0
New Construction | CZ14 | cDXHP | Interior Equipment | 7305.91 | 0
New Construction | CZ14 | cDXHP | Exterior Equipment | 0 | 0
New Construction | CZ14 | cDXHP | Fans | 11364.86 | 0
New Construction | CZ14 | cDXHP | Pumps | 0 | 0
New Construction | CZ14 | cDXHP | Heat Rejection | 0 | 0
New Construction | CZ14 | cDXHP | Humidification | 0 | 0
New Construction | CZ14 | cDXHP | Heat Recovery | 0 | 0
New Construction | CZ14 | cDXHP | Water Systems | 0 | 10020.1
New Construction | CZ14 | cDXHP | Refrigeration | 0 | 0
New Construction | CZ14 | cDXHP | Generators | 0 | 0
New Construction | CZ14 | cDXHP | Total End Uses | 34055.64 | 10020.1
New Construction | CZ15 | cDXHP | Heating | 267.12 | 0
New Construction | CZ15 | cDXHP | Cooling | 15315.66 | 0
New Construction | CZ15 | cDXHP | Interior Lighting | 3386.36 | 0
New Construction | CZ15 | cDXHP | Exterior Lighting | 0 | 0
New Construction | CZ15 | cDXHP | Interior Equipment | 7305.91 | 0
New Construction | CZ15 | cDXHP | Exterior Equipment | 0 | 0
New Construction | CZ15 | cDXHP | Fans | 10528.14 | 0
New Construction | CZ15 | cDXHP | Pumps | 0 | 0
New Construction | CZ15 | cDXHP | Heat Rejection | 0 | 0
New Construction | CZ15 | cDXHP | Humidification | 0 | 0
New Construction | CZ15 | cDXHP | Heat Recovery | 0 | 0
New Construction | CZ15 | cDXHP | Water Systems | 0 | 9119.19
New Construction | CZ15 | cDXHP | Refrigeration | 0 | 0
New Construction | CZ15 | cDXHP | Generators | 0 | 0
New Construction | CZ15 | cDXHP | Total End Uses | 36803.19 | 9119.19
New Construction | CZ16 | cDXHP | Heating | 3110.51 | 0
New Construction | CZ16 | cDXHP | Cooling | 6417.05 | 0
New Construction | CZ16 | cDXHP | Interior Lighting | 3386.36 | 0
New Construction | CZ16 | cDXHP | Exterior Lighting | 0 | 0
New Construction | CZ16 | cDXHP | Interior Equipment | 7305.91 | 0
New Construction | CZ16 | cDXHP | Exterior Equipment | 0 | 0
New Construction | CZ16 | cDXHP | Fans | 11118.58 | 0
New Construction | CZ16 | cDXHP | Pumps | 0 | 0
New Construction | CZ16 | cDXHP | Heat Rejection | 0 | 0
New Construction | CZ16 | cDXHP | Humidification | 0 | 0
New Construction | CZ16 | cDXHP | Heat Recovery | 0 | 0
New Construction | CZ16 | cDXHP | Water Systems | 0 | 11487.82
New Construction | CZ16 | cDXHP | Refrigeration | 0 | 0
New Construction | CZ16 | cDXHP | Generators | 0 | 0
New Construction | CZ16 | cDXHP | Total End Uses | 31338.41 | 11487.82
Existing | CZ01 | cDXOH | Heating | 0 | 0
Existing | CZ01 | cDXOH | Cooling | 86.1 | 0
Existing | CZ01 | cDXOH | Interior Lighting | 7411.28 | 0
Existing | CZ01 | cDXOH | Exterior Lighting | 0 | 0
Existing | CZ01 | cDXOH | Interior Equipment | 7305.91 | 0
Existing | CZ01 | cDXOH | Exterior Equipment | 0 | 0
Existing | CZ01 | cDXOH | Fans | 11046.2 | 0
Existing | CZ01 | cDXOH | Pumps | 0 | 0
Existing | CZ01 | cDXOH | Heat Rejection | 0 | 0
Existing | CZ01 | cDXOH | Humidification | 0 | 0
Existing | CZ01 | cDXOH | Heat Recovery | 0 | 0
Existing | CZ01 | cDXOH | Water Systems | 0 | 12567.23
Existing | CZ01 | cDXOH | Refrigeration | 0 | 0
Existing | CZ01 | cDXOH | Generators | 0 | 0
Existing | CZ01 | cDXOH | Total End Uses | 25849.49 | 12567.23
Existing | CZ02 | cDXOH | Heating | 0 | 0
Existing | CZ02 | cDXOH | Cooling | 3174.66 | 0
Existing | CZ02 | cDXOH | Interior Lighting | 7411.28 | 0
Existing | CZ02 | cDXOH | Exterior Lighting | 0 | 0
Existing | CZ02 | cDXOH | Interior Equipment | 7305.91 | 0
Existing | CZ02 | cDXOH | Exterior Equipment | 0 | 0
Existing | CZ02 | cDXOH | Fans | 13142.32 | 0
Existing | CZ02 | cDXOH | Pumps | 0 | 0
Existing | CZ02 | cDXOH | Heat Rejection | 0 | 0
Existing | CZ02 | cDXOH | Humidification | 0 | 0
Existing | CZ02 | cDXOH | Heat Recovery | 0 | 0
Existing | CZ02 | cDXOH | Water Systems | 0 | 11696.87
Existing | CZ02 | cDXOH | Refrigeration | 0 | 0
Existing | CZ02 | cDXOH | Generators | 0 | 0
Existing | CZ02 | cDXOH | Total End Uses | 31034.17 | 11696.87
Existing | CZ03 | cDXOH | Heating | 0 | 0
Existing | CZ03 | cDXOH | Cooling | 1539.27 | 0
Existing | CZ03 | cDXOH | Interior Lighting | 7411.28 | 0
Existing | CZ03 | cDXOH | Exterior Lighting | 0 | 0
Existing | CZ03 | cDXOH | Interior Equipment | 7305.91 | 0
Existing | CZ03 | cDXOH | Exterior Equipment | 0 | 0
Existing | CZ03 | cDXOH | Fans | 11611.15 | 0
Existing | CZ03 | cDXOH | Pumps | 0 | 0
Existing | CZ03 | cDXOH | Heat Rejection | 0 | 0
Existing | CZ03 | cDXOH | Humidification | 0 | 0
Existing | CZ03 | cDXOH | Heat Recovery | 0 | 0
Existing | CZ03 | cDXOH | Water Systems | 0 | 11668.72
Existing | CZ03 | cDXOH | Refrigeration | 0 | 0
Existing | CZ03 | cDXOH | Generators | 0 | 0
Existing | CZ03 | cDXOH | Total End Uses | 27867.61 | 11668.72
Existing | CZ04 | cDXOH | Heating | 0 | 0
Existing | CZ04 | cDXOH | Cooling | 4050.84 | 0
Existing | CZ04 | cDXOH | Interior Lighting | 7411.28 | 0
Existing | CZ04 | cDXOH | Exterior Lighting | 0 | 0
Existing | CZ04 | cDXOH | Interior Equipment | 7305.91 | 0
Existing | CZ04 | cDXOH | Exterior Equipment | 0 | 0
Existing | CZ04 | cDXOH | Fans | 12487.98 | 0
Existing | CZ04 | cDXOH | Pumps | 0 | 0
Existing | CZ04 | cDXOH | Heat Rejection | 0 | 0
Existing | CZ04 | cDXOH | Humidification | 0 | 0
Existing | CZ04 | cDXOH | Heat Recovery | 0 | 0
Existing | CZ04 | cDXOH | Water Systems | 0 | 11325.46
Existing | CZ04 | cDXOH | Refrigeration | 0 | 0
Existing | CZ04 | cDXOH | Generators | 0 | 0
Existing | CZ04 | cDXOH | Total End Uses | 31256.01 | 11325.46
Existing | CZ05 | cDXOH | Heating | 0 | 0
Existing | CZ05 | cDXOH | Cooling | 2071.42 | 0
Existing | CZ05 | cDXOH | Interior Lighting | 7411.28 | 0
Existing | CZ05 | cDXOH | Exterior Lighting | 0 | 0
Existing | CZ05 | cDXOH | Interior Equipment | 7305.91 | 0
Existing | CZ05 | cDXOH | Exterior Equipment | 0 | 0
Existing | CZ05 | cDXOH | Fans | 11263.01 | 0
Existing | CZ05 | cDXOH | Pumps | 0 | 0
Existing | CZ05 | cDXOH | Heat Rejection | 0 | 0
Existing | CZ05 | cDXOH | Humidification | 0 | 0
Existing | CZ05 | cDXOH | Heat Recovery | 0 | 0
Existing | CZ05 | cDXOH | Water Systems | 0 | 11669.23
Existing | CZ05 | cDXOH | Refrigeration | 0 | 0
Existing | CZ05 | cDXOH | Generators | 0 | 0
Existing | CZ05 | cDXOH | Total End Uses | 28051.62 | 11669.23
Existing | CZ06 | cDXOH | Heating | 0 | 0
Existing | CZ06 | cDXOH | Cooling | 3909.23 | 0
Existing | CZ06 | cDXOH | Interior Lighting | 7411.28 | 0
Existing | CZ06 | cDXOH | Exterior Lighting | 0 | 0
Existing | CZ06 | cDXOH | Interior Equipment | 7305.91 | 0
Existing | CZ06 | cDXOH | Exterior Equipment | 0 | 0
Existing | CZ06 | cDXOH | Fans | 11267.41 | 0
Existing | CZ06 | cDXOH | Pumps | 0 | 0
Existing | CZ06 | cDXOH | Heat Rejection | 0 | 0
Existing | CZ06 | cDXOH | Humidification | 0 | 0
Existing | CZ06 | cDXOH | Heat Recovery | 0 | 0
Existing | CZ06 | cDXOH | Water Systems | 0 | 10907.86
Existing | CZ06 | cDXOH | Refrigeration | 0 | 0
Existing | CZ06 | cDXOH | Generators | 0 | 0
Existing | CZ06 | cDXOH | Total End Uses | 29893.83 | 10907.86
Existing | CZ07 | cDXOH | Heating | 0 | 0
Existing | CZ07 | cDXOH | Cooling | 4602.8 | 0
Existing | CZ07 | cDXOH | Interior Lighting | 7411.28 | 0
Existing | CZ07 | cDXOH | Exterior Lighting | 0 | 0
Existing | CZ07 | cDXOH | Interior Equipment | 7305.91 | 0
Existing | CZ07 | cDXOH | Exterior Equipment | 0 | 0
Existing | CZ07 | cDXOH | Fans | 11138.84 | 0
Existing | CZ07 | cDXOH | Pumps | 0 | 0
Existing | CZ07 | cDXOH | Heat Rejection | 0 | 0
Existing | CZ07 | cDXOH | Humidification | 0 | 0
Existing | CZ07 | cDXOH | Heat Recovery | 0 | 0
Existing | CZ07 | cDXOH | Water Systems | 0 | 10787.68
Existing | CZ07 | cDXOH | Refrigeration | 0 | 0
Existing | CZ07 | cDXOH | Generators | 0 | 0
Existing | CZ07 | cDXOH | Total End Uses | 30458.83 | 10787.68
Existing | CZ08 | cDXOH | Heating | 0 | 0
Existing | CZ08 | cDXOH | Cooling | 5693.73 | 0
Existing | CZ08 | cDXOH | Interior Lighting | 7411.28 | 0
Existing | CZ08 | cDXOH | Exterior Lighting | 0 | 0
Existing | CZ08 | cDXOH | Interior Equipment | 7305.91 | 0
Existing | CZ08 | cDXOH | Exterior Equipment | 0 | 0
Existing | CZ08 | cDXOH | Fans | 12331.13 | 0
Existing | CZ08 | cDXOH | Pumps | 0 | 0
Existing | CZ08 | cDXOH | Heat Rejection | 0 | 0
Existing | CZ08 | cDXOH | Humidification | 0 | 0
Existing | CZ08 | cDXOH | Heat Recovery | 0 | 0
Existing | CZ08 | cDXOH | Water Systems | 0 | 10773
Existing | CZ08 | cDXOH | Refrigeration | 0 | 0
Existing | CZ08 | cDXOH | Generators | 0 | 0
Existing | CZ08 | cDXOH | Total End Uses | 32742.06 | 10773
Existing | CZ09 | cDXOH | Heating | 0 | 0
Existing | CZ09 | cDXOH | Cooling | 6960.5 | 0
Existing | CZ09 | cDXOH | Interior Lighting | 7411.28 | 0
Existing | CZ09 | cDXOH | Exterior Lighting | 0 | 0
Existing | CZ09 | cDXOH | Interior Equipment | 7305.91 | 0
Existing | CZ09 | cDXOH | Exterior Equipment | 0 | 0
Existing | CZ09 | cDXOH | Fans | 13202.49 | 0
Existing | CZ09 | cDXOH | Pumps | 0 | 0
Existing | CZ09 | cDXOH | Heat Rejection | 0 | 0
Existing | CZ09 | cDXOH | Humidification | 0 | 0
Existing | CZ09 | cDXOH | Heat Recovery | 0 | 0
Existing | CZ09 | cDXOH | Water Systems | 0 | 10651.37
Existing | CZ09 | cDXOH | Refrigeration | 0 | 0
Existing | CZ09 | cDXOH | Generators | 0 | 0
Existing | CZ09 | cDXOH | Total End Uses | 34880.18 | 10651.37
Existing | CZ10 | cDXOH | Heating | 0 | 0
Existing | CZ10 | cDXOH | Cooling | 8779.18 | 0
Existing | CZ10 | cDXOH | Interior Lighting | 7411.28 | 0
Existing | CZ10 | cDXOH | Exterior Lighting | 0 | 0
Existing | CZ10 | cDXOH | Interior Equipment | 7305.91 | 0
Existing | CZ10 | cDXOH | Exterior Equipment | 0 | 0
Existing | CZ10 | cDXOH | Fans | 13374.06 | 0
Existing | CZ10 | cDXOH | Pumps | 0 | 0
Existing | CZ10 | cDXOH | Heat Rejection | 0 | 0
Existing | CZ10 | cDXOH | Humidification | 0 | 0
Existing | CZ10 | cDXOH | Heat Recovery | 0 | 0
Existing | CZ10 | cDXOH | Water Systems | 0 | 10553.55
Existing | CZ10 | cDXOH | Refrigeration | 0 | 0
Existing | CZ10 | cDXOH | Generators | 0 | 0
Existing | CZ10 | cDXOH | Total End Uses | 36870.43 | 10553.55
Existing | CZ11 | cDXOH | Heating | 0 | 0
Existing | CZ11 | cDXOH | Cooling | 10508.43 | 0
Existing | CZ11 | cDXOH | Interior Lighting | 7411.28 | 0
Existing | CZ11 | cDXOH | Exterior Lighting | 0 | 0
Existing | CZ11 | cDXOH | Interior Equipment | 7305.91 | 0
Existing | CZ11 | cDXOH | Exterior Equipment | 0 | 0
Existing | CZ11 | cDXOH | Fans | 17316.22 | 0
Existing | CZ11 | cDXOH | Pumps | 0 | 0
Existing | CZ11 | cDXOH | Heat Rejection | 0 | 0
Existing | CZ11 | cDXOH | Humidification | 0 | 0
Existing | CZ11 | cDXOH | Heat Recovery | 0 | 0
Existing | CZ11 | cDXOH | Water Systems | 0 | 10725.32
Existing | CZ11 | cDXOH | Refrigeration | 0 | 0
Existing | CZ11 | cDXOH | Generators | 0 | 0
Existing | CZ11 | cDXOH | Total End Uses | 42541.84 | 10725.32
Existing | CZ12 | cDXOH | Heating | 0 | 0
Existing | CZ12 | cDXOH | Cooling | 8074.36 | 0
Existing | CZ12 | cDXOH | Interior Lighting | 7411.28 | 0
Existing | CZ12 | cDXOH | Exterior Lighting | 0 | 0
Existing | CZ12 | cDXOH | Interior Equipment | 7305.91 | 0
Existing | CZ12 | cDXOH | Exterior Equipment | 0 | 0
Existing | CZ12 | cDXOH | Fans | 15201.97 | 0
Existing | CZ12 | cDXOH | Pumps | 0 | 0
Existing | CZ12 | cDXOH | Heat Rejection | 0 | 0
Existing | CZ12 | cDXOH | Humidification | 0 | 0
Existing | CZ12 | cDXOH | Heat Recovery | 0 | 0
Existing | CZ12 | cDXOH | Water Systems | 0 | 10990.75
Existing | CZ12 | cDXOH | Refrigeration | 0 | 0
Existing | CZ12 | cDXOH | Generators | 0 | 0
Existing | CZ12 | cDXOH | Total End Uses | 37993.52 | 10990.75
Existing | CZ13 | cDXOH | Heating | 0 | 0
Existing | CZ13 | cDXOH | Cooling | 11898.15 | 0
Existing | CZ13 | cDXOH | Interior Lighting | 7411.28 | 0
Existing | CZ13 | cDXOH | Exterior Lighting | 0 | 0
Existing | CZ13 | cDXOH | Interior Equipment | 7305.91 | 0
Existing | CZ13 | cDXOH | Exterior Equipment | 0 | 0
Existing | CZ13 | cDXOH | Fans | 17203.35 | 0
Existing | CZ13 | cDXOH | Pumps | 0 | 0
Existing | CZ13 | cDXOH | Heat Rejection | 0 | 0
Existing | CZ13 | cDXOH | Humidification | 0 | 0
Existing | CZ13 | cDXOH | Heat Recovery | 0 | 0
Existing | CZ13 | cDXOH | Water Systems | 0 | 10468.55
Existing | CZ13 | cDXOH | Refrigeration | 0 | 0
Existing | CZ13 | cDXOH | Generators | 0 | 0
Existing | CZ13 | cDXOH | Total End Uses | 43818.68 | 10468.55
Existing | CZ14 | cDXOH | Heating | 0 | 0
Existing | CZ14 | cDXOH | Cooling | 15477.69 | 0
Existing | CZ14 | cDXOH | Interior Lighting | 7411.28 | 0
Existing | CZ14 | cDXOH | Exterior Lighting | 0 | 0
Existing | CZ14 | cDXOH | Interior Equipment | 7305.91 | 0
Existing | CZ14 | cDXOH | Exterior Equipment | 0 | 0
Existing | CZ14 | cDXOH | Fans | 18536.92 | 0
Existing | CZ14 | cDXOH | Pumps | 0 | 0
Existing | CZ14 | cDXOH | Heat Rejection | 0 | 0
Existing | CZ14 | cDXOH | Humidification | 0 | 0
Existing | CZ14 | cDXOH | Heat Recovery | 0 | 0
Existing | CZ14 | cDXOH | Water Systems | 0 | 10021.98
Existing | CZ14 | cDXOH | Refrigeration | 0 | 0
Existing | CZ14 | cDXOH | Generators | 0 | 0
Existing | CZ14 | cDXOH | Total End Uses | 48731.8 | 10021.98
Existing | CZ15 | cDXOH | Heating | 0 | 0
Existing | CZ15 | cDXOH | Cooling | 21237.75 | 0
Existing | CZ15 | cDXOH | Interior Lighting | 7411.28 | 0
Existing | CZ15 | cDXOH | Exterior Lighting | 0 | 0
Existing | CZ15 | cDXOH | Interior Equipment | 7305.91 | 0
Existing | CZ15 | cDXOH | Exterior Equipment | 0 | 0
Existing | CZ15 | cDXOH | Fans | 17853.98 | 0
Existing | CZ15 | cDXOH | Pumps | 0 | 0
Existing | CZ15 | cDXOH | Heat Rejection | 0 | 0
Existing | CZ15 | cDXOH | Humidification | 0 | 0
Existing | CZ15 | cDXOH | Heat Recovery | 0 | 0
Existing | CZ15 | cDXOH | Water Systems | 0 | 9121.66
Existing | CZ15 | cDXOH | Refrigeration | 0 | 0
Existing | CZ15 | cDXOH | Generators | 0 | 0
Existing | CZ15 | cDXOH | Total End Uses | 53808.92 | 9121.66
Existing | CZ16 | cDXOH | Heating | 0 | 0
Existing | CZ16 | cDXOH | Cooling | 9049.65 | 0
Existing | CZ16 | cDXOH | Interior Lighting | 7411.28 | 0
Existing | CZ16 | cDXOH | Exterior Lighting | 0 | 0
Existing | CZ16 | cDXOH | Interior Equipment | 7305.91 | 0
Existing | CZ16 | cDXOH | Exterior Equipment | 0 | 0
Existing | CZ16 | cDXOH | Fans | 18980.55 | 0
Existing | CZ16 | cDXOH | Pumps | 0 | 0
Existing | CZ16 | cDXOH | Heat Rejection | 0 | 0
Existing | CZ16 | cDXOH | Humidification | 0 | 0
Existing | CZ16 | cDXOH | Heat Recovery | 0 | 0
Existing | CZ16 | cDXOH | Water Systems | 0 | 11489.96
Existing | CZ16 | cDXOH | Refrigeration | 0 | 0
Existing | CZ16 | cDXOH | Generators | 0 | 0
Existing | CZ16 | cDXOH | Total End Uses | 42747.39 | 11489.96
New Construction | CZ01 | cDXOH | Heating | 0 | 0
New Construction | CZ01 | cDXOH | Cooling | 70.75 | 0
New Construction | CZ01 | cDXOH | Interior Lighting | 3386.36 | 0
New Construction | CZ01 | cDXOH | Exterior Lighting | 0 | 0
New Construction | CZ01 | cDXOH | Interior Equipment | 7305.91 | 0
New Construction | CZ01 | cDXOH | Exterior Equipment | 0 | 0
New Construction | CZ01 | cDXOH | Fans | 7405.58 | 0
New Construction | CZ01 | cDXOH | Pumps | 0 | 0
New Construction | CZ01 | cDXOH | Heat Rejection | 0 | 0
New Construction | CZ01 | cDXOH | Humidification | 0 | 0
New Construction | CZ01 | cDXOH | Heat Recovery | 0 | 0
New Construction | CZ01 | cDXOH | Water Systems | 0 | 12565.39
New Construction | CZ01 | cDXOH | Refrigeration | 0 | 0
New Construction | CZ01 | cDXOH | Generators | 0 | 0
New Construction | CZ01 | cDXOH | Total End Uses | 18168.61 | 12565.39
New Construction | CZ02 | cDXOH | Heating | 0 | 0
New Construction | CZ02 | cDXOH | Cooling | 2137 | 0
New Construction | CZ02 | cDXOH | Interior Lighting | 3386.36 | 0
New Construction | CZ02 | cDXOH | Exterior Lighting | 0 | 0
New Construction | CZ02 | cDXOH | Interior Equipment | 7305.91 | 0
New Construction | CZ02 | cDXOH | Exterior Equipment | 0 | 0
New Construction | CZ02 | cDXOH | Fans | 8388.04 | 0
New Construction | CZ02 | cDXOH | Pumps | 0 | 0
New Construction | CZ02 | cDXOH | Heat Rejection | 0 | 0
New Construction | CZ02 | cDXOH | Humidification | 0 | 0
New Construction | CZ02 | cDXOH | Heat Recovery | 0 | 0
New Construction | CZ02 | cDXOH | Water Systems | 0 | 11695.15
New Construction | CZ02 | cDXOH | Refrigeration | 0 | 0
New Construction | CZ02 | cDXOH | Generators | 0 | 0
New Construction | CZ02 | cDXOH | Total End Uses | 21217.31 | 11695.15
New Construction | CZ03 | cDXOH | Heating | 0 | 0
New Construction | CZ03 | cDXOH | Cooling | 1060.44 | 0
New Construction | CZ03 | cDXOH | Interior Lighting | 3386.36 | 0
New Construction | CZ03 | cDXOH | Exterior Lighting | 0 | 0
New Construction | CZ03 | cDXOH | Interior Equipment | 7305.91 | 0
New Construction | CZ03 | cDXOH | Exterior Equipment | 0 | 0
New Construction | CZ03 | cDXOH | Fans | 8297.42 | 0
New Construction | CZ03 | cDXOH | Pumps | 0 | 0
New Construction | CZ03 | cDXOH | Heat Rejection | 0 | 0
New Construction | CZ03 | cDXOH | Humidification | 0 | 0
New Construction | CZ03 | cDXOH | Heat Recovery | 0 | 0
New Construction | CZ03 | cDXOH | Water Systems | 0 | 11667.11
New Construction | CZ03 | cDXOH | Refrigeration | 0 | 0
New Construction | CZ03 | cDXOH | Generators | 0 | 0
New Construction | CZ03 | cDXOH | Total End Uses | 20050.14 | 11667.11
New Construction | CZ04 | cDXOH | Heating | 0 | 0
New Construction | CZ04 | cDXOH | Cooling | 2706.08 | 0
New Construction | CZ04 | cDXOH | Interior Lighting | 3386.36 | 0
New Construction | CZ04 | cDXOH | Exterior Lighting | 0 | 0
New Construction | CZ04 | cDXOH | Interior Equipment | 7305.91 | 0
New Construction | CZ04 | cDXOH | Exterior Equipment | 0 | 0
New Construction | CZ04 | cDXOH | Fans | 8036.63 | 0
New Construction | CZ04 | cDXOH | Pumps | 0 | 0
New Construction | CZ04 | cDXOH | Heat Rejection | 0 | 0
New Construction | CZ04 | cDXOH | Humidification | 0 | 0
New Construction | CZ04 | cDXOH | Heat Recovery | 0 | 0
New Construction | CZ04 | cDXOH | Water Systems | 0 | 11324.24
New Construction | CZ04 | cDXOH | Refrigeration | 0 | 0
New Construction | CZ04 | cDXOH | Generators | 0 | 0
New Construction | CZ04 | cDXOH | Total End Uses | 21434.97 | 11324.24
New Construction | CZ05 | cDXOH | Heating | 0 | 0
New Construction | CZ05 | cDXOH | Cooling | 1442.72 | 0
New Construction | CZ05 | cDXOH | Interior Lighting | 3386.36 | 0
New Construction | CZ05 | cDXOH | Exterior Lighting | 0 | 0
New Construction | CZ05 | cDXOH | Interior Equipment | 7305.91 | 0
New Construction | CZ05 | cDXOH | Exterior Equipment | 0 | 0
New Construction | CZ05 | cDXOH | Fans | 7923.05 | 0
New Construction | CZ05 | cDXOH | Pumps | 0 | 0
New Construction | CZ05 | cDXOH | Heat Rejection | 0 | 0
New Construction | CZ05 | cDXOH | Humidification | 0 | 0
New Construction | CZ05 | cDXOH | Heat Recovery | 0 | 0
New Construction | CZ05 | cDXOH | Water Systems | 0 | 11667.52
New Construction | CZ05 | cDXOH | Refrigeration | 0 | 0
New Construction | CZ05 | cDXOH | Generators | 0 | 0
New Construction | CZ05 | cDXOH | Total End Uses | 20058.04 | 11667.52
New Construction | CZ06 | cDXOH | Heating | 0 | 0
New Construction | CZ06 | cDXOH | Cooling | 2842.11 | 0
New Construction | CZ06 | cDXOH | Interior Lighting | 3386.36 | 0
New Construction | CZ06 | cDXOH | Exterior Lighting | 0 | 0
New Construction | CZ06 | cDXOH | Interior Equipment | 7305.91 | 0
New Construction | CZ06 | cDXOH | Exterior Equipment | 0 | 0
New Construction | CZ06 | cDXOH | Fans | 8201.45 | 0
New Construction | CZ06 | cDXOH | Pumps | 0 | 0
New Construction | CZ06 | cDXOH | Heat Rejection | 0 | 0
New Construction | CZ06 | cDXOH | Humidification | 0 | 0
New Construction | CZ06 | cDXOH | Heat Recovery | 0 | 0
New Construction | CZ06 | cDXOH | Water Systems | 0 | 10905.87
New Construction | CZ06 | cDXOH | Refrigeration | 0 | 0
New Construction | CZ06 | cDXOH | Generators | 0 | 0
New Construction | CZ06 | cDXOH | Total End Uses | 21735.83 | 10905.87
New Construction | CZ07 | cDXOH | Heating | 0 | 0
New Construction | CZ07 | cDXOH | Cooling | 3339.31 | 0
New Construction | CZ07 | cDXOH | Interior Lighting | 3386.36 | 0
New Construction | CZ07 | cDXOH | Exterior Lighting | 0 | 0
New Construction | CZ07 | cDXOH | Interior Equipment | 7305.91 | 0
New Construction | CZ07 | cDXOH | Exterior Equipment | 0 | 0
New Construction | CZ07 | cDXOH | Fans | 8129.38 | 0
New Construction | CZ07 | cDXOH | Pumps | 0 | 0
New Construction | CZ07 | cDXOH | Heat Rejection | 0 | 0
New Construction | CZ07 | cDXOH | Humidification | 0 | 0
New Construction | CZ07 | cDXOH | Heat Recovery | 0 | 0
New Construction | CZ07 | cDXOH | Water Systems | 0 | 10785.51
New Construction | CZ07 | cDXOH | Refrigeration | 0 | 0
New Construction | CZ07 | cDXOH | Generators | 0 | 0
New Construction | CZ07 | cDXOH | Total End Uses | 22160.97 | 10785.51
New Construction | CZ08 | cDXOH | Heating | 0 | 0
New Construction | CZ08 | cDXOH | Cooling | 4130.33 | 0
New Construction | CZ08 | cDXOH | Interior Lighting | 3386.36 | 0
New Construction | CZ08 | cDXOH | Exterior Lighting | 0 | 0
New Construction | CZ08 | cDXOH | Interior Equipment | 7305.91 | 0
New Construction | CZ08 | cDXOH | Exterior Equipment | 0 | 0
New Construction | CZ08 | cDXOH | Fans | 8770.01 | 0
New Construction | CZ08 | cDXOH | Pumps | 0 | 0
New Construction | CZ08 | cDXOH | Heat Rejection | 0 | 0
New Construction | CZ08 | cDXOH | Humidification | 0 | 0
New Construction | CZ08 | cDXOH | Heat Recovery | 0 | 0
New Construction | CZ08 | cDXOH | Water Systems | 0 | 10771.08
New Construction | CZ08 | cDXOH | Refrigeration | 0 | 0
New Construction | CZ08 | cDXOH | Generators | 0 | 0
New Construction | CZ08 | cDXOH | Total End Uses | 23592.61 | 10771.08
New Construction | CZ09 | cDXOH | Heating | 0 | 0
New Construction | CZ09 | cDXOH | Cooling | 4565.52 | 0
New Construction | CZ09 | cDXOH | Interior Lighting | 3386.36 | 0
New Construction | CZ09 | cDXOH | Exterior Lighting | 0 | 0
New Construction | CZ09 | cDXOH | Interior Equipment | 7305.91 | 0
New Construction | CZ09 | cDXOH | Exterior Equipment | 0 | 0
New Construction | CZ09 | cDXOH | Fans | 8102.3 | 0
New Construction | CZ09 | cDXOH | Pumps | 0 | 0
New Construction | CZ09 | cDXOH | Heat Rejection | 0 | 0
New Construction | CZ09 | cDXOH | Humidification | 0 | 0
New Construction | CZ09 | cDXOH | Heat Recovery | 0 | 0
New Construction | CZ09 | cDXOH | Water Systems | 0 | 10649.82
New Construction | CZ09 | cDXOH | Refrigeration | 0 | 0
New Construction | CZ09 | cDXOH | Generators | 0 | 0
New Construction | CZ09 | cDXOH | Total End Uses | 23360.1 | 10649.82
New Construction | CZ10 | cDXOH | Heating | 0 | 0
New Construction | CZ10 | cDXOH | Cooling | 6472.19 | 0
New Construction | CZ10 | cDXOH | Interior Lighting | 3386.36 | 0
New Construction | CZ10 | cDXOH | Exterior Lighting | 0 | 0
New Construction | CZ10 | cDXOH | Interior Equipment | 7305.91 | 0
New Construction | CZ10 | cDXOH | Exterior Equipment | 0 | 0
New Construction | CZ10 | cDXOH | Fans | 8938.21 | 0
New Construction | CZ10 | cDXOH | Pumps | 0 | 0
New Construction | CZ10 | cDXOH | Heat Rejection | 0 | 0
New Construction | CZ10 | cDXOH | Humidification | 0 | 0
New Construction | CZ10 | cDXOH | Heat Recovery | 0 | 0
New Construction | CZ10 | cDXOH | Water Systems | 0 | 10551.53
New Construction | CZ10 | cDXOH | Refrigeration | 0 | 0
New Construction | CZ10 | cDXOH | Generators | 0 | 0
New Construction | CZ10 | cDXOH | Total End Uses | 26102.67 | 10551.53
New Construction | CZ11 | cDXOH | Heating | 0 | 0
New Construction | CZ11 | cDXOH | Cooling | 7215.69 | 0
New Construction | CZ11 | cDXOH | Interior Lighting | 3386.36 | 0
New Construction | CZ11 | cDXOH | Exterior Lighting | 0 | 0
New Construction | CZ11 | cDXOH | Interior Equipment | 7305.91 | 0
New Construction | CZ11 | cDXOH | Exterior Equipment | 0 | 0
New Construction | CZ11 | cDXOH | Fans | 9996.51 | 0
New Construction | CZ11 | cDXOH | Pumps | 0 | 0
New Construction | CZ11 | cDXOH | Heat Rejection | 0 | 0
New Construction | CZ11 | cDXOH | Humidification | 0 | 0
New Construction | CZ11 | cDXOH | Heat Recovery | 0 | 0
New Construction | CZ11 | cDXOH | Water Systems | 0 | 10723.45
New Construction | CZ11 | cDXOH | Refrigeration | 0 | 0
New Construction | CZ11 | cDXOH | Generators | 0 | 0
New Construction | CZ11 | cDXOH | Total End Uses | 27904.47 | 10723.45
New Construction | CZ12 | cDXOH | Heating | 0 | 0
New Construction | CZ12 | cDXOH | Cooling | 5669.11 | 0
New Construction | CZ12 | cDXOH | Interior Lighting | 3386.36 | 0
New Construction | CZ12 | cDXOH | Exterior Lighting | 0 | 0
New Construction | CZ12 | cDXOH | Interior Equipment | 7305.91 | 0
New Construction | CZ12 | cDXOH | Exterior Equipment | 0 | 0
New Construction | CZ12 | cDXOH | Fans | 9358.43 | 0
New Construction | CZ12 | cDXOH | Pumps | 0 | 0
New Construction | CZ12 | cDXOH | Heat Rejection | 0 | 0
New Construction | CZ12 | cDXOH | Humidification | 0 | 0
New Construction | CZ12 | cDXOH | Heat Recovery | 0 | 0
New Construction | CZ12 | cDXOH | Water Systems | 0 | 10988.98
New Construction | CZ12 | cDXOH | Refrigeration | 0 | 0
New Construction | CZ12 | cDXOH | Generators | 0 | 0
New Construction | CZ12 | cDXOH | Total End Uses | 25719.82 | 10988.98
New Construction | CZ13 | cDXOH | Heating | 0 | 0
New Construction | CZ13 | cDXOH | Cooling | 8409.19 | 0
New Construction | CZ13 | cDXOH | Interior Lighting | 3386.36 | 0
New Construction | CZ13 | cDXOH | Exterior Lighting | 0 | 0
New Construction | CZ13 | cDXOH | Interior Equipment | 7305.91 | 0
New Construction | CZ13 | cDXOH | Exterior Equipment | 0 | 0
New Construction | CZ13 | cDXOH | Fans | 10409.03 | 0
New Construction | CZ13 | cDXOH | Pumps | 0 | 0
New Construction | CZ13 | cDXOH | Heat Rejection | 0 | 0
New Construction | CZ13 | cDXOH | Humidification | 0 | 0
New Construction | CZ13 | cDXOH | Heat Recovery | 0 | 0
New Construction | CZ13 | cDXOH | Water Systems | 0 | 10466.44
New Construction | CZ13 | cDXOH | Refrigeration | 0 | 0
New Construction | CZ13 | cDXOH | Generators | 0 | 0
New Construction | CZ13 | cDXOH | Total End Uses | 29510.5 | 10466.44
New Construction | CZ14 | cDXOH | Heating | 0 | 0
New Construction | CZ14 | cDXOH | Cooling | 11152 | 0
New Construction | CZ14 | cDXOH | Interior Lighting | 3386.36 | 0
New Construction | CZ14 | cDXOH | Exterior Lighting | 0 | 0
New Construction | CZ14 | cDXOH | Interior Equipment | 7305.91 | 0
New Construction | CZ14 | cDXOH | Exterior Equipment | 0 | 0
New Construction | CZ14 | cDXOH | Fans | 11399.93 | 0
New Construction | CZ14 | cDXOH | Pumps | 0 | 0
New Construction | CZ14 | cDXOH | Heat Rejection | 0 | 0
New Construction | CZ14 | cDXOH | Humidification | 0 | 0
New Construction | CZ14 | cDXOH | Heat Recovery | 0 | 0
New Construction | CZ14 | cDXOH | Water Systems | 0 | 10020.21
New Construction | CZ14 | cDXOH | Refrigeration | 0 | 0
New Construction | CZ14 | cDXOH | Generators | 0 | 0
New Construction | CZ14 | cDXOH | Total End Uses | 33244.2 | 10020.21
New Construction | CZ15 | cDXOH | Heating | 0 | 0
New Construction | CZ15 | cDXOH | Cooling | 15297.85 | 0
New Construction | CZ15 | cDXOH | Interior Lighting | 3386.36 | 0
New Construction | CZ15 | cDXOH | Exterior Lighting | 0 | 0
New Construction | CZ15 | cDXOH | Interior Equipment | 7305.91 | 0
New Construction | CZ15 | cDXOH | Exterior Equipment | 0 | 0
New Construction | CZ15 | cDXOH | Fans | 10528.14 | 0
New Construction | CZ15 | cDXOH | Pumps | 0 | 0
New Construction | CZ15 | cDXOH | Heat Rejection | 0 | 0
New Construction | CZ15 | cDXOH | Humidification | 0 | 0
New Construction | CZ15 | cDXOH | Heat Recovery | 0 | 0
New Construction | CZ15 | cDXOH | Water Systems | 0 | 9119.46
New Construction | CZ15 | cDXOH | Refrigeration | 0 | 0
New Construction | CZ15 | cDXOH | Generators | 0 | 0
New Construction | CZ15 | cDXOH | Total End Uses | 36518.26 | 9119.46
New Construction | CZ16 | cDXOH | Heating | 0 | 0
New Construction | CZ16 | cDXOH | Cooling | 6548.13 | 0
New Construction | CZ16 | cDXOH | Interior Lighting | 3386.36 | 0
New Construction | CZ16 | cDXOH | Exterior Lighting | 0 | 0
New Construction | CZ16 | cDXOH | Interior Equipment | 7305.91 | 0
New Construction | CZ16 | cDXOH | Exterior Equipment | 0 | 0
New Construction | CZ16 | cDXOH | Fans | 11825.44 | 0
New Construction | CZ16 | cDXOH | Pumps | 0 | 0
New Construction | CZ16 | cDXOH | Heat Rejection | 0 | 0
New Construction | CZ16 | cDXOH | Humidification | 0 | 0
New Construction | CZ16 | cDXOH | Heat Recovery | 0 | 0
New Construction | CZ16 | cDXOH | Water Systems | 0 | 11488.17
New Construction | CZ16 | cDXOH | Refrigeration | 0 | 0
New Construction | CZ16 | cDXOH | Generators | 0 | 0
New Construction | CZ16 | cDXOH | Total End Uses | 29065.84 | 11488.17
Existing | CZ01 | cPVVG | Heating | 0 | 20469.12
Existing | CZ01 | cPVVG | Cooling | 94.95 | 0
Existing | CZ01 | cPVVG | Interior Lighting | 7411.28 | 0
Existing | CZ01 | cPVVG | Exterior Lighting | 0 | 0
Existing | CZ01 | cPVVG | Interior Equipment | 7305.91 | 0
Existing | CZ01 | cPVVG | Exterior Equipment | 0 | 0
Existing | CZ01 | cPVVG | Fans | 3632.62 | 0
Existing | CZ01 | cPVVG | Pumps | 0 | 0
Existing | CZ01 | cPVVG | Heat Rejection | 0 | 0
Existing | CZ01 | cPVVG | Humidification | 0 | 0
Existing | CZ01 | cPVVG | Heat Recovery | 0 | 0
Existing | CZ01 | cPVVG | Water Systems | 0 | 12567.35
Existing | CZ01 | cPVVG | Refrigeration | 0 | 0
Existing | CZ01 | cPVVG | Generators | 0 | 0
Existing | CZ01 | cPVVG | Total End Uses | 18444.76 | 33036.47
Existing | CZ02 | cPVVG | Heating | 0 | 11335.86
Existing | CZ02 | cPVVG | Cooling | 2990.69 | 0
Existing | CZ02 | cPVVG | Interior Lighting | 7411.28 | 0
Existing | CZ02 | cPVVG | Exterior Lighting | 0 | 0
Existing | CZ02 | cPVVG | Interior Equipment | 7305.91 | 0
Existing | CZ02 | cPVVG | Exterior Equipment | 0 | 0
Existing | CZ02 | cPVVG | Fans | 5109.13 | 0
Existing | CZ02 | cPVVG | Pumps | 0 | 0
Existing | CZ02 | cPVVG | Heat Rejection | 0 | 0
Existing | CZ02 | cPVVG | Humidification | 0 | 0
Existing | CZ02 | cPVVG | Heat Recovery | 0 | 0
Existing | CZ02 | cPVVG | Water Systems | 0 | 11696.81
Existing | CZ02 | cPVVG | Refrigeration | 0 | 0
Existing | CZ02 | cPVVG | Generators | 0 | 0
Existing | CZ02 | cPVVG | Total End Uses | 22817.01 | 23032.67
Existing | CZ03 | cPVVG | Heating | 0 | 7796.12
Existing | CZ03 | cPVVG | Cooling | 1544.93 | 0
Existing | CZ03 | cPVVG | Interior Lighting | 7411.28 | 0
Existing | CZ03 | cPVVG | Exterior Lighting | 0 | 0
Existing | CZ03 | cPVVG | Interior Equipment | 7305.91 | 0
Existing | CZ03 | cPVVG | Exterior Equipment | 0 | 0
Existing | CZ03 | cPVVG | Fans | 4432.79 | 0
Existing | CZ03 | cPVVG | Pumps | 0 | 0
Existing | CZ03 | cPVVG | Heat Rejection | 0 | 0
Existing | CZ03 | cPVVG | Humidification | 0 | 0
Existing | CZ03 | cPVVG | Heat Recovery | 0 | 0
Existing | CZ03 | cPVVG | Water Systems | 0 | 11668.67
Existing | CZ03 | cPVVG | Refrigeration | 0 | 0
Existing | CZ03 | cPVVG | Generators | 0 | 0
Existing | CZ03 | cPVVG | Total End Uses | 20694.92 | 19464.79
Existing | CZ04 | cPVVG | Heating | 0 | 6554.54
Existing | CZ04 | cPVVG | Cooling | 3795.69 | 0
Existing | CZ04 | cPVVG | Interior Lighting | 7411.28 | 0
Existing | CZ04 | cPVVG | Exterior Lighting | 0 | 0
Existing | CZ04 | cPVVG | Interior Equipment | 7305.91 | 0
Existing | CZ04 | cPVVG | Exterior Equipment | 0 | 0
Existing | CZ04 | cPVVG | Fans | 5221.18 | 0
Existing | CZ04 | cPVVG | Pumps | 0 | 0
Existing | CZ04 | cPVVG | Heat Rejection | 0 | 0
Existing | CZ04 | cPVVG | Humidification | 0 | 0
Existing | CZ04 | cPVVG | Heat Recovery | 0 | 0
Existing | CZ04 | cPVVG | Water Systems | 0 | 11325.46
Existing | CZ04 | cPVVG | Refrigeration | 0 | 0
Existing | CZ04 | cPVVG | Generators | 0 | 0
Existing | CZ04 | cPVVG | Total End Uses | 23734.06 | 17879.99
Existing | CZ05 | cPVVG | Heating | 0 | 6826.11
Existing | CZ05 | cPVVG | Cooling | 2025.3 | 0
Existing | CZ05 | cPVVG | Interior Lighting | 7411.28 | 0
Existing | CZ05 | cPVVG | Exterior Lighting | 0 | 0
Existing | CZ05 | cPVVG | Interior Equipment | 7305.91 | 0
Existing | CZ05 | cPVVG | Exterior Equipment | 0 | 0
Existing | CZ05 | cPVVG | Fans | 4492.36 | 0
Existing | CZ05 | cPVVG | Pumps | 0 | 0
Existing | CZ05 | cPVVG | Heat Rejection | 0 | 0
Existing | CZ05 | cPVVG | Humidification | 0 | 0
Existing | CZ05 | cPVVG | Heat Recovery | 0 | 0
Existing | CZ05 | cPVVG | Water Systems | 0 | 11669.19
Existing | CZ05 | cPVVG | Refrigeration | 0 | 0
Existing | CZ05 | cPVVG | Generators | 0 | 0
Existing | CZ05 | cPVVG | Total End Uses | 21234.85 | 18495.3
Existing | CZ06 | cPVVG | Heating | 0 | 1996.35
Existing | CZ06 | cPVVG | Cooling | 3792.09 | 0
Existing | CZ06 | cPVVG | Interior Lighting | 7411.28 | 0
Existing | CZ06 | cPVVG | Exterior Lighting | 0 | 0
Existing | CZ06 | cPVVG | Interior Equipment | 7305.91 | 0
Existing | CZ06 | cPVVG | Exterior Equipment | 0 | 0
Existing | CZ06 | cPVVG | Fans | 4880.04 | 0
Existing | CZ06 | cPVVG | Pumps | 0 | 0
Existing | CZ06 | cPVVG | Heat Rejection | 0 | 0
Existing | CZ06 | cPVVG | Humidification | 0 | 0
Existing | CZ06 | cPVVG | Heat Recovery | 0 | 0
Existing | CZ06 | cPVVG | Water Systems | 0 | 10907.82
Existing | CZ06 | cPVVG | Refrigeration | 0 | 0
Existing | CZ06 | cPVVG | Generators | 0 | 0
Existing | CZ06 | cPVVG | Total End Uses | 23389.32 | 12904.16
Existing | CZ07 | cPVVG | Heating | 0 | 1824.61
Existing | CZ07 | cPVVG | Cooling | 4255.27 | 0
Existing | CZ07 | cPVVG | Interior Lighting | 7411.28 | 0
Existing | CZ07 | cPVVG | Exterior Lighting | 0 | 0
Existing | CZ07 | cPVVG | Interior Equipment | 7305.91 | 0
Existing | CZ07 | cPVVG | Exterior Equipment | 0 | 0
Existing | CZ07 | cPVVG | Fans | 4878.55 | 0
Existing | CZ07 | cPVVG | Pumps | 0 | 0
Existing | CZ07 | cPVVG | Heat Rejection | 0 | 0
Existing | CZ07 | cPVVG | Humidification | 0 | 0
Existing | CZ07 | cPVVG | Heat Recovery | 0 | 0
Existing | CZ07 | cPVVG | Water Systems | 0 | 10787.69
Existing | CZ07 | cPVVG | Refrigeration | 0 | 0
Existing | CZ07 | cPVVG | Generators | 0 | 0
Existing | CZ07 | cPVVG | Total End Uses | 23851.01 | 12612.3
Existing | CZ08 | cPVVG | Heating | 0 | 2501.39
Existing | CZ08 | cPVVG | Cooling | 5264.31 | 0
Existing | CZ08 | cPVVG | Interior Lighting | 7411.28 | 0
Existing | CZ08 | cPVVG | Exterior Lighting | 0 | 0
Existing | CZ08 | cPVVG | Interior Equipment | 7305.91 | 0
Existing | CZ08 | cPVVG | Exterior Equipment | 0 | 0
Existing | CZ08 | cPVVG | Fans | 5451.82 | 0
Existing | CZ08 | cPVVG | Pumps | 0 | 0
Existing | CZ08 | cPVVG | Heat Rejection | 0 | 0
Existing | CZ08 | cPVVG | Humidification | 0 | 0
Existing | CZ08 | cPVVG | Heat Recovery | 0 | 0
Existing | CZ08 | cPVVG | Water Systems | 0 | 10773
Existing | CZ08 | cPVVG | Refrigeration | 0 | 0
Existing | CZ08 | cPVVG | Generators | 0 | 0
Existing | CZ08 | cPVVG | Total End Uses | 25433.33 | 13274.39
Existing | CZ09 | cPVVG | Heating | 0 | 1977.92
Existing | CZ09 | cPVVG | Cooling | 6377.42 | 0
Existing | CZ09 | cPVVG | Interior Lighting | 7411.28 | 0
Existing | CZ09 | cPVVG | Exterior Lighting | 0 | 0
Existing | CZ09 | cPVVG | Interior Equipment | 7305.91 | 0
Existing | CZ09 | cPVVG | Exterior Equipment | 0 | 0
Existing | CZ09 | cPVVG | Fans | 6025.87 | 0
Existing | CZ09 | cPVVG | Pumps | 0 | 0
Existing | CZ09 | cPVVG | Heat Rejection | 0 | 0
Existing | CZ09 | cPVVG | Humidification | 0 | 0
Existing | CZ09 | cPVVG | Heat Recovery | 0 | 0
Existing | CZ09 | cPVVG | Water Systems | 0 | 10651.35
Existing | CZ09 | cPVVG | Refrigeration | 0 | 0
Existing | CZ09 | cPVVG | Generators | 0 | 0
Existing | CZ09 | cPVVG | Total End Uses | 27120.49 | 12629.27
Existing | CZ10 | cPVVG | Heating | 0 | 4114.76
Existing | CZ10 | cPVVG | Cooling | 8123.61 | 0
Existing | CZ10 | cPVVG | Interior Lighting | 7411.28 | 0
Existing | CZ10 | cPVVG | Exterior Lighting | 0 | 0
Existing | CZ10 | cPVVG | Interior Equipment | 7305.91 | 0
Existing | CZ10 | cPVVG | Exterior Equipment | 0 | 0
Existing | CZ10 | cPVVG | Fans | 6196 | 0
Existing | CZ10 | cPVVG | Pumps | 0 | 0
Existing | CZ10 | cPVVG | Heat Rejection | 0 | 0
Existing | CZ10 | cPVVG | Humidification | 0 | 0
Existing | CZ10 | cPVVG | Heat Recovery | 0 | 0
Existing | CZ10 | cPVVG | Water Systems | 0 | 10553.5
Existing | CZ10 | cPVVG | Refrigeration | 0 | 0
Existing | CZ10 | cPVVG | Generators | 0 | 0
Existing | CZ10 | cPVVG | Total End Uses | 29036.81 | 14668.26
Existing | CZ11 | cPVVG | Heating | 0 | 10892.65
Existing | CZ11 | cPVVG | Cooling | 9719.4 | 0
Existing | CZ11 | cPVVG | Interior Lighting | 7411.28 | 0
Existing | CZ11 | cPVVG | Exterior Lighting | 0 | 0
Existing | CZ11 | cPVVG | Interior Equipment | 7305.91 | 0
Existing | CZ11 | cPVVG | Exterior Equipment | 0 | 0
Existing | CZ11 | cPVVG | Fans | 7685.54 | 0
Existing | CZ11 | cPVVG | Pumps | 0 | 0
Existing | CZ11 | cPVVG | Heat Rejection | 0 | 0
Existing | CZ11 | cPVVG | Humidification | 0 | 0
Existing | CZ11 | cPVVG | Heat Recovery | 0 | 0
Existing | CZ11 | cPVVG | Water Systems | 0 | 10725.21
Existing | CZ11 | cPVVG | Refrigeration | 0 | 0
Existing | CZ11 | cPVVG | Generators | 0 | 0
Existing | CZ11 | cPVVG | Total End Uses | 32122.14 | 21617.87
Existing | CZ12 | cPVVG | Heating | 0 | 9566.58
Existing | CZ12 | cPVVG | Cooling | 7517.3 | 0
Existing | CZ12 | cPVVG | Interior Lighting | 7411.28 | 0
Existing | CZ12 | cPVVG | Exterior Lighting | 0 | 0
Existing | CZ12 | cPVVG | Interior Equipment | 7305.91 | 0
Existing | CZ12 | cPVVG | Exterior Equipment | 0 | 0
Existing | CZ12 | cPVVG | Fans | 6571.16 | 0
Existing | CZ12 | cPVVG | Pumps | 0 | 0
Existing | CZ12 | cPVVG | Heat Rejection | 0 | 0
Existing | CZ12 | cPVVG | Humidification | 0 | 0
Existing | CZ12 | cPVVG | Heat Recovery | 0 | 0
Existing | CZ12 | cPVVG | Water Systems | 0 | 10990.64
Existing | CZ12 | cPVVG | Refrigeration | 0 | 0
Existing | CZ12 | cPVVG | Generators | 0 | 0
Existing | CZ12 | cPVVG | Total End Uses | 28805.65 | 20557.22
Existing | CZ13 | cPVVG | Heating | 0 | 7624.52
Existing | CZ13 | cPVVG | Cooling | 11050.38 | 0
Existing | CZ13 | cPVVG | Interior Lighting | 7411.28 | 0
Existing | CZ13 | cPVVG | Exterior Lighting | 0 | 0
Existing | CZ13 | cPVVG | Interior Equipment | 7305.91 | 0
Existing | CZ13 | cPVVG | Exterior Equipment | 0 | 0
Existing | CZ13 | cPVVG | Fans | 7911.86 | 0
Existing | CZ13 | cPVVG | Pumps | 0 | 0
Existing | CZ13 | cPVVG | Heat Rejection | 0 | 0
Existing | CZ13 | cPVVG | Humidification | 0 | 0
Existing | CZ13 | cPVVG | Heat Recovery | 0 | 0
Existing | CZ13 | cPVVG | Water Systems | 0 | 10468.49
Existing | CZ13 | cPVVG | Refrigeration | 0 | 0
Existing | CZ13 | cPVVG | Generators | 0 | 0
Existing | CZ13 | cPVVG | Total End Uses | 33679.43 | 18093.01
Existing | CZ14 | cPVVG | Heating | 0 | 4888.47
Existing | CZ14 | cPVVG | Cooling | 14206.05 | 0
Existing | CZ14 | cPVVG | Interior Lighting | 7411.28 | 0
Existing | CZ14 | cPVVG | Exterior Lighting | 0 | 0
Existing | CZ14 | cPVVG | Interior Equipment | 7305.91 | 0
Existing | CZ14 | cPVVG | Exterior Equipment | 0 | 0
Existing | CZ14 | cPVVG | Fans | 9083.6 | 0
Existing | CZ14 | cPVVG | Pumps | 0 | 0
Existing | CZ14 | cPVVG | Heat Rejection | 0 | 0
Existing | CZ14 | cPVVG | Humidification | 0 | 0
Existing | CZ14 | cPVVG | Heat Recovery | 0 | 0
Existing | CZ14 | cPVVG | Water Systems | 0 | 10022.26
Existing | CZ14 | cPVVG | Refrigeration | 0 | 0
Existing | CZ14 | cPVVG | Generators | 0 | 0
Existing | CZ14 | cPVVG | Total End Uses | 38006.84 | 14910.74
Existing | CZ15 | cPVVG | Heating | 0 | 1521.76
Existing | CZ15 | cPVVG | Cooling | 19752.12 | 0
Existing | CZ15 | cPVVG | Interior Lighting | 7411.28 | 0
Existing | CZ15 | cPVVG | Exterior Lighting | 0 | 0
Existing | CZ15 | cPVVG | Interior Equipment | 7305.91 | 0
Existing | CZ15 | cPVVG | Exterior Equipment | 0 | 0
Existing | CZ15 | cPVVG | Fans | 9429.22 | 0
Existing | CZ15 | cPVVG | Pumps | 0 | 0
Existing | CZ15 | cPVVG | Heat Rejection | 0 | 0
Existing | CZ15 | cPVVG | Humidification | 0 | 0
Existing | CZ15 | cPVVG | Heat Recovery | 0 | 0
Existing | CZ15 | cPVVG | Water Systems | 0 | 9121.71
Existing | CZ15 | cPVVG | Refrigeration | 0 | 0
Existing | CZ15 | cPVVG | Generators | 0 | 0
Existing | CZ15 | cPVVG | Total End Uses | 43898.53 | 10643.47
Existing | CZ16 | cPVVG | Heating | 0 | 15005.42
Existing | CZ16 | cPVVG | Cooling | 8365.34 | 0
Existing | CZ16 | cPVVG | Interior Lighting | 7411.28 | 0
Existing | CZ16 | cPVVG | Exterior Lighting | 0 | 0
Existing | CZ16 | cPVVG | Interior Equipment | 7305.91 | 0
Existing | CZ16 | cPVVG | Exterior Equipment | 0 | 0
Existing | CZ16 | cPVVG | Fans | 8275.73 | 0
Existing | CZ16 | cPVVG | Pumps | 0 | 0
Existing | CZ16 | cPVVG | Heat Rejection | 0 | 0
Existing | CZ16 | cPVVG | Humidification | 0 | 0
Existing | CZ16 | cPVVG | Heat Recovery | 0 | 0
Existing | CZ16 | cPVVG | Water Systems | 0 | 11489.83
Existing | CZ16 | cPVVG | Refrigeration | 0 | 0
Existing | CZ16 | cPVVG | Generators | 0 | 0
Existing | CZ16 | cPVVG | Total End Uses | 31358.27 | 26495.25
New Construction | CZ01 | cPVVG | Heating | 0 | 21761.05
New Construction | CZ01 | cPVVG | Cooling | 76.26 | 0
New Construction | CZ01 | cPVVG | Interior Lighting | 3386.36 | 0
New Construction | CZ01 | cPVVG | Exterior Lighting | 0 | 0
New Construction | CZ01 | cPVVG | Interior Equipment | 7305.91 | 0
New Construction | CZ01 | cPVVG | Exterior Equipment | 0 | 0
New Construction | CZ01 | cPVVG | Fans | 2412.65 | 0
New Construction | CZ01 | cPVVG | Pumps | 0 | 0
New Construction | CZ01 | cPVVG | Heat Rejection | 0 | 0
New Construction | CZ01 | cPVVG | Humidification | 0 | 0
New Construction | CZ01 | cPVVG | Heat Recovery | 0 | 0
New Construction | CZ01 | cPVVG | Water Systems | 0 | 12564.62
New Construction | CZ01 | cPVVG | Refrigeration | 0 | 0
New Construction | CZ01 | cPVVG | Generators | 0 | 0
New Construction | CZ01 | cPVVG | Total End Uses | 13181.19 | 34325.67
New Construction | CZ02 | cPVVG | Heating | 0 | 10815.22
New Construction | CZ02 | cPVVG | Cooling | 2041.39 | 0
New Construction | CZ02 | cPVVG | Interior Lighting | 3386.36 | 0
New Construction | CZ02 | cPVVG | Exterior Lighting | 0 | 0
New Construction | CZ02 | cPVVG | Interior Equipment | 7305.91 | 0
New Construction | CZ02 | cPVVG | Exterior Equipment | 0 | 0
New Construction | CZ02 | cPVVG | Fans | 3269.92 | 0
New Construction | CZ02 | cPVVG | Pumps | 0 | 0
New Construction | CZ02 | cPVVG | Heat Rejection | 0 | 0
New Construction | CZ02 | cPVVG | Humidification | 0 | 0
New Construction | CZ02 | cPVVG | Heat Recovery | 0 | 0
New Construction | CZ02 | cPVVG | Water Systems | 0 | 11694.98
New Construction | CZ02 | cPVVG | Refrigeration | 0 | 0
New Construction | CZ02 | cPVVG | Generators | 0 | 0
New Construction | CZ02 | cPVVG | Total End Uses | 16003.59 | 22510.2
New Construction | CZ03 | cPVVG | Heating | 0 | 9055.29
New Construction | CZ03 | cPVVG | Cooling | 1056.75 | 0
New Construction | CZ03 | cPVVG | Interior Lighting | 3386.36 | 0
New Construction | CZ03 | cPVVG | Exterior Lighting | 0 | 0
New Construction | CZ03 | cPVVG | Interior Equipment | 7305.91 | 0
New Construction | CZ03 | cPVVG | Exterior Equipment | 0 | 0
New Construction | CZ03 | cPVVG | Fans | 3121.33 | 0
New Construction | CZ03 | cPVVG | Pumps | 0 | 0
New Construction | CZ03 | cPVVG | Heat Rejection | 0 | 0
New Construction | CZ03 | cPVVG | Humidification | 0 | 0
New Construction | CZ03 | cPVVG | Heat Recovery | 0 | 0
New Construction | CZ03 | cPVVG | Water Systems | 0 | 11666.79
New Construction | CZ03 | cPVVG | Refrigeration | 0 | 0
New Construction | CZ03 | cPVVG | Generators | 0 | 0
New Construction | CZ03 | cPVVG | Total End Uses | 14870.36 | 20722.08
New Construction | CZ04 | cPVVG | Heating | 0 | 6777.53
New Construction | CZ04 | cPVVG | Cooling | 2558.29 | 0
New Construction | CZ04 | cPVVG | Interior Lighting | 3386.36 | 0
New Construction | CZ04 | cPVVG | Exterior Lighting | 0 | 0
New Construction | CZ04 | cPVVG | Interior Equipment | 7305.91 | 0
New Construction | CZ04 | cPVVG | Exterior Equipment | 0 | 0
New Construction | CZ04 | cPVVG | Fans | 3375.33 | 0
New Construction | CZ04 | cPVVG | Pumps | 0 | 0
New Construction | CZ04 | cPVVG | Heat Rejection | 0 | 0
New Construction | CZ04 | cPVVG | Humidification | 0 | 0
New Construction | CZ04 | cPVVG | Heat Recovery | 0 | 0
New Construction | CZ04 | cPVVG | Water Systems | 0 | 11324.03
New Construction | CZ04 | cPVVG | Refrigeration | 0 | 0
New Construction | CZ04 | cPVVG | Generators | 0 | 0
New Construction | CZ04 | cPVVG | Total End Uses | 16625.9 | 18101.56
New Construction | CZ05 | cPVVG | Heating | 0 | 8148.3
New Construction | CZ05 | cPVVG | Cooling | 1419.72 | 0
New Construction | CZ05 | cPVVG | Interior Lighting | 3386.36 | 0
New Construction | CZ05 | cPVVG | Exterior Lighting | 0 | 0
New Construction | CZ05 | cPVVG | Interior Equipment | 7305.91 | 0
New Construction | CZ05 | cPVVG | Exterior Equipment | 0 | 0
New Construction | CZ05 | cPVVG | Fans | 3128.53 | 0
New Construction | CZ05 | cPVVG | Pumps | 0 | 0
New Construction | CZ05 | cPVVG | Heat Rejection | 0 | 0
New Construction | CZ05 | cPVVG | Humidification | 0 | 0
New Construction | CZ05 | cPVVG | Heat Recovery | 0 | 0
New Construction | CZ05 | cPVVG | Water Systems | 0 | 11667.43
New Construction | CZ05 | cPVVG | Refrigeration | 0 | 0
New Construction | CZ05 | cPVVG | Generators | 0 | 0
New Construction | CZ05 | cPVVG | Total End Uses | 15240.52 | 19815.73
New Construction | CZ06 | cPVVG | Heating | 0 | 2583.32
New Construction | CZ06 | cPVVG | Cooling | 2720.06 | 0
New Construction | CZ06 | cPVVG | Interior Lighting | 3386.36 | 0
New Construction | CZ06 | cPVVG | Exterior Lighting | 0 | 0
New Construction | CZ06 | cPVVG | Interior Equipment | 7305.91 | 0
New Construction | CZ06 | cPVVG | Exterior Equipment | 0 | 0
New Construction | CZ06 | cPVVG | Fans | 3528.25 | 0
New Construction | CZ06 | cPVVG | Pumps | 0 | 0
New Construction | CZ06 | cPVVG | Heat Rejection | 0 | 0
New Construction | CZ06 | cPVVG | Humidification | 0 | 0
New Construction | CZ06 | cPVVG | Heat Recovery | 0 | 0
New Construction | CZ06 | cPVVG | Water Systems | 0 | 10906.35
New Construction | CZ06 | cPVVG | Refrigeration | 0 | 0
New Construction | CZ06 | cPVVG | Generators | 0 | 0
New Construction | CZ06 | cPVVG | Total End Uses | 16940.58 | 13489.66
New Construction | CZ07 | cPVVG | Heating | 0 | 2442.47
New Construction | CZ07 | cPVVG | Cooling | 3063.75 | 0
New Construction | CZ07 | cPVVG | Interior Lighting | 3386.36 | 0
New Construction | CZ07 | cPVVG | Exterior Lighting | 0 | 0
New Construction | CZ07 | cPVVG | Interior Equipment | 7305.91 | 0
New Construction | CZ07 | cPVVG | Exterior Equipment | 0 | 0
New Construction | CZ07 | cPVVG | Fans | 3517.14 | 0
New Construction | CZ07 | cPVVG | Pumps | 0 | 0
New Construction | CZ07 | cPVVG | Heat Rejection | 0 | 0
New Construction | CZ07 | cPVVG | Humidification | 0 | 0
New Construction | CZ07 | cPVVG | Heat Recovery | 0 | 0
New Construction | CZ07 | cPVVG | Water Systems | 0 | 10785.57
New Construction | CZ07 | cPVVG | Refrigeration | 0 | 0
New Construction | CZ07 | cPVVG | Generators | 0 | 0
New Construction | CZ07 | cPVVG | Total End Uses | 17273.16 | 13228.04
New Construction | CZ08 | cPVVG | Heating | 0 | 3053.88
New Construction | CZ08 | cPVVG | Cooling | 3862.42 | 0
New Construction | CZ08 | cPVVG | Interior Lighting | 3386.36 | 0
New Construction | CZ08 | cPVVG | Exterior Lighting | 0 | 0
New Construction | CZ08 | cPVVG | Interior Equipment | 7305.91 | 0
New Construction | CZ08 | cPVVG | Exterior Equipment | 0 | 0
New Construction | CZ08 | cPVVG | Fans | 3867.54 | 0
New Construction | CZ08 | cPVVG | Pumps | 0 | 0
New Construction | CZ08 | cPVVG | Heat Rejection | 0 | 0
New Construction | CZ08 | cPVVG | Humidification | 0 | 0
New Construction | CZ08 | cPVVG | Heat Recovery | 0 | 0
New Construction | CZ08 | cPVVG | Water Systems | 0 | 10771.02
New Construction | CZ08 | cPVVG | Refrigeration | 0 | 0
New Construction | CZ08 | cPVVG | Generators | 0 | 0
New Construction | CZ08 | cPVVG | Total End Uses | 18422.23 | 13824.9
New Construction | CZ09 | cPVVG | Heating | 0 | 2209.56
New Construction | CZ09 | cPVVG | Cooling | 4252.01 | 0
New Construction | CZ09 | cPVVG | Interior Lighting | 3386.36 | 0
New Construction | CZ09 | cPVVG | Exterior Lighting | 0 | 0
New Construction | CZ09 | cPVVG | Interior Equipment | 7305.91 | 0
New Construction | CZ09 | cPVVG | Exterior Equipment | 0 | 0
New Construction | CZ09 | cPVVG | Fans | 3720.77 | 0
New Construction | CZ09 | cPVVG | Pumps | 0 | 0
New Construction | CZ09 | cPVVG | Heat Rejection | 0 | 0
New Construction | CZ09 | cPVVG | Humidification | 0 | 0
New Construction | CZ09 | cPVVG | Heat Recovery | 0 | 0
New Construction | CZ09 | cPVVG | Water Systems | 0 | 10649.84
New Construction | CZ09 | cPVVG | Refrigeration | 0 | 0
New Construction | CZ09 | cPVVG | Generators | 0 | 0
New Construction | CZ09 | cPVVG | Total End Uses | 18665.05 | 12859.4
New Construction | CZ10 | cPVVG | Heating | 0 | 4304.88
New Construction | CZ10 | cPVVG | Cooling | 6126.04 | 0
New Construction | CZ10 | cPVVG | Interior Lighting | 3386.36 | 0
New Construction | CZ10 | cPVVG | Exterior Lighting | 0 | 0
New Construction | CZ10 | cPVVG | Interior Equipment | 7305.91 | 0
New Construction | CZ10 | cPVVG | Exterior Equipment | 0 | 0
New Construction | CZ10 | cPVVG | Fans | 4200.1 | 0
New Construction | CZ10 | cPVVG | Pumps | 0 | 0
New Construction | CZ10 | cPVVG | Heat Rejection | 0 | 0
New Construction | CZ10 | cPVVG | Humidification | 0 | 0
New Construction | CZ10 | cPVVG | Heat Recovery | 0 | 0
New Construction | CZ10 | cPVVG | Water Systems | 0 | 10551.61
New Construction | CZ10 | cPVVG | Refrigeration | 0 | 0
New Construction | CZ10 | cPVVG | Generators | 0 | 0
New Construction | CZ10 | cPVVG | Total End Uses | 21018.41 | 14856.5
New Construction | CZ11 | cPVVG | Heating | 0 | 9693.5
New Construction | CZ11 | cPVVG | Cooling | 6853.87 | 0
New Construction | CZ11 | cPVVG | Interior Lighting | 3386.36 | 0
New Construction | CZ11 | cPVVG | Exterior Lighting | 0 | 0
New Construction | CZ11 | cPVVG | Interior Equipment | 7305.91 | 0
New Construction | CZ11 | cPVVG | Exterior Equipment | 0 | 0
New Construction | CZ11 | cPVVG | Fans | 4534.65 | 0
New Construction | CZ11 | cPVVG | Pumps | 0 | 0
New Construction | CZ11 | cPVVG | Heat Rejection | 0 | 0
New Construction | CZ11 | cPVVG | Humidification | 0 | 0
New Construction | CZ11 | cPVVG | Heat Recovery | 0 | 0
New Construction | CZ11 | cPVVG | Water Systems | 0 | 10723.25
New Construction | CZ11 | cPVVG | Refrigeration | 0 | 0
New Construction | CZ11 | cPVVG | Generators | 0 | 0
New Construction | CZ11 | cPVVG | Total End Uses | 22080.79 | 20416.75
New Construction | CZ12 | cPVVG | Heating | 0 | 8867.75
New Construction | CZ12 | cPVVG | Cooling | 5390.88 | 0
New Construction | CZ12 | cPVVG | Interior Lighting | 3386.36 | 0
New Construction | CZ12 | cPVVG | Exterior Lighting | 0 | 0
New Construction | CZ12 | cPVVG | Interior Equipment | 7305.91 | 0
New Construction | CZ12 | cPVVG | Exterior Equipment | 0 | 0
New Construction | CZ12 | cPVVG | Fans | 4097.19 | 0
New Construction | CZ12 | cPVVG | Pumps | 0 | 0
New Construction | CZ12 | cPVVG | Heat Rejection | 0 | 0
New Construction | CZ12 | cPVVG | Humidification | 0 | 0
New Construction | CZ12 | cPVVG | Heat Recovery | 0 | 0
New Construction | CZ12 | cPVVG | Water Systems | 0 | 10988.71
New Construction | CZ12 | cPVVG | Refrigeration | 0 | 0
New Construction | CZ12 | cPVVG | Generators | 0 | 0
New Construction | CZ12 | cPVVG | Total End Uses | 20180.34 | 19856.46
New Construction | CZ13 | cPVVG | Heating | 0 | 7196.81
New Construction | CZ13 | cPVVG | Cooling | 7993.67 | 0
New Construction | CZ13 | cPVVG | Interior Lighting | 3386.36 | 0
New Construction | CZ13 | cPVVG | Exterior Lighting | 0 | 0
New Construction | CZ13 | cPVVG | Interior Equipment | 7305.91 | 0
New Construction | CZ13 | cPVVG | Exterior Equipment | 0 | 0
New Construction | CZ13 | cPVVG | Fans | 4935.29 | 0
New Construction | CZ13 | cPVVG | Pumps | 0 | 0
New Construction | CZ13 | cPVVG | Heat Rejection | 0 | 0
New Construction | CZ13 | cPVVG | Humidification | 0 | 0
New Construction | CZ13 | cPVVG | Heat Recovery | 0 | 0
New Construction | CZ13 | cPVVG | Water Systems | 0 | 10466.35
New Construction | CZ13 | cPVVG | Refrigeration | 0 | 0
New Construction | CZ13 | cPVVG | Generators | 0 | 0
New Construction | CZ13 | cPVVG | Total End Uses | 23621.23 | 17663.16
New Construction | CZ14 | cPVVG | Heating | 0 | 4934.43
New Construction | CZ14 | cPVVG | Cooling | 10497.27 | 0
New Construction | CZ14 | cPVVG | Interior Lighting | 3386.36 | 0
New Construction | CZ14 | cPVVG | Exterior Lighting | 0 | 0
New Construction | CZ14 | cPVVG | Interior Equipment | 7305.91 | 0
New Construction | CZ14 | cPVVG | Exterior Equipment | 0 | 0
New Construction | CZ14 | cPVVG | Fans | 5792.09 | 0
New Construction | CZ14 | cPVVG | Pumps | 0 | 0
New Construction | CZ14 | cPVVG | Heat Rejection | 0 | 0
New Construction | CZ14 | cPVVG | Humidification | 0 | 0
New Construction | CZ14 | cPVVG | Heat Recovery | 0 | 0
New Construction | CZ14 | cPVVG | Water Systems | 0 | 10020.08
New Construction | CZ14 | cPVVG | Refrigeration | 0 | 0
New Construction | CZ14 | cPVVG | Generators | 0 | 0
New Construction | CZ14 | cPVVG | Total End Uses | 26981.63 | 14954.51
New Construction | CZ15 | cPVVG | Heating | 0 | 1627.98
New Construction | CZ15 | cPVVG | Cooling | 14590.37 | 0
New Construction | CZ15 | cPVVG | Interior Lighting | 3386.36 | 0
New Construction | CZ15 | cPVVG | Exterior Lighting | 0 | 0
New Construction | CZ15 | cPVVG | Interior Equipment | 7305.91 | 0
New Construction | CZ15 | cPVVG | Exterior Equipment | 0 | 0
New Construction | CZ15 | cPVVG | Fans | 6062.11 | 0
New Construction | CZ15 | cPVVG | Pumps | 0 | 0
New Construction | CZ15 | cPVVG | Heat Rejection | 0 | 0
New Construction | CZ15 | cPVVG | Humidification | 0 | 0
New Construction | CZ15 | cPVVG | Heat Recovery | 0 | 0
New Construction | CZ15 | cPVVG | Water Systems | 0 | 9119.62
New Construction | CZ15 | cPVVG | Refrigeration | 0 | 0
New Construction | CZ15 | cPVVG | Generators | 0 | 0
New Construction | CZ15 | cPVVG | Total End Uses | 31344.75 | 10747.61
New Construction | CZ16 | cPVVG | Heating | 0 | 13347.96
New Construction | CZ16 | cPVVG | Cooling | 6199.52 | 0
New Construction | CZ16 | cPVVG | Interior Lighting | 3386.36 | 0
New Construction | CZ16 | cPVVG | Exterior Lighting | 0 | 0
New Construction | CZ16 | cPVVG | Interior Equipment | 7305.91 | 0
New Construction | CZ16 | cPVVG | Exterior Equipment | 0 | 0
New Construction | CZ16 | cPVVG | Fans | 5177.15 | 0
New Construction | CZ16 | cPVVG | Pumps | 0 | 0
New Construction | CZ16 | cPVVG | Heat Rejection | 0 | 0
New Construction | CZ16 | cPVVG | Humidification | 0 | 0
New Construction | CZ16 | cPVVG | Heat Recovery | 0 | 0
New Construction | CZ16 | cPVVG | Water Systems | 0 | 11487.87
New Construction | CZ16 | cPVVG | Refrigeration | 0 | 0
New Construction | CZ16 | cPVVG | Generators | 0 | 0
New Construction | CZ16 | cPVVG | Total End Uses | 22068.94 | 24835.82

## PV
PV - Education - Relocatable Classroom (NA)

## EV Charger
EV Charger - Education - Relocatable Classroom (NA)

## Raw_building (hidden)
Building Type | Building Category | Roof Type | Window Wall Ratio (%)
Education - Relocatable Classroom | Nonresidential | Flat Roof | 3.33

## Raw_windowdimensionsillheight (hidden)
Window Name | Width [ft] | Height [ft] | Sill Height [ft]
EL1 EAST WIN (G.1.E2.W1) | 4 | 4 | 3
EL1 EAST WIN (G.1.E2.W2) | 4 | 4 | 3
EL1 WEST WIN (G.1.E4.W1) | 4 | 4 | 3
EL1 WEST WIN (G.1.E4.W2) | 4 | 4 | 3

## Raw_shadinggeometry (hidden)
Shading Name | Width [ft] | Length [ft]
No Shading

## Raw_zonesummary (hidden)
Vintage | Space | Zone Name | Conditioned | Area (Excluding Plenums and CrawlSpace) (ft2) | Area (Including Plenums and CrawlSpace) (ft2) | Width (ft) | Length (ft) | Volume (ft3) | Multipliers | People (Persons/1000 ft2) | Lighting (Btu/h-ft2) | Plug Loads (Btu/h-ft2) | Outdoor Air Flow per Person (cfm/person) | Outdoor Air Flow per Zone Floor Area (cfm/ft2) | Zone Type | HVAC System Identifier | Schedule Identifier | Height (ft)
Existing | CLASSROOM EL1 SPC (G.1) | CLASSROOM EL1 SPC (G.1) | Yes | 961.29 | 961.29 | 40.06 | 24.02 | 8652.04 | 1 | 25 | 4.48 | 3.4117 | 0.0 | 0.38 | Classroom_class | Main | School | 9.0004
Existing | CRAWLSPACE EL1 CRS (G.1) | CRAWLSPACE EL1 CRS (G.1) | No | 0 | 961.29 | 40.06 | 24.02 | 2884.01 | 1 | 0 | 0 | 0 | - | - | Plenum | - | Plenum | 3.0001
Existing | PLENUM EL1 PLNM (G.2) | PLENUM EL1 PLNM (G.2) | No | 0 | 961.29 | 40.06 | 24.02 | 2884.01 | 1 | 0 | 0 | 0 | - | - | Plenum | - | Plenum | 3.0001
New Construction | CLASSROOM EL1 SPC (G.1) | CLASSROOM EL1 SPC (G.1) | Yes | 961.29 | 961.29 | 40.06 | 24.02 | 8652.04 | 1 | 25 | 2.047 | 3.4117 | 0.0 | 0.38 | Classroom_class | Main | School | 9.0004
New Construction | CRAWLSPACE EL1 CRS (G.1) | CRAWLSPACE EL1 CRS (G.1) | No | 0 | 961.29 | 40.06 | 24.02 | 2884.01 | 1 | 0 | 0 | 0 | - | - | Plenum | - | Plenum | 3.0001
New Construction | PLENUM EL1 PLNM (G.2) | PLENUM EL1 PLNM (G.2) | No | 0 | 961.29 | 40.06 | 24.02 | 2884.01 | 1 | 0 | 0 | 0 | - | - | Plenum | - | Plenum | 3.0001