## Geometry Summary (hidden)
Abbreviation | Building Type | Shape | Number of Floors | Aspect Ratio | Zone Height_1 | Zone Height_2 | Zone Height_3 | Plenum Height | Floor to Floor Height (feet) | Floor to Ceiling Height (feet)
Asm | Assembly | #VALUE! | 1 | 1 | 12.0006 | na | na | 3.0001 | 12.0006 | 15.0007
ECC | Education - Community College | #VALUE! | 3 | 5.7 | 9.0004 | 13.0006 | na | 4.0002 | 9 / 13 | 13 / 17
EPr | Education - Primary School | #VALUE! | 1 | 2 | 9.0004 | 12.0006 | na | 3.0001 | 9 / 12 | 12 / 15
ERC | Education - Relocatable Classroom | #VALUE! | 1 | 1.7 | 9.0004 | na | na | 3.0001 | 9.0004 | 12.0006
ESe | Education - Secondary School | #VALUE! | 2 | 2.5/1.0 | 9.0004 | 13.0006 | na | 4.0002 | 9 / 13 | 13 / 17
EUn | Education - University | #VALUE! | 4 | 2.0/15.0 | 10.0005 | 9.0004 | 14.0007 | 4.0002 | 9 / 10 / 14 | 13 / 14 / 18
Fin | Financial buildings, incl. banks | #VALUE! | 1 | 1 | 11.0005 | na | na | na | 11.0005 | 11.0005
Gro | Grocery | #VALUE! | 1 | 1 | 25.0012 | na | na | na | 25.0012 | 25.0012
Hsp | Health/Medical - Hospital | #VALUE! | 3 | 1 | 10.007 | 12.9927 | na | 2.9857 | 10 / 13 | 13 / 16
Htl | Lodging - Hotel | #VALUE! | 4 | 6.6 | 8.0004 | 10.5005 | na | 1.5001 | 8 / 11 | 10 / 12
Lib | Libraries | #VALUE! | 1 | 1 | 13.0006 | na | na | na | 13.0006 | 13.0006
MBT | Manufacturing Biotech | #VALUE! | 1 | 6 | 9.0004 | na | na | 6.0003 | 9.0004 | 15.0008
MLI | Manufacturing Light Industrial | #VALUE! | 1 | 1 | 35.0017 | na | na | na | 35.0017 | 35.0017
Mtl | Lodging - Motel | #VALUE! | 2 | 5.1 | 9.0004 | na | na | na | 9.0004 | 9.0004
Nrs | Health/Medical - Nursing Home | #VALUE! | 2 | 10.3 | 12.9986 | 9.0005 | na | 4.0055 | 9 / 13 | 13 / 17
OfL | Office - Large | #VALUE! | 3 | 1.5 | 9.0004 | na | na | 3.0001 | 9.0004 | 12.0006
OfS | Office - Small | #VALUE! | 2 | 1.5 | 9.0004 | na | na | 3.0001 | 9.0004 | 12.0006
Rel | Religious assembly buildings | #VALUE! | 1 | 2.5 | 37.5018 | 15.0007 | na | na | 38 / 15 | 38 / 15
RFF | Restaurant - Fast-Food | #VALUE! | 1 | 1 | 10.0005 | na | na | 3.0002 | 10.0005 | 13.0007
RSD | Restaurant - Sit-Down | #VALUE! | 1 | 1 | 10.0005 | na | na | 3.0001 | 10.0005 | 13.0006
Rt3 | Retail - Multistory Large | #VALUE! | 3 | 1 | 15.0007 | na | na | 5.8002 | 15.0007 | 20.8009
RtL | Retail - Single-Story Large | #VALUE! | 1 | 1 | 20.501 | na | na | na | 20.501 | 20.501
RtS | Retail - Small | #VALUE! | 1 | 1 | 10.0005 | na | na | 2.0001 | 10.0005 | 12.0006
SCn | Storage - Conditioned | #VALUE! | 1 | 1 | 48.0023 | na | na | na | 48.0023 | 48.0023
SUn | Storage - Unconditioned | #VALUE! | 1 | 1 | 48.0023 | na | na | na | 48.0023 | 48.0023
WRf | Warehouse - Refrigerated | #VALUE! | 1 | 1 | 48.0023 | na | na | na | 48.0023 | 48.0023

## Prototype
TRC, Updated Febuary 2026
Education - University
Characteristic | Value
Building Type | Education - University
Building Category | Nonresidential
Vintages | Two vintages: Existing and New Construction
Shape | #VALUE!
Total Floor Area (ft²) | 474973.73
Aspect Ratio | 2.0/15.0
Number of Floors | 4
Roof Type | Flat Roof
Gross Window to Wall Ratio (%) | 30.89
Shading Geometry | No Shading
Floor to Floor Height (feet) | 9 / 10 / 14
Floor to Ceiling Height (feet) | 13 / 14 / 18
Glazing Sill Height (feet) | 3

## Notes
Prototype Overview
Name | Description
Asm | Assembly
ECC | Education - Community College
EPr | Education - Primary School
ERC | Education - Relocatable Classroom
ESe | Education - Secondary School
EUn | Education - University
Fin | Financial buildings, incl. banks
Gro | Grocery
Hsp | Health/Medical - Hospital
Htl | Lodging - Hotel
Lib | Libraries
MBT | Manufacturing Biotech
MLI | Manufacturing Light Industrial
Mtl | Lodging - Motel
Nrs | Health/Medical - Nursing Home
OfL | Office - Large
OfS | Office - Small
Rel | Religious assembly buildings
RFF | Restaurant - Fast-Food
RSD | Restaurant - Sit-Down
Rt3 | Retail - Multistory Large
RtL | Retail - Single-Story Large
RtS | Retail - Small
SCn | Storage - Conditioned
SUn | Storage - Unconditioned
WRf | Warehouse - Refrigerated
Vintages
Existing | Weighted average of Title 24 requirements based on vintages from 1975 to 2022
New Construction | Title 24 2025
Run Begin Day
Begin Month | Begin Day of Month | Day of Week for Start Day
1 | 1 | Sunday
Special Days
Name | Start Date | Duration (days) | Special Day Type
New Years Day | January 1 | 1 | Holiday
Veterans Day | November 11 | 1 | Holiday
Christmas | December 25 | 1 | Holiday
Independence Day | July 4 | 1 | Holiday
MLK Day | 3rd Monday in January | 1 | Holiday
Presidents Day | 3rd Monday in February | 1 | Holiday
Memorial Day | Last Monday in May | 1 | Holiday
Labor Day | 1st Monday in September | 1 | Holiday
Columbus Day | 2nd Monday in October | 1 | Holiday
Thanksgiving | 4th Thursday in November | 1 | Holiday

## Raw_runbeginday (hidden)
Begin Month | Begin Day of Month | Day of Week for Start Day
1 | 1 | Sunday

## Raw_specialdays (hidden)
Name | Start Day | Duration | Special Day Type
New Years Day | January 1 | 1 | Holiday
Veterans Day | November 11 | 1 | Holiday
Christmas | December 25 | 1 | Holiday
Independence Day | July 4 | 1 | Holiday
MLK Day | 3rd Monday in January | 1 | Holiday
Presidents Day | 3rd Monday in February | 1 | Holiday
Memorial Day | Last Monday in May | 1 | Holiday
Labor Day | 1st Monday in September | 1 | Holiday
Columbus Day | 2nd Monday in October | 1 | Holiday
Thanksgiving | 4th Thursday in November | 1 | Holiday

## Climate Zone
Climate Zones - All Prototypes
Climate Zone | Representative City | Weather File Name
CZ01 | Eureka | CA_EUREKA_725940S_CZ2022.epw
CZ02 | Napa | CA_NAPA-CO_724955S_CZ2022.epw
CZ03 | Oakland | CA_OAKLAND-METRO-AP_724930S_CZ2022.epw
CZ04 | San Jose | CA_SAN-JOSE-IAP_724945S_CZ2022.epw
CZ05 | Santa Maria | CA_SANTA-MARIA-PUBLIC-AP_723940S_CZ2022.epw
CZ06 | Los Angeles | CA_LOS-ANGELES-IAP_722950S_CZ2022.epw
CZ07 | San Diego-Lindbergh | CA_SAN-DIEGO-LINDBERGH-FLD_722900S_CZ2022.epw
CZ08 | Long Beach-Daugherty | CA_LONG-BEACH-DAUGHERTY-FLD_722970S_CZ2022.epw
CZ09 | Los Angeles | CA_LOS-ANGELES-DOWNTOWN-USC_722874S_CZ2022.epw
CZ10 | Riverside | CA_RIVERSIDE-MUNI_722869S_CZ2022.epw
CZ11 | Red Bluff | CA_RED-BLUFF-MUNI-AP_725910S_CZ2022.epw
CZ12 | Stockton | CA_STOCKTON-METRO-AP_724920S_CZ2022.epw
CZ13 | Fresno Yosemite | CA_FRESNO-YOSEMITE-IAP_723890S_CZ2022.epw
CZ14 | Daggett Barstow | CA_DAGGETT-BARSTOW-AP_723815S_CZ2022.epw
CZ15 | El Centro | CA_EL-CENTRO-NAF_722810S_CZ2022.epw
CZ16 | Bishop | CA_BISHOP-AP_724800S_CZ2022.epw
Source: California Energy Commission, https://cecgis-caenergy.opendata.arcgis.com/datasets/CAEnergy::california-building-climate-zones/about

## Zones
Zone Summary - Education - University
Space | Zone Name | Conditioned [Y/N] | Zone Type | HVAC System Identifier (Main/Alternative/Customized) | Schedule Identifier | Area Fraction | Area (Excluding Plenums and Crawl Space) (ft²) | Volume (ft³) | Multipliers | People (Persons/1,000 ft²) | Note
CLASSROOM E2 NORTH PERIM (G.N3) | CLASSROOM E2 NORTH PERIM (G.N3) | Yes | Classroom_class | Main | School | 1.219% | 5792.18 | 57924.65 | 1 | 25
CLASSROOM E2 SOUTH PERIM (G.S2) | CLASSROOM E2 SOUTH PERIM (G.S2) | Yes | Classroom_class | Main | School | 1.211% | 5753.06 | 57533.42 | 1 | 25
CLASSROOM E2 WEST PERIM (G.W1) | CLASSROOM E2 WEST PERIM (G.W1) | Yes | Classroom_class | Main | School | 6.597% | 31334.24 | 313357.7 | 1 | 25
CLASSROOM E4 EAST PERIM (G.E2) | CLASSROOM E4 EAST PERIM (G.E2) | Yes | Classroom_class | Main | Office | 1.223% | 5808.57 | 58088.5 | 1 | 25
CLASSROOM E4 EAST PERIM (M.E14) | CLASSROOM E4 EAST PERIM (M.E14) | Yes | Classroom_class | Main | Office | 1.223% | 5808.57 | 58088.5 | 1 | 25
CLASSROOM E4 EAST PERIM (T.E26) | CLASSROOM E4 EAST PERIM (T.E26) | Yes | Classroom_class | Main | Office | 1.223% | 5808.57 | 58088.5 | 1 | 25
CLASSROOM E4 NORTH PERIM (G.N3) | CLASSROOM E4 NORTH PERIM (G.N3) | Yes | Classroom_class | Main | Office | 2.635% | 12517.22 | 125178.32 | 1 | 25
CLASSROOM E4 NORTH PERIM (M.N15) | CLASSROOM E4 NORTH PERIM (M.N15) | Yes | Classroom_class | Main | Office | 2.635% | 12517.22 | 125178.32 | 1 | 25
CLASSROOM E4 NORTH PERIM (T.N27) | CLASSROOM E4 NORTH PERIM (T.N27) | Yes | Classroom_class | Main | Office | 2.635% | 12517.22 | 125178.32 | 1 | 25
CLASSROOM E4 SOUTH PERIM (G.S1) | CLASSROOM E4 SOUTH PERIM (G.S1) | Yes | Classroom_class | Main | Office | 2.635% | 12517.22 | 125178.32 | 1 | 25
CLASSROOM E4 SOUTH PERIM (M.S13) | CLASSROOM E4 SOUTH PERIM (M.S13) | Yes | Classroom_class | Main | Office | 2.635% | 12517.22 | 125178.32 | 1 | 25
CLASSROOM E4 SOUTH PERIM (T.S25) | CLASSROOM E4 SOUTH PERIM (T.S25) | Yes | Classroom_class | Main | Office | 2.635% | 12517.22 | 125178.32 | 1 | 25
CLASSROOM E4 WEST PERIM (G.W4) | CLASSROOM E4 WEST PERIM (G.W4) | Yes | Classroom_class | Main | Office | 1.223% | 5808.57 | 58088.5 | 1 | 25
CLASSROOM E4 WEST PERIM (M.W16) | CLASSROOM E4 WEST PERIM (M.W16) | Yes | Classroom_class | Main | Office | 1.223% | 5808.57 | 58088.5 | 1 | 25
CLASSROOM E4 WEST PERIM (T.W28) | CLASSROOM E4 WEST PERIM (T.W28) | Yes | Classroom_class | Main | Office | 1.223% | 5808.57 | 58088.5 | 1 | 25
COMPUTER E4 CORE (G.C5) | COMPUTER E4 CORE (G.C5) | Yes | Computer | Customized | Computer room | 1.334% | 6335.23 | 63355.36 | 1 | 1.5
COMPUTER E4 CORE (M.C17) | COMPUTER E4 CORE (M.C17) | Yes | Computer | Customized | Computer room | 1.334% | 6335.23 | 63355.36 | 1 | 1.5
COMPUTER E4 CORE (T.C29) | COMPUTER E4 CORE (T.C29) | Yes | Computer | Customized | Computer room | 1.334% | 6335.23 | 63355.36 | 1 | 1.5
CORRIDOR E9 CORE (G.C3) | CORRIDOR E9 CORE (G.C3) | Yes | Corridor | Main | Office | 0.7891% | 3747.95 | 33733.18 | 1 | 5
CORRIDOR E9 CORE (M.C6) | CORRIDOR E9 CORE (M.C6) | Yes | Corridor | Main | Office | 0.7891% | 3747.95 | 33733.18 | 1 | 5
CORRIDOR E9 CORE (T.C9) | CORRIDOR E9 CORE (T.C9) | Yes | Corridor | Main | Office | 0.7891% | 3747.95 | 33733.18 | 1 | 5
DINING E3 SOUTH PERIM (G.S1) | DINING E3 SOUTH PERIM (G.S1) | Yes | Dining_fast | Main | School | 2.503% | 11890.14 | 166470.1 | 1 | 33.33
DORM E9 NORTH PERIM (G.N1) | DORM E9 NORTH PERIM (G.N1) | Yes | Guestroom | Alternative | ResidentialLiving | 2.236% | 10619.19 | 95577.33 | 1 | 2.5
DORM E9 NORTH PERIM (M.N4) | DORM E9 NORTH PERIM (M.N4) | Yes | Guestroom | Alternative | ResidentialLiving | 2.236% | 10619.19 | 95577.33 | 1 | 2.5
DORM E9 NORTH PERIM (T.N7) | DORM E9 NORTH PERIM (T.N7) | Yes | Guestroom | Alternative | ResidentialLiving | 2.236% | 10619.19 | 95577.33 | 1 | 2.5
DORM E9 SOUTH PERIM (G.S2) | DORM E9 SOUTH PERIM (G.S2) | Yes | Guestroom | Alternative | ResidentialLiving | 2.236% | 10619.19 | 95577.33 | 1 | 2.5
DORM E9 SOUTH PERIM (M.S5) | DORM E9 SOUTH PERIM (M.S5) | Yes | Guestroom | Alternative | ResidentialLiving | 2.236% | 10619.19 | 95577.33 | 1 | 2.5
DORM E9 SOUTH PERIM (T.S8) | DORM E9 SOUTH PERIM (T.S8) | Yes | Guestroom | Alternative | ResidentialLiving | 2.236% | 10619.19 | 95577.33 | 1 | 2.5
E1 WEST PERIM PLNM (G.W2) | E1 WEST PERIM PLNM (G.W2) | No | Plenum | - | Plenum | 0% | 0 | 160031.59 | 1 | 0
E2 NORTH PERIM PLNM (G.N6) | E2 NORTH PERIM PLNM (G.N6) | No | Plenum | - | Plenum | 0% | 0 | 23169.86 | 1 | 0
E2 SOUTH PERIM PLNM (G.S5) | E2 SOUTH PERIM PLNM (G.S5) | No | Plenum | - | Plenum | 0% | 0 | 23013.37 | 1 | 0
E2 WEST PERIM PLNM (G.W4) | E2 WEST PERIM PLNM (G.W4) | No | Plenum | - | Plenum | 0% | 0 | 125343.08 | 1 | 0
E4 CORE PLNM (G.C11) | E4 CORE PLNM (G.C11) | No | Plenum | - | Plenum | 0% | 0 | 25342.14 | 1 | 0
E4 CORE PLNM (G.C12) | E4 CORE PLNM (G.C12) | No | Plenum | - | Plenum | 0% | 0 | 228078.63 | 1 | 0
E4 CORE PLNM (M.C23) | E4 CORE PLNM (M.C23) | No | Plenum | - | Plenum | 0% | 0 | 25342.14 | 1 | 0
E4 CORE PLNM (M.C24) | E4 CORE PLNM (M.C24) | No | Plenum | - | Plenum | 0% | 0 | 228078.63 | 1 | 0
E4 CORE PLNM (T.C35) | E4 CORE PLNM (T.C35) | No | Plenum | - | Plenum | 0% | 0 | 25342.14 | 1 | 0
E4 CORE PLNM (T.C36) | E4 CORE PLNM (T.C36) | No | Plenum | - | Plenum | 0% | 0 | 228078.63 | 1 | 0
E4 EAST PERIM PLNM (G.E8) | E4 EAST PERIM PLNM (G.E8) | No | Plenum | - | Plenum | 0% | 0 | 23235.4 | 1 | 0
E4 EAST PERIM PLNM (M.E20) | E4 EAST PERIM PLNM (M.E20) | No | Plenum | - | Plenum | 0% | 0 | 23235.4 | 1 | 0
E4 EAST PERIM PLNM (T.E32) | E4 EAST PERIM PLNM (T.E32) | No | Plenum | - | Plenum | 0% | 0 | 23235.4 | 1 | 0
E4 NORTH PERIM PLNM (G.N9) | E4 NORTH PERIM PLNM (G.N9) | No | Plenum | - | Plenum | 0% | 0 | 50071.33 | 1 | 0
E4 NORTH PERIM PLNM (M.N21) | E4 NORTH PERIM PLNM (M.N21) | No | Plenum | - | Plenum | 0% | 0 | 50071.33 | 1 | 0
E4 NORTH PERIM PLNM (T.N33) | E4 NORTH PERIM PLNM (T.N33) | No | Plenum | - | Plenum | 0% | 0 | 50071.33 | 1 | 0
E4 SOUTH PERIM PLNM (G.S7) | E4 SOUTH PERIM PLNM (G.S7) | No | Plenum | - | Plenum | 0% | 0 | 50071.33 | 1 | 0
E4 SOUTH PERIM PLNM (M.S19) | E4 SOUTH PERIM PLNM (M.S19) | No | Plenum | - | Plenum | 0% | 0 | 50071.33 | 1 | 0
E4 SOUTH PERIM PLNM (T.S31) | E4 SOUTH PERIM PLNM (T.S31) | No | Plenum | - | Plenum | 0% | 0 | 50071.33 | 1 | 0
E4 WEST PERIM PLNM (G.W10) | E4 WEST PERIM PLNM (G.W10) | No | Plenum | - | Plenum | 0% | 0 | 23235.4 | 1 | 0
E4 WEST PERIM PLNM (M.W22) | E4 WEST PERIM PLNM (M.W22) | No | Plenum | - | Plenum | 0% | 0 | 23235.4 | 1 | 0
E4 WEST PERIM PLNM (T.W34) | E4 WEST PERIM PLNM (T.W34) | No | Plenum | - | Plenum | 0% | 0 | 23235.4 | 1 | 0
KITCHEN E3 NORTH PERIM (G.N2) | KITCHEN E3 NORTH PERIM (G.N2) | Yes | Kitchen | Customized | Kitchen | 1.101% | 5228.11 | 73197.11 | 1 | 2.5
MAINTENANCE E1 WEST PERIM (G.W1) | MAINTENANCE E1 WEST PERIM (G.W1) | Yes | Industrial_low | Main | School | 8.423% | 40005.94 | 400078.97 | 1 | 5
OFFICE E4 CORE (G.C6) | OFFICE E4 CORE (G.C6) | Yes | Office | Main | Office | 12% | 57016.88 | 570196.59 | 1 | 5
OFFICE E4 CORE (M.C18) | OFFICE E4 CORE (M.C18) | Yes | Office | Main | Office | 12% | 57016.88 | 570196.59 | 1 | 5
OFFICE E4 CORE (T.C30) | OFFICE E4 CORE (T.C30) | Yes | Office | Main | Office | 12% | 57016.88 | 570196.59 | 1 | 5
Total (55 Space) | Total (55 Space) | Total (33 Conditioned zones, 22 Unconditioned Zones) |  |  |  |  | 474973.73

## Envelope
Envelope - Education - University
Element | Prototype | Assembly Type | Construction | Unit | Vintage | Selected T24 | Note | CZ01 | CZ02 | CZ03 | CZ04 | CZ05 | CZ06 | CZ07 | CZ08 | CZ09 | CZ10 | CZ11 | CZ12 | CZ13 | CZ14 | CZ15 | CZ16
External Wall | Education - University | - | Stucco+Wall Continuous Insulation+Gypsum 5/8in | U-value IP | Existing | Weighted average |  | 0.185 | 0.179 | 0.185 | 0.178 | 0.178 | 0.18 | 0.174 | 0.176 | 0.176 | 0.15 | 0.171 | 0.171 | 0.168 | 0.161 | 0.153 | 0.162
External Wall | Education - University | - | Stucco+Wall Continuous Insulation+Gypsum 5/8in | U-value IP | New Construction | 2025 |  | 0.063 | 0.058 | 0.076 | 0.058 | 0.058 | 0.063 | 0.063 | 0.058 | 0.058 | 0.058 | 0.058 | 0.058 | 0.058 | 0.058 | 0.058 | 0.058
Roof | Education - University | - | Roof Membrane+Roof Continuous Insulation+Metal Decking | U-value IP | Existing | Weighted average |  | 0.062 | 0.061 | 0.062 | 0.061 | 0.061 | 0.065 | 0.065 | 0.065 | 0.065 | 0.062 | 0.061 | 0.061 | 0.06 | 0.06 | 0.059 | 0.06
Roof | Education - University | - | Roof Membrane+Roof Continuous Insulation+Metal Decking | U-value IP | New Construction | 2025 |  | 0.039 | 0.039 | 0.039 | 0.039 | 0.039 | 0.039 | 0.039 | 0.039 | 0.039 | 0.039 | 0.039 | 0.039 | 0.039 | 0.039 | 0.039 | 0.039
Windows | Education - University | - | Theoretical Glazing | U-value IP | Existing | Weighted average |  | 1.024 | 1.078 | 1.131 | 1.108 | 1.109 | 1.115 | 1.075 | 1.114 | 1.112 | 0.875 | 0.942 | 0.94 | 0.929 | 0.886 | 0.831 | 0.885
Windows | Education - University | - | Theoretical Glazing | U-value IP | New Construction | 2025 |  | 0.36 | 0.36 | 0.36 | 0.36 | 0.36 | 0.36 | 0.36 | 0.36 | 0.34 | 0.36 | 0.34 | 0.34 | 0.34 | 0.34 | 0.34 | 0.36
Windows | Education - University | - | Theoretical Glazing | SHGC | Existing | Weighted average |  | 0.70708 | 0.70715 | 0.73753 | 0.71836 | 0.75308 | 0.7254 | 0.72673 | 0.7241 | 0.72365 | 0.5734 | 0.64366 | 0.64394 | 0.6358 | 0.60724 | 0.57129 | 0.62767
Windows | Education - University | - | Theoretical Glazing | SHGC | New Construction | 2025 |  | 0.25 | 0.25 | 0.25 | 0.25 | 0.25 | 0.25 | 0.25 | 0.25 | 0.22 | 0.25 | 0.22 | 0.22 | 0.22 | 0.22 | 0.22 | 0.25
Windows | Education - University | - | Theoretical Glazing | Visible Transmittance | Existing | Weighted average |  | 0.26089 | 0.26141 | 0.26004 | 0.26231 | 0.26223 | 0.26197 | 0.26576 | 0.26213 | 0.26228 | 0.27816 | 0.26665 | 0.26607 | 0.26793 | 0.27125 | 0.27583 | 0.27139
Windows | Education - University | - | Theoretical Glazing | Visible Transmittance | New Construction | 2025 |  | 0.42 | 0.42 | 0.42 | 0.42 | 0.42 | 0.42 | 0.42 | 0.42 | 0.42 | 0.42 | 0.42 | 0.42 | 0.42 | 0.42 | 0.42 | 0.42
Infiltration - Education - University
|  |  |  | Element | Unit | Vintage | Note | CZ01 | CZ02 | CZ03 | CZ04 | CZ05 | CZ06 | CZ07 | CZ08 | CZ09 | CZ10 | CZ11 | CZ12 | CZ13 | CZ14 | CZ15 | CZ16
|  |  |  | Infiltration Rate | CFM/ft2 | Existing | Infiltration rate is flow rate per exterior surface area at 10 mph wind speed, modeled proportionally to wind speed. | 0.044801 | 0.044801 | 0.044801 | 0.044801 | 0.044801 | 0.044801 | 0.044801 | 0.044801 | 0.044801 | 0.044801 | 0.044801 | 0.044801 | 0.044801 | 0.044801 | 0.044801 | 0.044801
[6 empty] | New Construction |  | 0.044801 | 0.044801 | 0.044801 | 0.044801 | 0.044801 | 0.044801 | 0.044801 | 0.044801 | 0.044801 | 0.044801 | 0.044801 | 0.044801 | 0.044801 | 0.044801 | 0.044801 | 0.044801

## Raw_envelope (hidden)
Climate Zone | Vintage | Exterior Roof Layers | Roof U-Value [Btu/h-ft2-F] | Exterior Wall Layers | Wall U-Value [Btu/h-ft2-F] | Exterior Window Layers | Window U-Value [Btu/h-ft2-F] | Window SHGC | Window VT
CZ01 | Existing | Roof Membrane+Roof Continuous Insulation+Metal Decking | 0.062 | Stucco+Wall Continuous Insulation+Gypsum 5/8in | 0.185 | Theoretical Glazing | 1.024 | 0.70708 | 0.26089
CZ02 | Existing | Roof Membrane+Roof Continuous Insulation+Metal Decking | 0.061 | Stucco+Wall Continuous Insulation+Gypsum 5/8in | 0.179 | Theoretical Glazing | 1.078 | 0.70715 | 0.26141
CZ03 | Existing | Roof Membrane+Roof Continuous Insulation+Metal Decking | 0.062 | Stucco+Wall Continuous Insulation+Gypsum 5/8in | 0.185 | Theoretical Glazing | 1.131 | 0.73753 | 0.26004
CZ04 | Existing | Roof Membrane+Roof Continuous Insulation+Metal Decking | 0.061 | Stucco+Wall Continuous Insulation+Gypsum 5/8in | 0.178 | Theoretical Glazing | 1.108 | 0.71836 | 0.26231
CZ05 | Existing | Roof Membrane+Roof Continuous Insulation+Metal Decking | 0.061 | Stucco+Wall Continuous Insulation+Gypsum 5/8in | 0.178 | Theoretical Glazing | 1.109 | 0.75308 | 0.26223
CZ06 | Existing | Roof Membrane+Roof Continuous Insulation+Metal Decking | 0.065 | Stucco+Wall Continuous Insulation+Gypsum 5/8in | 0.18 | Theoretical Glazing | 1.115 | 0.7254 | 0.26197
CZ07 | Existing | Roof Membrane+Roof Continuous Insulation+Metal Decking | 0.065 | Stucco+Wall Continuous Insulation+Gypsum 5/8in | 0.174 | Theoretical Glazing | 1.075 | 0.72673 | 0.26576
CZ08 | Existing | Roof Membrane+Roof Continuous Insulation+Metal Decking | 0.065 | Stucco+Wall Continuous Insulation+Gypsum 5/8in | 0.176 | Theoretical Glazing | 1.114 | 0.7241 | 0.26213
CZ09 | Existing | Roof Membrane+Roof Continuous Insulation+Metal Decking | 0.065 | Stucco+Wall Continuous Insulation+Gypsum 5/8in | 0.176 | Theoretical Glazing | 1.112 | 0.72365 | 0.26228
CZ10 | Existing | Roof Membrane+Roof Continuous Insulation+Metal Decking | 0.062 | Stucco+Wall Continuous Insulation+Gypsum 5/8in | 0.15 | Theoretical Glazing | 0.875 | 0.5734 | 0.27816
CZ11 | Existing | Roof Membrane+Roof Continuous Insulation+Metal Decking | 0.061 | Stucco+Wall Continuous Insulation+Gypsum 5/8in | 0.171 | Theoretical Glazing | 0.942 | 0.64366 | 0.26665
CZ12 | Existing | Roof Membrane+Roof Continuous Insulation+Metal Decking | 0.061 | Stucco+Wall Continuous Insulation+Gypsum 5/8in | 0.171 | Theoretical Glazing | 0.94 | 0.64394 | 0.26607
CZ13 | Existing | Roof Membrane+Roof Continuous Insulation+Metal Decking | 0.06 | Stucco+Wall Continuous Insulation+Gypsum 5/8in | 0.168 | Theoretical Glazing | 0.929 | 0.6358 | 0.26793
CZ14 | Existing | Roof Membrane+Roof Continuous Insulation+Metal Decking | 0.06 | Stucco+Wall Continuous Insulation+Gypsum 5/8in | 0.161 | Theoretical Glazing | 0.886 | 0.60724 | 0.27125
CZ15 | Existing | Roof Membrane+Roof Continuous Insulation+Metal Decking | 0.059 | Stucco+Wall Continuous Insulation+Gypsum 5/8in | 0.153 | Theoretical Glazing | 0.831 | 0.57129 | 0.27583
CZ16 | Existing | Roof Membrane+Roof Continuous Insulation+Metal Decking | 0.06 | Stucco+Wall Continuous Insulation+Gypsum 5/8in | 0.162 | Theoretical Glazing | 0.885 | 0.62767 | 0.27139
CZ01 | New Construction | Roof Membrane+Roof Continuous Insulation+Metal Decking | 0.039 | Stucco+Wall Continuous Insulation+Gypsum 5/8in | 0.063 | Theoretical Glazing | 0.36 | 0.25 | 0.42
CZ02 | New Construction | Roof Membrane+Roof Continuous Insulation+Metal Decking | 0.039 | Stucco+Wall Continuous Insulation+Gypsum 5/8in | 0.058 | Theoretical Glazing | 0.36 | 0.25 | 0.42
CZ03 | New Construction | Roof Membrane+Roof Continuous Insulation+Metal Decking | 0.039 | Stucco+Wall Continuous Insulation+Gypsum 5/8in | 0.076 | Theoretical Glazing | 0.36 | 0.25 | 0.42
CZ04 | New Construction | Roof Membrane+Roof Continuous Insulation+Metal Decking | 0.039 | Stucco+Wall Continuous Insulation+Gypsum 5/8in | 0.058 | Theoretical Glazing | 0.36 | 0.25 | 0.42
CZ05 | New Construction | Roof Membrane+Roof Continuous Insulation+Metal Decking | 0.039 | Stucco+Wall Continuous Insulation+Gypsum 5/8in | 0.058 | Theoretical Glazing | 0.36 | 0.25 | 0.42
CZ06 | New Construction | Roof Membrane+Roof Continuous Insulation+Metal Decking | 0.039 | Stucco+Wall Continuous Insulation+Gypsum 5/8in | 0.063 | Theoretical Glazing | 0.36 | 0.25 | 0.42
CZ07 | New Construction | Roof Membrane+Roof Continuous Insulation+Metal Decking | 0.039 | Stucco+Wall Continuous Insulation+Gypsum 5/8in | 0.063 | Theoretical Glazing | 0.36 | 0.25 | 0.42
CZ08 | New Construction | Roof Membrane+Roof Continuous Insulation+Metal Decking | 0.039 | Stucco+Wall Continuous Insulation+Gypsum 5/8in | 0.058 | Theoretical Glazing | 0.36 | 0.25 | 0.42
CZ09 | New Construction | Roof Membrane+Roof Continuous Insulation+Metal Decking | 0.039 | Stucco+Wall Continuous Insulation+Gypsum 5/8in | 0.058 | Theoretical Glazing | 0.34 | 0.22 | 0.42
CZ10 | New Construction | Roof Membrane+Roof Continuous Insulation+Metal Decking | 0.039 | Stucco+Wall Continuous Insulation+Gypsum 5/8in | 0.058 | Theoretical Glazing | 0.36 | 0.25 | 0.42
CZ11 | New Construction | Roof Membrane+Roof Continuous Insulation+Metal Decking | 0.039 | Stucco+Wall Continuous Insulation+Gypsum 5/8in | 0.058 | Theoretical Glazing | 0.34 | 0.22 | 0.42
CZ12 | New Construction | Roof Membrane+Roof Continuous Insulation+Metal Decking | 0.039 | Stucco+Wall Continuous Insulation+Gypsum 5/8in | 0.058 | Theoretical Glazing | 0.34 | 0.22 | 0.42
CZ13 | New Construction | Roof Membrane+Roof Continuous Insulation+Metal Decking | 0.039 | Stucco+Wall Continuous Insulation+Gypsum 5/8in | 0.058 | Theoretical Glazing | 0.34 | 0.22 | 0.42
CZ14 | New Construction | Roof Membrane+Roof Continuous Insulation+Metal Decking | 0.039 | Stucco+Wall Continuous Insulation+Gypsum 5/8in | 0.058 | Theoretical Glazing | 0.34 | 0.22 | 0.42
CZ15 | New Construction | Roof Membrane+Roof Continuous Insulation+Metal Decking | 0.039 | Stucco+Wall Continuous Insulation+Gypsum 5/8in | 0.058 | Theoretical Glazing | 0.34 | 0.22 | 0.42
CZ16 | New Construction | Roof Membrane+Roof Continuous Insulation+Metal Decking | 0.039 | Stucco+Wall Continuous Insulation+Gypsum 5/8in | 0.058 | Theoretical Glazing | 0.36 | 0.25 | 0.42

## Raw_infiltrationcfmft (hidden)
Vintage | CZ01 | CZ02 | CZ03 | CZ04 | CZ05 | CZ06 | CZ07 | CZ08 | CZ09 | CZ10 | CZ11 | CZ12 | CZ13 | CZ14 | CZ15 | CZ16
Existing | 0.044801 | 0.044801 | 0.044801 | 0.044801 | 0.044801 | 0.044801 | 0.044801 | 0.044801 | 0.044801 | 0.044801 | 0.044801 | 0.044801 | 0.044801 | 0.044801 | 0.044801 | 0.044801
New Construction | 0.044801 | 0.044801 | 0.044801 | 0.044801 | 0.044801 | 0.044801 | 0.044801 | 0.044801 | 0.044801 | 0.044801 | 0.044801 | 0.044801 | 0.044801 | 0.044801 | 0.044801 | 0.044801

## Thermostat
Thermostat Setpoints - Education - University | [18 empty] | Zone Type
Schedule Identifier | Setpoint | CZ01 | CZ02 | CZ03 | CZ04 | CZ05 | CZ06 | CZ07 | CZ08 | CZ09 | CZ10 | CZ11 | CZ12 | CZ13 | CZ14 | CZ15 | CZ16 | Notes | Computer room
Computer room | Heating Setpoint (F) | 60 | 60 | 60 | 60 | 60 | 60 | 60 | 60 | 60 | 60 | 60 | 60 | 60 | 60 | 60 | 60 |  | Kitchen
Computer room | Heating Setback (F) | 60 | 60 | 60 | 60 | 60 | 60 | 60 | 60 | 60 | 60 | 60 | 60 | 60 | 60 | 60 | 60 |  | Office
Computer room | Cooling Setpoint (F) | 80 | 80 | 80 | 80 | 80 | 80 | 80 | 80 | 80 | 80 | 80 | 80 | 80 | 80 | 80 | 80 |  | ResidentialLiving
Computer room | Cooling Setback (F) | 80 | 80 | 80 | 80 | 80 | 80 | 80 | 80 | 80 | 80 | 80 | 80 | 80 | 80 | 80 | 80 |  | School
Kitchen | Heating Setpoint (F) | 70 | 70 | 70 | 70 | 70 | 70 | 70 | 70 | 70 | 70 | 70 | 70 | 70 | 70 | 70 | 70
Kitchen | Heating Setback (F) | 60 | 60 | 60 | 60 | 60 | 60 | 60 | 60 | 60 | 60 | 60 | 60 | 60 | 60 | 60 | 60
Kitchen | Cooling Setpoint (F) | 75 | 75 | 75 | 75 | 75 | 75 | 75 | 75 | 75 | 75 | 75 | 75 | 75 | 75 | 75 | 75
Kitchen | Cooling Setback (F) | 85 | 85 | 85 | 85 | 85 | 85 | 85 | 85 | 85 | 85 | 85 | 85 | 85 | 85 | 85 | 85
Office | Heating Setpoint (F) | 70 | 70 | 70 | 70 | 70 | 70 | 70 | 70 | 70 | 70 | 70 | 70 | 70 | 70 | 70 | 70
Office | Heating Setback (F) | 60 | 60 | 60 | 60 | 60 | 60 | 60 | 60 | 60 | 60 | 60 | 60 | 60 | 60 | 60 | 60
Office | Cooling Setpoint (F) | 75 | 75 | 75 | 75 | 75 | 75 | 75 | 75 | 75 | 75 | 75 | 75 | 75 | 75 | 75 | 75
Office | Cooling Setback (F) | 85 | 85 | 85 | 85 | 85 | 85 | 85 | 85 | 85 | 85 | 85 | 85 | 85 | 85 | 85 | 85
ResidentialLiving | Heating Setpoint (F) | 68 | 68 | 68 | 68 | 68 | 68 | 68 | 68 | 68 | 68 | 68 | 68 | 68 | 68 | 68 | 68
ResidentialLiving | Heating Setback (F) | 60 | 60 | 60 | 60 | 60 | 60 | 60 | 60 | 60 | 60 | 60 | 60 | 60 | 60 | 60 | 60
ResidentialLiving | Cooling Setpoint (F) | 78 | 78 | 78 | 78 | 78 | 78 | 78 | 78 | 78 | 78 | 78 | 78 | 78 | 78 | 78 | 78
ResidentialLiving | Cooling Setback (F) | 78 | 78 | 78 | 78 | 78 | 78 | 78 | 78 | 78 | 78 | 78 | 78 | 78 | 78 | 78 | 78
School | Heating Setpoint (F) | 70 | 70 | 70 | 70 | 70 | 70 | 70 | 70 | 70 | 70 | 70 | 70 | 70 | 70 | 70 | 70
School | Heating Setback (F) | 60 | 60 | 60 | 60 | 60 | 60 | 60 | 60 | 60 | 60 | 60 | 60 | 60 | 60 | 60 | 60
School | Cooling Setpoint (F) | 75 | 75 | 75 | 75 | 75 | 75 | 75 | 75 | 75 | 75 | 75 | 75 | 75 | 75 | 75 | 75
School | Cooling Setback (F) | 85 | 85 | 85 | 85 | 85 | 85 | 85 | 85 | 85 | 85 | 85 | 85 | 85 | 85 | 85 | 85

## Raw_thermostatsetpoints (hidden)
Climate Zone | Schedule Identifier | Heating Setpoint (F) | Heating Setback (F) | Cooling Setpoint (F) | Cooling Setback (F)
CZ01 | Computer room | 60 | 60 | 80 | 80
CZ01 | Kitchen | 70 | 60 | 75 | 85
CZ01 | Office | 70 | 60 | 75 | 85
CZ01 | ResidentialLiving | 68 | 60 | 78 | 78
CZ01 | School | 70 | 60 | 75 | 85
CZ02 | Computer room | 60 | 60 | 80 | 80
CZ02 | Kitchen | 70 | 60 | 75 | 85
CZ02 | Office | 70 | 60 | 75 | 85
CZ02 | ResidentialLiving | 68 | 60 | 78 | 78
CZ02 | School | 70 | 60 | 75 | 85
CZ03 | Computer room | 60 | 60 | 80 | 80
CZ03 | Kitchen | 70 | 60 | 75 | 85
CZ03 | Office | 70 | 60 | 75 | 85
CZ03 | ResidentialLiving | 68 | 60 | 78 | 78
CZ03 | School | 70 | 60 | 75 | 85
CZ04 | Computer room | 60 | 60 | 80 | 80
CZ04 | Kitchen | 70 | 60 | 75 | 85
CZ04 | Office | 70 | 60 | 75 | 85
CZ04 | ResidentialLiving | 68 | 60 | 78 | 78
CZ04 | School | 70 | 60 | 75 | 85
CZ05 | Computer room | 60 | 60 | 80 | 80
CZ05 | Kitchen | 70 | 60 | 75 | 85
CZ05 | Office | 70 | 60 | 75 | 85
CZ05 | ResidentialLiving | 68 | 60 | 78 | 78
CZ05 | School | 70 | 60 | 75 | 85
CZ06 | Computer room | 60 | 60 | 80 | 80
CZ06 | Kitchen | 70 | 60 | 75 | 85
CZ06 | Office | 70 | 60 | 75 | 85
CZ06 | ResidentialLiving | 68 | 60 | 78 | 78
CZ06 | School | 70 | 60 | 75 | 85
CZ07 | Computer room | 60 | 60 | 80 | 80
CZ07 | Kitchen | 70 | 60 | 75 | 85
CZ07 | Office | 70 | 60 | 75 | 85
CZ07 | ResidentialLiving | 68 | 60 | 78 | 78
CZ07 | School | 70 | 60 | 75 | 85
CZ08 | Computer room | 60 | 60 | 80 | 80
CZ08 | Kitchen | 70 | 60 | 75 | 85
CZ08 | Office | 70 | 60 | 75 | 85
CZ08 | ResidentialLiving | 68 | 60 | 78 | 78
CZ08 | School | 70 | 60 | 75 | 85
CZ09 | Computer room | 60 | 60 | 80 | 80
CZ09 | Kitchen | 70 | 60 | 75 | 85
CZ09 | Office | 70 | 60 | 75 | 85
CZ09 | ResidentialLiving | 68 | 60 | 78 | 78
CZ09 | School | 70 | 60 | 75 | 85
CZ10 | Computer room | 60 | 60 | 80 | 80
CZ10 | Kitchen | 70 | 60 | 75 | 85
CZ10 | Office | 70 | 60 | 75 | 85
CZ10 | ResidentialLiving | 68 | 60 | 78 | 78
CZ10 | School | 70 | 60 | 75 | 85
CZ11 | Computer room | 60 | 60 | 80 | 80
CZ11 | Kitchen | 70 | 60 | 75 | 85
CZ11 | Office | 70 | 60 | 75 | 85
CZ11 | ResidentialLiving | 68 | 60 | 78 | 78
CZ11 | School | 70 | 60 | 75 | 85
CZ12 | Computer room | 60 | 60 | 80 | 80
CZ12 | Kitchen | 70 | 60 | 75 | 85
CZ12 | Office | 70 | 60 | 75 | 85
CZ12 | ResidentialLiving | 68 | 60 | 78 | 78
CZ12 | School | 70 | 60 | 75 | 85
CZ13 | Computer room | 60 | 60 | 80 | 80
CZ13 | Kitchen | 70 | 60 | 75 | 85
CZ13 | Office | 70 | 60 | 75 | 85
CZ13 | ResidentialLiving | 68 | 60 | 78 | 78
CZ13 | School | 70 | 60 | 75 | 85
CZ14 | Computer room | 60 | 60 | 80 | 80
CZ14 | Kitchen | 70 | 60 | 75 | 85
CZ14 | Office | 70 | 60 | 75 | 85
CZ14 | ResidentialLiving | 68 | 60 | 78 | 78
CZ14 | School | 70 | 60 | 75 | 85
CZ15 | Computer room | 60 | 60 | 80 | 80
CZ15 | Kitchen | 70 | 60 | 75 | 85
CZ15 | Office | 70 | 60 | 75 | 85
CZ15 | ResidentialLiving | 68 | 60 | 78 | 78
CZ15 | School | 70 | 60 | 75 | 85
CZ16 | Computer room | 60 | 60 | 80 | 80
CZ16 | Kitchen | 70 | 60 | 75 | 85
CZ16 | Office | 70 | 60 | 75 | 85
CZ16 | ResidentialLiving | 68 | 60 | 78 | 78
CZ16 | School | 70 | 60 | 75 | 85

## HVAC System
HVAC system - Education - University
Vintage | System Name | Category | Heating Type* | Cooling Type* | Air Distribution | Heating Efficiency | Cooling Efficiency | Note
Existing | cDXGF | Main | Furnace (gas) | DX-AIR | SZ-CAV | 0.8 | 3.65
Existing | cDXGF | Alternative | - | - | - | - | -
Existing | cDXGF | Customized | Furnace (gas) | DX-AIR | SZ-CAV | 0.8 | 3
New Construction | cDXGF | Main | Furnace (gas) | DX-AIR | SZ-CAV | 0.8 | 3.65
New Construction | cDXGF | Alternative | - | - | - | - | -
New Construction | cDXGF | Customized | Furnace (gas) | DX-AIR | SZ-CAV | 0.8 | 3
Existing | cDXHP | Main | DX-AIR | DX-AIR | SZ-CAV | 3.738 | 3.65
Existing | cDXHP | Alternative | - | - | - | - | -
Existing | cDXHP | Customized | Furnace (gas) | DX-AIR | SZ-CAV | 0.8 | 3
New Construction | cDXHP | Main | DX-AIR | DX-AIR | SZ-CAV | 3.738 | 3.65
New Construction | cDXHP | Alternative | - | - | - | - | -
New Construction | cDXHP | Customized | Furnace (gas) | DX-AIR | SZ-CAV | 0.8 | 3
Existing | cAVVG | Main | Boiler (gas) | Chiller system | MZ-VAV | 0.805 | 3.05
Existing | cAVVG | Alternative | Furnace (gas) | DX-AIR | SZ-CAV | 0.8 | 3.85
Existing | cAVVG | Customized | Furnace (gas) | DX-AIR | SZ-CAV | 0.8 | 3
New Construction | cAVVG | Main | Boiler (gas) | Chiller system | MZ-VAV | 0.805 | 3.05
New Construction | cAVVG | Alternative | Furnace (gas) | DX-AIR | SZ-CAV | 0.8 | 3.85
New Construction | cAVVG | Customized | Furnace (gas) | DX-AIR | SZ-CAV | 0.8 | 3
Existing | cDXOH | Main | None | DX-AIR | SZ-CAV | - | 3.65
Existing | cDXOH | Alternative | - | - | - | - | -
Existing | cDXOH | Customized | Furnace (gas) | DX-AIR | SZ-CAV | 0.8 | 3
New Construction | cDXOH | Main | None | DX-AIR | SZ-CAV | - | 3.65
New Construction | cDXOH | Alternative | - | - | - | - | -
New Construction | cDXOH | Customized | Furnace (gas) | DX-AIR | SZ-CAV | 0.8 | 3
Existing | cPVVG | Main | Furnace (gas) | DX-AIR | SZ-VAV | 0.8 | 3.65
Existing | cPVVG | Alternative | - | - | - | - | -
Existing | cPVVG | Customized | Furnace (gas) | DX-AIR | SZ-CAV | 0.8 | 3
New Construction | cPVVG | Main | Furnace (gas) | DX-AIR | SZ-VAV | 0.8 | 3.65
New Construction | cPVVG | Alternative | - | - | - | - | -
New Construction | cPVVG | Customized | Furnace (gas) | DX-AIR | SZ-CAV | 0.8 | 3
*DX Heating and cooling COPs are calculated based on coil-only input power and exclude fan power
Fan Power - Education - University
Vintage | System Name | HVAC System Identifier | Fan System | Total Static Pressure (TSP) (in w.c.) | Fan Efficiency | Fan Motor and Drive Efficiency | W/cfm | Note
Existing | cAVVG | Alternative | SZ-CAV | 1.2734 | 0.55 | 0.9 | 0.27
Existing | cAVVG | Main | MZ-VAV | 5.362 | 0.55 | 0.9 | 1.15
Existing | cAVVG | Customized | SZ-CAV | 3.877 | 0.65 | 0.85 | 0.7
Existing | cAVVG | Customized | SZ-CRAC | 5.1625 | 0.65 | 0.85 | 0.93
New Construction | cAVVG | Alternative | SZ-CAV | 1.2734 | 0.55 | 0.9 | 0.27
New Construction | cAVVG | Main | MZ-VAV | 5.362 | 0.55 | 0.9 | 1.15
New Construction | cAVVG | Customized | SZ-CAV | 3.877 | 0.65 | 0.85 | 0.7
New Construction | cAVVG | Customized | SZ-CRAC | 5.1625 | 0.65 | 0.85 | 0.93
Existing | cDXGF | Main | SZ-CAV | 3.877 | 0.55 | 0.87 | 0.83
Existing | cDXGF | Alternative | SZ-CAV | 1.2734 | 0.55 | 0.9 | 0.27
Existing | cDXGF | Customized | SZ-CAV | 3.877 | 0.65 | 0.85 | 0.7
Existing | cDXGF | Customized | SZ-CRAC | 5.1625 | 0.65 | 0.85 | 0.93
New Construction | cDXGF | Main | SZ-CAV | 3.877 | 0.55 | 0.87 | 0.83
New Construction | cDXGF | Alternative | SZ-CAV | 1.2734 | 0.55 | 0.9 | 0.27
New Construction | cDXGF | Customized | SZ-CAV | 3.877 | 0.65 | 0.85 | 0.7
New Construction | cDXGF | Customized | SZ-CRAC | 5.1625 | 0.65 | 0.85 | 0.93
Existing | cDXHP | Main | SZ-CAV | 3.877 | 0.55 | 0.87 | 0.83
Existing | cDXHP | Alternative | SZ-CAV | 1.2734 | 0.55 | 0.9 | 0.27
Existing | cDXHP | Customized | SZ-CAV | 3.877 | 0.65 | 0.85 | 0.7
Existing | cDXHP | Customized | SZ-CRAC | 5.1625 | 0.65 | 0.85 | 0.93
New Construction | cDXHP | Main | SZ-CAV | 3.877 | 0.55 | 0.87 | 0.83
New Construction | cDXHP | Alternative | SZ-CAV | 1.2734 | 0.55 | 0.9 | 0.27
New Construction | cDXHP | Customized | SZ-CAV | 3.877 | 0.65 | 0.85 | 0.7
New Construction | cDXHP | Customized | SZ-CRAC | 5.1625 | 0.65 | 0.85 | 0.93
Existing | cDXOH | Main | SZ-CAV | 3.877 | 0.55 | 0.87 | 0.83
Existing | cDXOH | Alternative | SZ-CAV | 1.2734 | 0.55 | 0.9 | 0.27
Existing | cDXOH | Customized | SZ-CAV | 3.877 | 0.65 | 0.85 | 0.7
Existing | cDXOH | Customized | SZ-CRAC | 5.1625 | 0.65 | 0.85 | 0.93
New Construction | cDXOH | Main | SZ-CAV | 3.877 | 0.55 | 0.87 | 0.83
New Construction | cDXOH | Alternative | SZ-CAV | 1.2734 | 0.55 | 0.9 | 0.27
New Construction | cDXOH | Customized | SZ-CAV | 3.877 | 0.65 | 0.85 | 0.7
New Construction | cDXOH | Customized | SZ-CRAC | 5.1625 | 0.65 | 0.85 | 0.93
Existing | cPVVG | Main | SZ-VAV | 3.877 | 0.55 | 0.87 | 0.83
Existing | cPVVG | Alternative | SZ-CAV | 1.2734 | 0.55 | 0.9 | 0.27
Existing | cPVVG | Customized | SZ-CAV | 3.877 | 0.65 | 0.85 | 0.7
Existing | cPVVG | Customized | SZ-CRAC | 5.1625 | 0.65 | 0.85 | 0.93
New Construction | cPVVG | Main | SZ-VAV | 3.877 | 0.55 | 0.87 | 0.83
New Construction | cPVVG | Alternative | SZ-CAV | 1.2734 | 0.55 | 0.9 | 0.27
New Construction | cPVVG | Customized | SZ-CAV | 3.877 | 0.65 | 0.85 | 0.7
New Construction | cPVVG | Customized | SZ-CRAC | 5.1625 | 0.65 | 0.85 | 0.93

## Raw_fanoverview (hidden)
Vintage | HVAC name | System type | HVAC System Identifier | Total Static Pressure (TSP) (in w.c.) | Fan Efficiency | Fan Motor and Drive Efficiency | W/cfm
Existing | cAVVG | SZ-CAV Fans | Alternative | 1.2734 | 0.55 | 0.9 | 0.27
Existing | cAVVG | MZ-VAV Fans | Main | 5.362 | 0.55 | 0.9 | 1.15
Existing | cAVVG | SZ-CAV Fans | Customized | 3.877 | 0.65 | 0.85 | 0.7
Existing | cAVVG | SZ-CRAC Fans | Customized | 5.1625 | 0.65 | 0.85 | 0.93
New Construction | cAVVG | SZ-CAV Fans | Alternative | 1.2734 | 0.55 | 0.9 | 0.27
New Construction | cAVVG | MZ-VAV Fans | Main | 5.362 | 0.55 | 0.9 | 1.15
New Construction | cAVVG | SZ-CAV Fans | Customized | 3.877 | 0.65 | 0.85 | 0.7
New Construction | cAVVG | SZ-CRAC Fans | Customized | 5.1625 | 0.65 | 0.85 | 0.93
Existing | cDXGF | SZ-CAV Fans | Main | 3.877 | 0.55 | 0.87 | 0.83
Existing | cDXGF | SZ-CAV Fans | Alternative | 1.2734 | 0.55 | 0.9 | 0.27
Existing | cDXGF | SZ-CAV Fans | Customized | 3.877 | 0.65 | 0.85 | 0.7
Existing | cDXGF | SZ-CRAC Fans | Customized | 5.1625 | 0.65 | 0.85 | 0.93
New Construction | cDXGF | SZ-CAV Fans | Main | 3.877 | 0.55 | 0.87 | 0.83
New Construction | cDXGF | SZ-CAV Fans | Alternative | 1.2734 | 0.55 | 0.9 | 0.27
New Construction | cDXGF | SZ-CAV Fans | Customized | 3.877 | 0.65 | 0.85 | 0.7
New Construction | cDXGF | SZ-CRAC Fans | Customized | 5.1625 | 0.65 | 0.85 | 0.93
Existing | cDXHP | SZ-CAV Fans | Main | 3.877 | 0.55 | 0.87 | 0.83
Existing | cDXHP | SZ-CAV Fans | Alternative | 1.2734 | 0.55 | 0.9 | 0.27
Existing | cDXHP | SZ-CAV Fans | Customized | 3.877 | 0.65 | 0.85 | 0.7
Existing | cDXHP | SZ-CRAC Fans | Customized | 5.1625 | 0.65 | 0.85 | 0.93
New Construction | cDXHP | SZ-CAV Fans | Main | 3.877 | 0.55 | 0.87 | 0.83
New Construction | cDXHP | SZ-CAV Fans | Alternative | 1.2734 | 0.55 | 0.9 | 0.27
New Construction | cDXHP | SZ-CAV Fans | Customized | 3.877 | 0.65 | 0.85 | 0.7
New Construction | cDXHP | SZ-CRAC Fans | Customized | 5.1625 | 0.65 | 0.85 | 0.93
Existing | cDXOH | SZ-CAV Fans | Main | 3.877 | 0.55 | 0.87 | 0.83
Existing | cDXOH | SZ-CAV Fans | Alternative | 1.2734 | 0.55 | 0.9 | 0.27
Existing | cDXOH | SZ-CAV Fans | Customized | 3.877 | 0.65 | 0.85 | 0.7
Existing | cDXOH | SZ-CRAC Fans | Customized | 5.1625 | 0.65 | 0.85 | 0.93
New Construction | cDXOH | SZ-CAV Fans | Main | 3.877 | 0.55 | 0.87 | 0.83
New Construction | cDXOH | SZ-CAV Fans | Alternative | 1.2734 | 0.55 | 0.9 | 0.27
New Construction | cDXOH | SZ-CAV Fans | Customized | 3.877 | 0.65 | 0.85 | 0.7
New Construction | cDXOH | SZ-CRAC Fans | Customized | 5.1625 | 0.65 | 0.85 | 0.93
Existing | cPVVG | SZ-VAV Fans | Main | 3.877 | 0.55 | 0.87 | 0.83
Existing | cPVVG | SZ-CAV Fans | Alternative | 1.2734 | 0.55 | 0.9 | 0.27
Existing | cPVVG | SZ-CAV Fans | Customized | 3.877 | 0.65 | 0.85 | 0.7
Existing | cPVVG | SZ-CRAC Fans | Customized | 5.1625 | 0.65 | 0.85 | 0.93
New Construction | cPVVG | SZ-VAV Fans | Main | 3.877 | 0.55 | 0.87 | 0.83
New Construction | cPVVG | SZ-CAV Fans | Alternative | 1.2734 | 0.55 | 0.9 | 0.27
New Construction | cPVVG | SZ-CAV Fans | Customized | 3.877 | 0.65 | 0.85 | 0.7
New Construction | cPVVG | SZ-CRAC Fans | Customized | 5.1625 | 0.65 | 0.85 | 0.93

## Raw_hvac (hidden)
Vintage | System Name | HVAC System Identifier | Air Distribution | Heating Efficiency | Cooling Efficiency | Cooling Coil Type | Heating Coil Type
Existing | cAVVG | Main | MZ-VAV | 0.805 | 3.05
Existing | cAVVG | Alternative | SZ-CAV | 0.8 | 3.85 | DX-AIR | COMBUSTION
Existing | cAVVG | Customized | SZ-CAV | 0.8 | 3 | DX-AIR | COMBUSTION
Existing | cAVVG | Customized | SZ-CRAC | 0.805 | 3.4223 | DX-AIR | NONE
New Construction | cAVVG | Main | MZ-VAV | 0.805 | 3.05
New Construction | cAVVG | Alternative | SZ-CAV | 0.8 | 3.85 | DX-AIR | COMBUSTION
New Construction | cAVVG | Customized | SZ-CAV | 0.8 | 3 | DX-AIR | COMBUSTION
New Construction | cAVVG | Customized | SZ-CRAC | 0.805 | 3.4223 | DX-AIR | NONE
Existing | cDXGF | Main | SZ-CAV | 0.8 | 3.65
Existing | cDXGF | Customized | SZ-CAV | 0.8 | 3 | DX-AIR | COMBUSTION
Existing | cDXGF | Customized | SZ-CRAC | 0.8 | 3.4223 | DX-AIR | NONE
New Construction | cDXGF | Main | SZ-CAV | 0.8 | 3.65
New Construction | cDXGF | Customized | SZ-CAV | 0.8 | 3 | DX-AIR | COMBUSTION
New Construction | cDXGF | Customized | SZ-CRAC | 0.8 | 3.4223 | DX-AIR | NONE
Existing | cDXHP | Main | SZ-CAV | 3.738 | 3.65
Existing | cDXHP | Customized | SZ-CAV | 0.8 | 3 | DX-AIR | COMBUSTION
Existing | cDXHP | Customized | SZ-CRAC | 3.23 | 3.4223 | DX-AIR | NONE
New Construction | cDXHP | Main | SZ-CAV | 3.738 | 3.65
New Construction | cDXHP | Customized | SZ-CAV | 0.8 | 3 | DX-AIR | COMBUSTION
New Construction | cDXHP | Customized | SZ-CRAC | 3.23 | 3.4223 | DX-AIR | NONE
Existing | cDXOH | Main | SZ-CAV | - | 3.65
Existing | cDXOH | Customized | SZ-CAV | 0.8 | 3 | DX-AIR | COMBUSTION
Existing | cDXOH | Customized | SZ-CRAC |  | 3.4223 | DX-AIR | NONE
New Construction | cDXOH | Main | SZ-CAV | - | 3.65
New Construction | cDXOH | Customized | SZ-CAV | 0.8 | 3 | DX-AIR | COMBUSTION
New Construction | cDXOH | Customized | SZ-CRAC |  | 3.4223 | DX-AIR | NONE
Existing | cPVVG | Main | SZ-VAV | 0.8 | 3.65
Existing | cPVVG | Customized | SZ-CAV | 0.8 | 3 | DX-AIR | COMBUSTION
Existing | cPVVG | Customized | SZ-CRAC | 0.8 | 3.4223 | DX-AIR | NONE
New Construction | cPVVG | Main | SZ-VAV | 0.8 | 3.65
New Construction | cPVVG | Customized | SZ-CAV | 0.8 | 3 | DX-AIR | COMBUSTION
New Construction | cPVVG | Customized | SZ-CRAC | 0.8 | 3.4223 | DX-AIR | NONE

## Ventilation
Outdoor Airflow Rate - Education - University | [19 empty] | Zone Type
Zone Type | Floor area (ft²) | cfm/person | cfm/ft² | cfm | Notes | [14 empty] | Classroom_class
Classroom_class | 152834.22 | 0 | 0.38 | 58077.0036 | [15 empty] | Computer
Computer | 19005.69 | 0 | 0.15 | 2850.8535 | [15 empty] | Corridor
Corridor | 11243.85 | 0 | 0.15 | 1686.5775 | [15 empty] | Dining_fast
Dining_fast | 11890.14 | 0 | 0.5 | 5945.07 | [15 empty] | Guestroom
Guestroom | 63715.14 | 0 | 0.15 | 9557.271 | [15 empty] | Industrial_low
Industrial_low | 40005.94 | 0 | 0.15 | 6000.891 | [15 empty] | Kitchen
Kitchen | 5228.11 | 0 | 0.15 | 784.2165 | [15 empty] | Office
Office | 171050.64 | 0 | 0.15 | 25657.596
OA Controller - Education - University
Element | Vintage | Unit | CZ01 | CZ02 | CZ03 | CZ04 | CZ05 | CZ06 | CZ07 | CZ08 | CZ09 | CZ10 | CZ11 | CZ12 | CZ13 | CZ14 | CZ15 | CZ16 | Notes
Economizer Maximum Limit Dry-Bulb Temperature | Existing | °F | 75 | 73 | 75 | 73 | 75 | 71 | 69 | 71 | 71 | 73 | 75 | 75 | 75 | 75 | 75 | 75
| New Construction | °F | 75 | 73 | 75 | 73 | 75 | 71 | 69 | 71 | 71 | 73 | 75 | 75 | 75 | 75 | 75 | 75
Exhaust hood - Education - University
Type of Hood | Max Exhaust Flow Rate (cfm/ft) | Hood Length (ft) | Hood Exhaust Rate (cfm) | Note
- | - | - | -

## Raw_outdoorairflowrate (hidden)
Zone Type | Floor Area (ft2) | cfm/person | cfm/ft2
Classroom_class | 152834.22 | 0 | 0.38
Computer | 19005.69 | 0 | 0.15
Corridor | 11243.85 | 0 | 0.15
Dining_fast | 11890.14 | 0 | 0.5
Guestroom | 63715.14 | 0 | 0.15
Industrial_low | 40005.94 | 0 | 0.15
Kitchen | 5228.11 | 0 | 0.15
Office | 171050.64 | 0 | 0.15

## Raw_oacontroller (hidden)
Climate Zone | Vintage | Economizer Maximum Limit Dry-Bulb Temperature (F)
CZ01 | Existing | 75
CZ02 | Existing | 73
CZ03 | Existing | 75
CZ04 | Existing | 73
CZ05 | Existing | 75
CZ06 | Existing | 71
CZ07 | Existing | 69
CZ08 | Existing | 71
CZ09 | Existing | 71
CZ10 | Existing | 73
CZ11 | Existing | 75
CZ12 | Existing | 75
CZ13 | Existing | 75
CZ14 | Existing | 75
CZ15 | Existing | 75
CZ16 | Existing | 75
CZ01 | New Construction | 75
CZ02 | New Construction | 73
CZ03 | New Construction | 75
CZ04 | New Construction | 73
CZ05 | New Construction | 75
CZ06 | New Construction | 71
CZ07 | New Construction | 69
CZ08 | New Construction | 71
CZ09 | New Construction | 71
CZ10 | New Construction | 73
CZ11 | New Construction | 75
CZ12 | New Construction | 75
CZ13 | New Construction | 75
CZ14 | New Construction | 75
CZ15 | New Construction | 75
CZ16 | New Construction | 75

## Water Heater
Water Heater - Education - University
Vintage | Fuel type | Burner Efficiency | Maximum Heater Capacity (Btu/hr) | Tank Volume (gallon) | Tank Loss |  | Notes
[5 empty] | Off Cycle (W/K) | On Cycle (W/K)
Existing | Gas | 0.8 | 4674020 | 980.23 | 1.6282 | 1.6282
New Construction | Gas | 0.8 | 4674020 | 980.23 | 1.6282 | 1.6282
Peak Hot Water Consumption - Education - University
Space | Floor Area (ft²) | Number of People | Hot Water Usage Specification (gal/hr per person) | Peak Hot Water Usage (gal/hr) | Peak Hot Water Usage (gal/min) | Notes
CLASSROOM E2 NORTH PERIM (G.N3) | 5792.18 | 25 | 2.0851 | 52.128 | 0.8688
CLASSROOM E2 SOUTH PERIM (G.S2) | 5753.06 | 25 | 2.0711 | 51.777 | 0.86295
CLASSROOM E2 WEST PERIM (G.W1) | 31334.24 | 25 | 11.2662 | 281.655 | 4.6942
CLASSROOM E4 EAST PERIM (G.E2) | 5808.57 | 25 | 2.0912 | 52.281 | 0.87135
CLASSROOM E4 EAST PERIM (M.E14) | 5808.57 | 25 | 2.0912 | 52.281 | 0.87135
CLASSROOM E4 EAST PERIM (T.E26) | 5808.57 | 25 | 2.0912 | 52.281 | 0.87135
CLASSROOM E4 NORTH PERIM (G.N3) | 12517.22 | 25 | 0 | 0 | 0
CLASSROOM E4 NORTH PERIM (M.N15) | 12517.22 | 25 | 4.5061 | 112.653 | 1.8776
CLASSROOM E4 NORTH PERIM (T.N27) | 12517.22 | 25 | 4.5061 | 112.653 | 1.8776
CLASSROOM E4 SOUTH PERIM (G.S1) | 12517.22 | 25 | 4.5061 | 112.653 | 1.8776
CLASSROOM E4 SOUTH PERIM (M.S13) | 12517.22 | 25 | 4.5061 | 112.653 | 1.8776
CLASSROOM E4 SOUTH PERIM (T.S25) | 12517.22 | 25 | 4.5061 | 112.653 | 1.8776
CLASSROOM E4 WEST PERIM (G.W4) | 5808.57 | 25 | 2.0912 | 52.281 | 0.87135
CLASSROOM E4 WEST PERIM (M.W16) | 5808.57 | 25 | 2.0912 | 52.281 | 0.87135
CLASSROOM E4 WEST PERIM (T.W28) | 5808.57 | 25 | 2.0912 | 52.281 | 0.87135
COMPUTER E4 CORE (G.C5) | 6335.23 | 1.5 | 2.2806 | 3.4209 | 0.057015
COMPUTER E4 CORE (M.C17) | 6335.23 | 1.5 | 2.2806 | 3.4209 | 0.057015
COMPUTER E4 CORE (T.C29) | 6335.23 | 1.5 | 2.2806 | 3.4209 | 0.057015
CORRIDOR E9 CORE (G.C3) | 3747.95 | 5 | 0 | 0 | 0
CORRIDOR E9 CORE (M.C6) | 3747.95 | 5 | 0 | 0 | 0
CORRIDOR E9 CORE (T.C9) | 3747.95 | 5 | 0 | 0 | 0
DINING E3 SOUTH PERIM (G.S1) | 11890.14 | 33.33 | 0 | 0 | 0
DORM E9 NORTH PERIM (G.N1) | 10619.19 | 2.5 | 95.1462 | 237.8656 | 3.9644
DORM E9 NORTH PERIM (M.N4) | 10619.19 | 2.5 | 95.1462 | 237.8656 | 3.9644
DORM E9 NORTH PERIM (T.N7) | 10619.19 | 2.5 | 95.1462 | 237.8656 | 3.9644
DORM E9 SOUTH PERIM (G.S2) | 10619.19 | 2.5 | 0 | 0 | 0
DORM E9 SOUTH PERIM (M.S5) | 10619.19 | 2.5 | 95.1462 | 237.8656 | 3.9644
DORM E9 SOUTH PERIM (T.S8) | 10619.19 | 2.5 | 95.1462 | 237.8656 | 3.9644
E1 WEST PERIM PLNM (G.W2) | 0 | 0 | 0 | 0 | 0
E2 NORTH PERIM PLNM (G.N6) | 0 | 0 | 0 | 0 | 0
E2 SOUTH PERIM PLNM (G.S5) | 0 | 0 | 0 | 0 | 0
E2 WEST PERIM PLNM (G.W4) | 0 | 0 | 0 | 0 | 0
E4 CORE PLNM (G.C11) | 0 | 0 | 0 | 0 | 0
E4 CORE PLNM (G.C12) | 0 | 0 | 0 | 0 | 0
E4 CORE PLNM (M.C23) | 0 | 0 | 0 | 0 | 0
E4 CORE PLNM (M.C24) | 0 | 0 | 0 | 0 | 0
E4 CORE PLNM (T.C35) | 0 | 0 | 0 | 0 | 0
E4 CORE PLNM (T.C36) | 0 | 0 | 0 | 0 | 0
E4 EAST PERIM PLNM (G.E8) | 0 | 0 | 0 | 0 | 0
E4 EAST PERIM PLNM (M.E20) | 0 | 0 | 0 | 0 | 0
E4 EAST PERIM PLNM (T.E32) | 0 | 0 | 0 | 0 | 0
E4 NORTH PERIM PLNM (G.N9) | 0 | 0 | 0 | 0 | 0
E4 NORTH PERIM PLNM (M.N21) | 0 | 0 | 0 | 0 | 0
E4 NORTH PERIM PLNM (T.N33) | 0 | 0 | 0 | 0 | 0
E4 SOUTH PERIM PLNM (G.S7) | 0 | 0 | 0 | 0 | 0
E4 SOUTH PERIM PLNM (M.S19) | 0 | 0 | 0 | 0 | 0
E4 SOUTH PERIM PLNM (T.S31) | 0 | 0 | 0 | 0 | 0
E4 WEST PERIM PLNM (G.W10) | 0 | 0 | 0 | 0 | 0
E4 WEST PERIM PLNM (M.W22) | 0 | 0 | 0 | 0 | 0
E4 WEST PERIM PLNM (T.W34) | 0 | 0 | 0 | 0 | 0
KITCHEN E3 NORTH PERIM (G.N2) | 5228.11 | 2.5 | 6.0436 | 15.1089 | 0.25182
Total (55 Space)

## Raw_waterheater (hidden)
Vintage | Burner Efficiency | Maximum Heater Capacity (Btu/h) | Tank Volume (ft3) | Tank Loss_Off Cycle (W/K) | Tank Loss_On Cycle (W/K)
Existing | 0.8 | 4674020 | 980.23 | 1.6282 | 1.6282
New Construction | 0.8 | 4674020 | 980.23 | 1.6282 | 1.6282

## Raw_dhwpeakflowbyzone (hidden)
Space | Peak hot water usage (gal/hr) | Zone Name
Classroom E2 North Perim (G.N3) | 52.128 | CLASSROOM E2 NORTH PERIM (G.N3)
Classroom E2 South Perim (G.S2) | 51.777 | CLASSROOM E2 SOUTH PERIM (G.S2)
Classroom E2 West Perim (G.W1) | 281.655 | CLASSROOM E2 WEST PERIM (G.W1)
Classroom E4 East Perim (G.E2) | 52.281 | CLASSROOM E4 EAST PERIM (G.E2)
Classroom E4 East Perim (M.E14) | 52.281 | CLASSROOM E4 EAST PERIM (M.E14)
Classroom E4 East Perim (T.E26) | 52.281 | CLASSROOM E4 EAST PERIM (T.E26)
Classroom E4 North Perim (G.N3) | 112.653 | CLASSROOM E2 NORTH PERIM (G.N3)
Classroom E4 North Perim (M.N15) | 112.653 | CLASSROOM E4 NORTH PERIM (M.N15)
Classroom E4 North Perim (T.N27) | 112.653 | CLASSROOM E4 NORTH PERIM (T.N27)
Classroom E4 South Perim (G.S1) | 112.653 | CLASSROOM E4 SOUTH PERIM (G.S1)
Classroom E4 South Perim (M.S13) | 112.653 | CLASSROOM E4 SOUTH PERIM (M.S13)
Classroom E4 South Perim (T.S25) | 112.653 | CLASSROOM E4 SOUTH PERIM (T.S25)
Classroom E4 West Perim (G.W4) | 52.281 | CLASSROOM E4 WEST PERIM (G.W4)
Classroom E4 West Perim (M.W16) | 52.281 | CLASSROOM E4 WEST PERIM (M.W16)
Classroom E4 West Perim (T.W28) | 52.281 | CLASSROOM E4 WEST PERIM (T.W28)
Computer E4 Core (G.C5) | 3.4209 | COMPUTER E4 CORE (G.C5)
Computer E4 Core (M.C17) | 3.4209 | COMPUTER E4 CORE (M.C17)
Computer E4 Core (T.C29) | 3.4209 | COMPUTER E4 CORE (T.C29)
Dining E3 South Perim (G.S1) | 458.1613 | CLASSROOM E4 SOUTH PERIM (G.S1)
Dorm E9 North Perim (G.N1) | 237.8656 | DORM E9 NORTH PERIM (G.N1)
Dorm E9 North Perim (M.N4) | 237.8656 | DORM E9 NORTH PERIM (M.N4)
Dorm E9 North Perim (T.N7) | 237.8656 | DORM E9 NORTH PERIM (T.N7)
Dorm E9 South Perim (G.S2) | 237.8656 | CLASSROOM E2 SOUTH PERIM (G.S2)
Dorm E9 South Perim (M.S5) | 237.8656 | DORM E9 SOUTH PERIM (M.S5)
Dorm E9 South Perim (T.S8) | 237.8656 | DORM E9 SOUTH PERIM (T.S8)
Kitchen E3 North Perim (G.N2) | 15.1089 | KITCHEN E3 NORTH PERIM (G.N2)
Maintenance E1 West Perim (G.W1) | 72.0108 | CLASSROOM E2 WEST PERIM (G.W1)
Office E4 Core (G.C6) | 102.6306 | OFFICE E4 CORE (G.C6)
Office E4 Core (M.C18) | 102.6306 | OFFICE E4 CORE (M.C18)
Office E4 Core (T.C30) | 102.6306 | OFFICE E4 CORE (T.C30)

## Interior Lights
Interior Lighting - Education - University
Vintage | Method | Zone type | Floor area (ft²) | Lighting Power Density (Watts/ft²) | Additional Lighting Power for Portable Lighting (Watts/ft²) | Technology | Notes
Existing | Space by space | Classroom_class | 152834.22 | 1.313 | NA | NA
Existing | Space by space | Computer | 19005.69 | 1.1054 | NA | NA
Existing | Space by space | Corridor | 11243.85 | 0.62242 | NA | NA
Existing | Space by space | Dining_fast | 11890.14 | 1.2136 | NA | NA
Existing | Space by space | Guestroom | 63715.14 | 0.6879 | NA | NA
Existing | Space by space | Industrial_low | 40005.94 | 1.1415 | NA | NA
Existing | Space by space | Kitchen | 5228.11 | 1.6492 | NA | NA
Existing | Space by space | Office | 171050.64 | 1.2504 | NA | NA
New Construction | Space by space | Classroom_class | 152834.22 | 0.59992 | NA | NA
New Construction | Space by space | Computer | 19005.69 | 0.49992 | NA | NA
New Construction | Space by space | Corridor | 11243.85 | 0.39995 | NA | NA
New Construction | Space by space | Dining_fast | 11890.14 | 0.44995 | NA | NA
New Construction | Space by space | Guestroom | 63715.14 | 0.49992 | NA | NA
New Construction | Space by space | Industrial_low | 40005.94 | 0.59992 | NA | NA
New Construction | Space by space | Kitchen | 5228.11 | 0.94987 | NA | NA
New Construction | Space by space | Office | 171050.64 | 0.59992 | NA | NA

## Ext Lighting
Exterior Lighting - Education - University
Vintage | Non-Motion Controlled Luminaires (W) | Motion-Controlled Luminaires (W) | Total (W) | Notes
Existing | NA | NA | NA
New Consturction | NA | NA | NA

## Raw_interiorlights (hidden)
Vintage | Zone Type | Floor Area (ft2) | Lighting Power Density(W/ft2)
Existing | Classroom_class | 152834.22 | 1.313
Existing | Computer | 19005.69 | 1.1054
Existing | Corridor | 11243.85 | 0.62242
Existing | Dining_fast | 11890.14 | 1.2136
Existing | Guestroom | 63715.14 | 0.6879
Existing | Industrial_low | 40005.94 | 1.1415
Existing | Kitchen | 5228.11 | 1.6492
Existing | Office | 171050.64 | 1.2504
New Construction | Classroom_class | 152834.22 | 0.59992
New Construction | Computer | 19005.69 | 0.49992
New Construction | Corridor | 11243.85 | 0.39995
New Construction | Dining_fast | 11890.14 | 0.44995
New Construction | Guestroom | 63715.14 | 0.49992
New Construction | Industrial_low | 40005.94 | 0.59992
New Construction | Kitchen | 5228.11 | 0.94987
New Construction | Office | 171050.64 | 0.59992

## Equipment
Equipment - Education - University
Zone Type | Floor Area (ft²) | Plug Load Intensity (W/ft²) | Gas Power Density (Btu/hr-ft²)
Classroom_class | 152834.22 | 0.99987 | 0
Computer | 19005.69 | 19.9972 | 0
Corridor | 11243.85 | 0 | 0
Dining_fast | 11890.14 | 0.74991 | 0
Guestroom | 63715.14 | 0.49992 | 0
Industrial_low | 40005.94 | 0.99987 | 0
Kitchen | 5228.11 | 7.7581 | 17.5354
Office | 171050.64 | 1.4998 | 0
Refrigeration - Education - University
Refrigeration System Name | Condenser Fan Power | Refrigeration System Working Fluid | Condenser Type
Elevator - Education - University
Vintage | No. of Elevators | Cab Lighting Power Limit | Lighting Shutoff | Cab Fan Control | Fan Power Limit | Regenerative Drive Threshold | Design load (W) | Note
Existing | - | - | - | - | - | - | -
New Construction | - | - | - | - | - | - | -

## Raw_equipment (hidden)
Vintage | Zone Type | Floor Area (ft2) | Plug Load Intensity (W/ft2)
Existing | Classroom_class | 152834.22 | 0.99987
Existing | Computer | 19005.69 | 19.9972
Existing | Corridor | 11243.85 | 0
Existing | Dining_fast | 11890.14 | 0.74991
Existing | Guestroom | 63715.14 | 0.49992
Existing | Industrial_low | 40005.94 | 0.99987
Existing | Kitchen | 5228.11 | 7.7581
Existing | Office | 171050.64 | 1.4998
New Construction | Classroom_class | 152834.22 | 0.99987
New Construction | Computer | 19005.69 | 19.9972
New Construction | Corridor | 11243.85 | 0
New Construction | Dining_fast | 11890.14 | 0.74991
New Construction | Guestroom | 63715.14 | 0.49992
New Construction | Industrial_low | 40005.94 | 0.99987
New Construction | Kitchen | 5228.11 | 7.7581
New Construction | Office | 171050.64 | 1.4998

## Raw_gasequipment (hidden)
Vintage | Zone Name | Gas Loads (Btu/h-ft2) | Zone Type
Existing | Kitchen E3 North Perim (G.N2) | 17.5354 | Kitchen
New Construction | Kitchen E3 North Perim (G.N2) | 17.5354 | Kitchen

## Raw_refrigerationsystem (hidden)
Vintage | Refrigeration System Name | Condenser Fan Power | Working fluid | Condenser Type
No refrigeration system was found

## Schedules
Schedule by Hour - Education - University
Schedule Identifier | Space type | Type | Notes | Hour
|  |  |  | 1 | 2 | 3 | 4 | 5 | 6 | 7 | 8 | 9 | 10 | 11 | 12 | 13 | 14 | 15 | 16 | 17 | 18 | 19 | 20 | 21 | 22 | 23 | 24
Cooling Setpoint Schedule | Computer room | AllDays | Cooling/Heating setpoints are in °F; others are intensity (0–100%) | 80.06 | 80.06 | 80.06 | 80.06 | 80.06 | 80.06 | 80.06 | 80.06 | 80.06 | 80.06 | 80.06 | 80.06 | 80.06 | 80.06 | 80.06 | 80.06 | 80.06 | 80.06 | 80.06 | 80.06 | 80.06 | 80.06 | 80.06 | 80.06
DHW Sch | Computer room | AllOtherDays |  | 0 | 0 | 0 | 0 | 0 | 0 | 0 | 0 | 0 | 0 | 0 | 0 | 0 | 0 | 0 | 0 | 0 | 0 | 0 | 0 | 0 | 0 | 0 | 0
DHW Sch | Computer room | Weekdays |  | 0 | 0 | 0 | 0 | 0.1 | 0.1 | 0.5 | 0.5 | 0.5 | 0.5 | 0.7 | 0.9 | 0.9 | 0.5 | 0.5 | 0.7 | 0.5 | 0.5 | 0.5 | 0.1 | 0.1 | 0.1 | 0.1 | 0
Elec Equip Sch | Computer room | AllOtherDays (Through 1/31) |  | 0.25 | 0.25 | 0.25 | 0.25 | 0.25 | 0.25 | 0.25 | 0.25 | 0.25 | 0.25 | 0.25 | 0.25 | 0.25 | 0.25 | 0.25 | 0.25 | 0.25 | 0.25 | 0.25 | 0.25 | 0.25 | 0.25 | 0.25 | 0.25
Elec Equip Sch | Computer room | AllOtherDays (Through 2/28) |  | 0.5 | 0.5 | 0.5 | 0.5 | 0.5 | 0.5 | 0.5 | 0.5 | 0.5 | 0.5 | 0.5 | 0.5 | 0.5 | 0.5 | 0.5 | 0.5 | 0.5 | 0.5 | 0.5 | 0.5 | 0.5 | 0.5 | 0.5 | 0.5
Elec Equip Sch | Computer room | AllOtherDays (Through 3/31) |  | 0.75 | 0.75 | 0.75 | 0.75 | 0.75 | 0.75 | 0.75 | 0.75 | 0.75 | 0.75 | 0.75 | 0.75 | 0.75 | 0.75 | 0.75 | 0.75 | 0.75 | 0.75 | 0.75 | 0.75 | 0.75 | 0.75 | 0.75 | 0.75
Elec Equip Sch | Computer room | AllOtherDays (Through 4/30) | bar: Hour 1 to Hour 24
Elec Equip Sch | Computer room | AllOtherDays (Through 5/31) |  | 0.25 | 0.25 | 0.25 | 0.25 | 0.25 | 0.25 | 0.25 | 0.25 | 0.25 | 0.25 | 0.25 | 0.25 | 0.25 | 0.25 | 0.25 | 0.25 | 0.25 | 0.25 | 0.25 | 0.25 | 0.25 | 0.25 | 0.25 | 0.25
Elec Equip Sch | Computer room | AllOtherDays (Through 6/30) |  | 0.5 | 0.5 | 0.5 | 0.5 | 0.5 | 0.5 | 0.5 | 0.5 | 0.5 | 0.5 | 0.5 | 0.5 | 0.5 | 0.5 | 0.5 | 0.5 | 0.5 | 0.5 | 0.5 | 0.5 | 0.5 | 0.5 | 0.5 | 0.5
Elec Equip Sch | Computer room | AllOtherDays (Through 7/31) |  | 0.75 | 0.75 | 0.75 | 0.75 | 0.75 | 0.75 | 0.75 | 0.75 | 0.75 | 0.75 | 0.75 | 0.75 | 0.75 | 0.75 | 0.75 | 0.75 | 0.75 | 0.75 | 0.75 | 0.75 | 0.75 | 0.75 | 0.75 | 0.75
Elec Equip Sch | Computer room | AllOtherDays (Through 8/31) | bar: Hour 1 to Hour 24
Elec Equip Sch | Computer room | AllOtherDays (Through 9/30) |  | 0.25 | 0.25 | 0.25 | 0.25 | 0.25 | 0.25 | 0.25 | 0.25 | 0.25 | 0.25 | 0.25 | 0.25 | 0.25 | 0.25 | 0.25 | 0.25 | 0.25 | 0.25 | 0.25 | 0.25 | 0.25 | 0.25 | 0.25 | 0.25
Elec Equip Sch | Computer room | AllOtherDays (Through 10/31) |  | 0.5 | 0.5 | 0.5 | 0.5 | 0.5 | 0.5 | 0.5 | 0.5 | 0.5 | 0.5 | 0.5 | 0.5 | 0.5 | 0.5 | 0.5 | 0.5 | 0.5 | 0.5 | 0.5 | 0.5 | 0.5 | 0.5 | 0.5 | 0.5
Elec Equip Sch | Computer room | AllOtherDays (Through 11/30) |  | 0.75 | 0.75 | 0.75 | 0.75 | 0.75 | 0.75 | 0.75 | 0.75 | 0.75 | 0.75 | 0.75 | 0.75 | 0.75 | 0.75 | 0.75 | 0.75 | 0.75 | 0.75 | 0.75 | 0.75 | 0.75 | 0.75 | 0.75 | 0.75
Elec Equip Sch | Computer room | AllOtherDays (Through 12/31) | bar: Hour 1 to Hour 24
Heating Setpoint Schedule | Computer room | AllDays |  | 60.08 | 60.08 | 60.08 | 60.08 | 60.08 | 60.08 | 60.08 | 60.08 | 60.08 | 60.08 | 60.08 | 60.08 | 60.08 | 60.08 | 60.08 | 60.08 | 60.08 | 60.08 | 60.08 | 60.08 | 60.08 | 60.08 | 60.08 | 60.08
Infiltration Schedule | Computer room | AllDays | bar: Hour 1 to Hour 24
Lighting Schedule | Computer room | AllOtherDays |  | 0.05 | 0.05 | 0.05 | 0.05 | 0.05 | 0.1 | 0.1 | 0.15 | 0.15 | 0.15 | 0.15 | 0.15 | 0.15 | 0.15 | 0.15 | 0.15 | 0.15 | 0.1 | 0.1 | 0.1 | 0.05 | 0.05 | 0.05 | 0.05
Lighting Schedule | Computer room | Saturdays |  | 0.05 | 0.05 | 0.05 | 0.05 | 0.05 | 0.1 | 0.15 | 0.25 | 0.25 | 0.25 | 0.25 | 0.25 | 0.25 | 0.25 | 0.2 | 0.2 | 0.2 | 0.15 | 0.1 | 0.1 | 0.1 | 0.1 | 0.1 | 0.1
Lighting Schedule | Computer room | Weekdays |  | 0.05 | 0.05 | 0.05 | 0.05 | 0.1 | 0.2 | 0.4 | 0.7 | 0.8 | 0.85 | 0.85 | 0.85 | 0.85 | 0.85 | 0.85 | 0.85 | 0.85 | 0.8 | 0.35 | 0.1 | 0.1 | 0.1 | 0.1 | 0.1
OA Schedule | Computer room | AllDays | bar: Hour 1 to Hour 24
Occupant Sch | Computer room | AllOtherDays |  | 0 | 0 | 0 | 0 | 0 | 0 | 0 | 0.05 | 0.05 | 0.05 | 0.05 | 0.05 | 0.05 | 0.05 | 0.05 | 0.05 | 0.05 | 0.05 | 0.05 | 0.05 | 0 | 0 | 0 | 0
Occupant Sch | Computer room | Saturdays |  | 0 | 0 | 0 | 0 | 0 | 0 | 0.05 | 0.15 | 0.15 | 0.15 | 0.15 | 0.15 | 0.15 | 0.15 | 0.15 | 0.15 | 0.15 | 0.05 | 0.05 | 0.05 | 0 | 0 | 0 | 0
Occupant Sch | Computer room | Weekdays |  | 0 | 0 | 0 | 0 | 0.05 | 0.1 | 0.25 | 0.65 | 0.65 | 0.65 | 0.65 | 0.6 | 0.6 | 0.65 | 0.65 | 0.65 | 0.65 | 0.4 | 0.25 | 0.1 | 0.05 | 0.05 | 0.05 | 0
Cooling Setpoint Schedule | Kitchen | AllOtherDays |  | 75.02 | 75.02 | 75.02 | 84.92 | 84.92 | 84.92 | 84.92 | 84.92 | 84.92 | 75.02 | 75.02 | 75.02 | 75.02 | 75.02 | 75.02 | 75.02 | 75.02 | 75.02 | 75.02 | 75.02 | 75.02 | 75.02 | 75.02 | 75.02
Cooling Setpoint Schedule | Kitchen | Saturdays |  | 75.02 | 75.02 | 75.02 | 84.92 | 84.92 | 84.92 | 84.92 | 84.92 | 75.02 | 75.02 | 75.02 | 75.02 | 75.02 | 75.02 | 75.02 | 75.02 | 75.02 | 75.02 | 75.02 | 75.02 | 75.02 | 75.02 | 75.02 | 75.02
Cooling Setpoint Schedule | Kitchen | Weekdays |  | 75.02 | 75.02 | 75.02 | 84.92 | 84.92 | 84.92 | 75.02 | 75.02 | 75.02 | 75.02 | 75.02 | 75.02 | 75.02 | 75.02 | 75.02 | 75.02 | 75.02 | 75.02 | 75.02 | 75.02 | 75.02 | 75.02 | 75.02 | 75.02
DHW Sch | Kitchen | AllOtherDays |  | 0.25 | 0.2 | 0.2 | 0 | 0 | 0 | 0 | 0 | 0 | 0 | 0.5 | 0.5 | 0.4 | 0.4 | 0.3 | 0.3 | 0.3 | 0.4 | 0.5 | 0.5 | 0.4 | 0.5 | 0.4 | 0.2
DHW Sch | Kitchen | Saturdays |  | 0.2 | 0.15 | 0.15 | 0 | 0 | 0 | 0 | 0 | 0 | 0.5 | 0.45 | 0.5 | 0.5 | 0.45 | 0.4 | 0.4 | 0.35 | 0.4 | 0.55 | 0.55 | 0.5 | 0.55 | 0.4 | 0.3
DHW Sch | Kitchen | Weekdays |  | 0.2 | 0.15 | 0.15 | 0 | 0 | 0 | 0 | 0.6 | 0.55 | 0.45 | 0.4 | 0.45 | 0.4 | 0.35 | 0.3 | 0.3 | 0.3 | 0.4 | 0.55 | 0.6 | 0.5 | 0.55 | 0.45 | 0.25
Elec Equip Sch | Kitchen | AllDays | bar: Hour 1 to Hour 24
Elec Equip Sch | Kitchen | AllOtherDays |  | 0.2 | 0.15 | 0.15 | 0.15 | 0.15 | 0.15 | 0.3 | 0.3 | 0.5 | 0.5 | 0.7 | 0.7 | 0.7 | 0.7 | 0.7 | 0.7 | 0.6 | 0.6 | 0.6 | 0.6 | 0.6 | 0.6 | 0.5 | 0.3
Elec Equip Sch | Kitchen | Saturdays |  | 0.2 | 0.15 | 0.15 | 0.15 | 0.15 | 0.15 | 0.3 | 0.3 | 0.6 | 0.6 | 0.8 | 0.8 | 0.8 | 0.8 | 0.8 | 0.8 | 0.8 | 0.9 | 0.9 | 0.9 | 0.9 | 0.9 | 0.5 | 0.3
Elec Equip Sch | Kitchen | Weekdays |  | 0.15 | 0.15 | 0.15 | 0.15 | 0.15 | 0.2 | 0.4 | 0.4 | 0.6 | 0.6 | 0.9 | 0.9 | 0.9 | 0.9 | 0.9 | 0.9 | 0.9 | 0.9 | 0.9 | 0.9 | 0.9 | 0.9 | 0.5 | 0.3
Heating Setpoint Schedule | Kitchen | AllOtherDays |  | 69.98 | 69.98 | 69.98 | 60.08 | 60.08 | 60.08 | 60.08 | 60.08 | 60.08 | 69.98 | 69.98 | 69.98 | 69.98 | 69.98 | 69.98 | 69.98 | 69.98 | 69.98 | 69.98 | 69.98 | 69.98 | 69.98 | 69.98 | 69.98
Heating Setpoint Schedule | Kitchen | Saturdays |  | 69.98 | 69.98 | 69.98 | 60.08 | 60.08 | 60.08 | 60.08 | 60.08 | 69.98 | 69.98 | 69.98 | 69.98 | 69.98 | 69.98 | 69.98 | 69.98 | 69.98 | 69.98 | 69.98 | 69.98 | 69.98 | 69.98 | 69.98 | 69.98
Heating Setpoint Schedule | Kitchen | Weekdays |  | 69.98 | 69.98 | 69.98 | 60.08 | 60.08 | 60.08 | 69.98 | 69.98 | 69.98 | 69.98 | 69.98 | 69.98 | 69.98 | 69.98 | 69.98 | 69.98 | 69.98 | 69.98 | 69.98 | 69.98 | 69.98 | 69.98 | 69.98 | 69.98
Infiltration Schedule | Kitchen | AllDays | bar: Hour 1 to Hour 24
Lighting Schedule | Kitchen | AllOtherDays |  | 0.2 | 0.15 | 0.15 | 0.15 | 0.15 | 0.15 | 0.3 | 0.3 | 0.45 | 0.45 | 0.65 | 0.65 | 0.65 | 0.65 | 0.65 | 0.65 | 0.55 | 0.55 | 0.55 | 0.55 | 0.55 | 0.55 | 0.45 | 0.3
Lighting Schedule | Kitchen | Saturdays |  | 0.2 | 0.15 | 0.15 | 0.15 | 0.15 | 0.15 | 0.3 | 0.3 | 0.55 | 0.55 | 0.75 | 0.75 | 0.75 | 0.75 | 0.75 | 0.75 | 0.75 | 0.85 | 0.85 | 0.85 | 0.85 | 0.85 | 0.45 | 0.3
Lighting Schedule | Kitchen | Weekdays |  | 0.15 | 0.15 | 0.15 | 0.15 | 0.15 | 0.2 | 0.35 | 0.35 | 0.55 | 0.55 | 0.85 | 0.85 | 0.85 | 0.85 | 0.85 | 0.85 | 0.85 | 0.85 | 0.85 | 0.85 | 0.85 | 0.85 | 0.45 | 0.3
OA Schedule | Kitchen | AllOtherDays |  | 1 | 1 | 1 | 0 | 0 | 0 | 0 | 0 | 0 | 1 | 1 | 1 | 1 | 1 | 1 | 1 | 1 | 1 | 1 | 1 | 1 | 1 | 1 | 1
OA Schedule | Kitchen | Saturdays |  | 1 | 1 | 1 | 0 | 0 | 0 | 0 | 0 | 1 | 1 | 1 | 1 | 1 | 1 | 1 | 1 | 1 | 1 | 1 | 1 | 1 | 1 | 1 | 1
OA Schedule | Kitchen | Weekdays |  | 1 | 1 | 1 | 0 | 0 | 0 | 1 | 1 | 1 | 1 | 1 | 1 | 1 | 1 | 1 | 1 | 1 | 1 | 1 | 1 | 1 | 1 | 1 | 1
Occupant Sch | Kitchen | AllOtherDays |  | 0.2 | 0.2 | 0.05 | 0 | 0 | 0 | 0 | 0 | 0 | 0 | 0.1 | 0.2 | 0.25 | 0.25 | 0.15 | 0.2 | 0.25 | 0.35 | 0.55 | 0.65 | 0.7 | 0.35 | 0.2 | 0.2
Occupant Sch | Kitchen | Saturdays |  | 0.3 | 0.25 | 0.05 | 0 | 0 | 0 | 0 | 0 | 0 | 0.05 | 0.2 | 0.45 | 0.5 | 0.5 | 0.35 | 0.3 | 0.3 | 0.3 | 0.7 | 0.9 | 0.7 | 0.65 | 0.55 | 0.35
Occupant Sch | Kitchen | Weekdays |  | 0.15 | 0.15 | 0.05 | 0 | 0 | 0 | 0 | 0.05 | 0.05 | 0.05 | 0.2 | 0.5 | 0.8 | 0.7 | 0.4 | 0.2 | 0.25 | 0.5 | 0.8 | 0.8 | 0.8 | 0.5 | 0.35 | 0.2
Cooling Setpoint Schedule | Office | AllOtherDays |  | 84.92 | 84.92 | 84.92 | 84.92 | 84.92 | 84.92 | 84.92 | 84.92 | 84.92 | 84.92 | 84.92 | 84.92 | 84.92 | 84.92 | 84.92 | 84.92 | 84.92 | 84.92 | 84.92 | 84.92 | 84.92 | 84.92 | 84.92 | 84.92
Cooling Setpoint Schedule | Office | Saturday |  | 84.92 | 84.92 | 84.92 | 84.92 | 84.92 | 75.02 | 75.02 | 75.02 | 75.02 | 75.02 | 75.02 | 75.02 | 75.02 | 75.02 | 75.02 | 75.02 | 75.02 | 75.02 | 75.02 | 84.92 | 84.92 | 84.92 | 84.92 | 84.92
Cooling Setpoint Schedule | Office | Weekdays |  | 84.92 | 84.92 | 84.92 | 84.92 | 84.92 | 75.02 | 75.02 | 75.02 | 75.02 | 75.02 | 75.02 | 75.02 | 75.02 | 75.02 | 75.02 | 75.02 | 75.02 | 75.02 | 75.02 | 75.02 | 75.02 | 75.02 | 75.02 | 75.02
DHW Sch | Office | AllOtherDays |  | 0.04 | 0.04 | 0.04 | 0.04 | 0.04 | 0.07 | 0.04 | 0.04 | 0.04 | 0.04 | 0.04 | 0.06 | 0.06 | 0.09 | 0.06 | 0.04 | 0.04 | 0.04 | 0.04 | 0.04 | 0.04 | 0.07 | 0.04 | 0.04
DHW Sch | Office | Saturday |  | 0.05 | 0.05 | 0.05 | 0.05 | 0.05 | 0.08 | 0.07 | 0.11 | 0.15 | 0.21 | 0.19 | 0.23 | 0.2 | 0.19 | 0.15 | 0.12 | 0.14 | 0.07 | 0.07 | 0.07 | 0.07 | 0.09 | 0.05 | 0.05
DHW Sch | Office | Weekdays |  | 0.05 | 0.05 | 0.05 | 0.05 | 0.05 | 0.08 | 0.07 | 0.19 | 0.35 | 0.38 | 0.39 | 0.47 | 0.57 | 0.54 | 0.34 | 0.33 | 0.44 | 0.26 | 0.21 | 0.15 | 0.17 | 0.08 | 0.05 | 0.05
Elec Equip Sch | Office | AllOtherDays |  | 0.05 | 0.05 | 0.05 | 0.05 | 0.05 | 0.05 | 0.05 | 0.05 | 0.05 | 0.05 | 0.05 | 0.05 | 0.05 | 0.05 | 0.05 | 0.05 | 0.05 | 0.05 | 0.05 | 0.05 | 0.05 | 0.05 | 0.05 | 0.05
Elec Equip Sch | Office | Saturday |  | 0.05 | 0.05 | 0.05 | 0.05 | 0.05 | 0.05 | 0.1 | 0.1 | 0.3 | 0.3 | 0.3 | 0.3 | 0.15 | 0.15 | 0.15 | 0.15 | 0.15 | 0.05 | 0.05 | 0.05 | 0.05 | 0.05 | 0.05 | 0.05
Elec Equip Sch | Office | Weekdays |  | 0.05 | 0.05 | 0.05 | 0.05 | 0.05 | 0.1 | 0.1 | 0.3 | 0.9 | 0.9 | 0.9 | 0.9 | 0.9 | 0.9 | 0.9 | 0.9 | 0.9 | 0.5 | 0.3 | 0.3 | 0.2 | 0.2 | 0.1 | 0.05
Heating Setpoint Schedule | Office | AllOtherDays |  | 60.08 | 60.08 | 60.08 | 60.08 | 60.08 | 60.08 | 60.08 | 60.08 | 60.08 | 60.08 | 60.08 | 60.08 | 60.08 | 60.08 | 60.08 | 60.08 | 60.08 | 60.08 | 60.08 | 60.08 | 60.08 | 60.08 | 60.08 | 60.08
Heating Setpoint Schedule | Office | Saturday |  | 60.08 | 60.08 | 60.08 | 60.08 | 60.08 | 69.98 | 69.98 | 69.98 | 69.98 | 69.98 | 69.98 | 69.98 | 69.98 | 69.98 | 69.98 | 69.98 | 69.98 | 69.98 | 69.98 | 60.08 | 60.08 | 60.08 | 60.08 | 60.08
Heating Setpoint Schedule | Office | Weekdays |  | 60.08 | 60.08 | 60.08 | 60.08 | 60.08 | 69.98 | 69.98 | 69.98 | 69.98 | 69.98 | 69.98 | 69.98 | 69.98 | 69.98 | 69.98 | 69.98 | 69.98 | 69.98 | 69.98 | 69.98 | 69.98 | 69.98 | 69.98 | 69.98
Infiltration Schedule | Office | AllDays | bar: Hour 1 to Hour 24
Lighting Schedule | Office | AllOtherDays |  | 0.05 | 0.05 | 0.05 | 0.05 | 0.05 | 0.05 | 0.05 | 0.05 | 0.05 | 0.05 | 0.05 | 0.05 | 0.05 | 0.05 | 0.05 | 0.05 | 0.05 | 0.05 | 0.05 | 0.05 | 0.05 | 0.05 | 0.05 | 0.05
Lighting Schedule | Office | Saturday |  | 0.05 | 0.05 | 0.05 | 0.05 | 0.05 | 0.05 | 0.1 | 0.1 | 0.3 | 0.3 | 0.3 | 0.3 | 0.15 | 0.15 | 0.15 | 0.15 | 0.15 | 0.05 | 0.05 | 0.05 | 0.05 | 0.05 | 0.05 | 0.05
Lighting Schedule | Office | Weekdays |  | 0.05 | 0.05 | 0.05 | 0.05 | 0.05 | 0.1 | 0.1 | 0.3 | 0.65 | 0.65 | 0.65 | 0.65 | 0.65 | 0.65 | 0.65 | 0.65 | 0.65 | 0.35 | 0.3 | 0.3 | 0.2 | 0.2 | 0.1 | 0.05
OA Schedule | Office | AllOtherDays |  | 0 | 0 | 0 | 0 | 0 | 0 | 0 | 0 | 0 | 0 | 0 | 0 | 0 | 0 | 0 | 0 | 0 | 0 | 0 | 0 | 0 | 0 | 0 | 0
OA Schedule | Office | Saturday |  | 0 | 0 | 0 | 0 | 0 | 1 | 1 | 1 | 1 | 1 | 1 | 1 | 1 | 1 | 1 | 1 | 1 | 1 | 1 | 0 | 0 | 0 | 0 | 0
OA Schedule | Office | Weekdays |  | 0 | 0 | 0 | 0 | 0 | 1 | 1 | 1 | 1 | 1 | 1 | 1 | 1 | 1 | 1 | 1 | 1 | 1 | 1 | 1 | 1 | 1 | 1 | 1
Occupant Sch | Office | AllOtherDays |  | 0 | 0 | 0 | 0 | 0 | 0 | 0.05 | 0.05 | 0.05 | 0.05 | 0.05 | 0.05 | 0.05 | 0.05 | 0.05 | 0.05 | 0.05 | 0.05 | 0 | 0 | 0 | 0 | 0 | 0
Occupant Sch | Office | Saturday |  | 0 | 0 | 0 | 0 | 0 | 0 | 0.1 | 0.1 | 0.3 | 0.3 | 0.3 | 0.3 | 0.1 | 0.1 | 0.1 | 0.1 | 0.1 | 0.05 | 0.05 | 0 | 0 | 0 | 0 | 0
Occupant Sch | Office | Weekdays |  | 0 | 0 | 0 | 0 | 0 | 0 | 0.1 | 0.2 | 0.95 | 0.95 | 0.95 | 0.95 | 0.5 | 0.95 | 0.95 | 0.95 | 0.95 | 0.3 | 0.1 | 0.1 | 0.1 | 0.1 | 0.05 | 0.05
Infiltration Schedule | Plenum | AllDays | bar: Hour 1 to Hour 24
Cooling Setpoint Schedule | ResidentialLiving | AllDays |  | 78.08 | 78.08 | 78.08 | 78.08 | 78.08 | 78.08 | 78.08 | 78.08 | 78.08 | 78.08 | 78.08 | 78.08 | 78.08 | 78.08 | 78.08 | 78.08 | 78.08 | 78.08 | 78.08 | 78.08 | 78.08 | 78.08 | 78.08 | 78.08
DHW Sch | ResidentialLiving | AllDays |  | 0 | 0 | 0 | 0 | 0 | 0 | 0 | 0 | 0 | 0 | 0 | 0 | 0 | 0 | 0 | 0 | 0 | 0 | 0 | 0 | 0 | 0 | 0 | 0
Elec Equip Sch | ResidentialLiving | AllOtherDays |  | 0.1 | 0.1 | 0.1 | 0.1 | 0.1 | 0.3 | 0.45 | 0.45 | 0.45 | 0.45 | 0.3 | 0.3 | 0.3 | 0.3 | 0.3 | 0.3 | 0.3 | 0.3 | 0.6 | 0.8 | 0.9 | 0.8 | 0.6 | 0.3
Heating Setpoint Schedule | ResidentialLiving | AllDays |  | 60.08 | 60.08 | 60.08 | 60.08 | 60.08 | 60.08 | 68 | 68 | 68 | 68 | 68 | 68 | 68 | 68 | 68 | 68 | 68 | 68 | 68 | 68 | 68 | 68 | 60.08 | 60.08
Infiltration Schedule | ResidentialLiving | AllDays | bar: Hour 1 to Hour 24
Lighting Schedule | ResidentialLiving | AllOtherDays |  | 0.1 | 0.1 | 0.1 | 0.1 | 0.1 | 0.3 | 0.45 | 0.45 | 0.45 | 0.45 | 0.3 | 0.3 | 0.3 | 0.3 | 0.3 | 0.3 | 0.3 | 0.3 | 0.6 | 0.8 | 0.9 | 0.8 | 0.6 | 0.3
OA Schedule | ResidentialLiving | AllDays | bar: Hour 1 to Hour 24
Occupant Sch | ResidentialLiving | AllOtherDays |  | 0.9 | 0.9 | 0.9 | 0.9 | 0.9 | 0.9 | 0.7 | 0.4 | 0.4 | 0.2 | 0.2 | 0.2 | 0.2 | 0.2 | 0.2 | 0.3 | 0.5 | 0.5 | 0.5 | 0.7 | 0.7 | 0.8 | 0.9 | 0.9
Cooling Setpoint Schedule | School | AllOtherDays (Through 1/11) |  | 84.92 | 84.92 | 84.92 | 84.92 | 84.92 | 84.92 | 84.92 | 84.92 | 84.92 | 84.92 | 84.92 | 84.92 | 84.92 | 84.92 | 84.92 | 84.92 | 84.92 | 84.92 | 84.92 | 84.92 | 84.92 | 84.92 | 84.92 | 84.92
Cooling Setpoint Schedule | School | AllOtherDays (Through 4/3) |  | 84.92 | 84.92 | 84.92 | 84.92 | 84.92 | 84.92 | 84.92 | 84.92 | 84.92 | 84.92 | 84.92 | 84.92 | 84.92 | 84.92 | 84.92 | 84.92 | 84.92 | 84.92 | 84.92 | 84.92 | 84.92 | 84.92 | 84.92 | 84.92
Cooling Setpoint Schedule | School | AllOtherDays (Through 4/12) |  | 84.92 | 84.92 | 84.92 | 84.92 | 84.92 | 84.92 | 84.92 | 84.92 | 84.92 | 84.92 | 84.92 | 84.92 | 84.92 | 84.92 | 84.92 | 84.92 | 84.92 | 84.92 | 84.92 | 84.92 | 84.92 | 84.92 | 84.92 | 84.92
Cooling Setpoint Schedule | School | AllOtherDays (Through 5/22) |  | 84.92 | 84.92 | 84.92 | 84.92 | 84.92 | 84.92 | 84.92 | 84.92 | 84.92 | 84.92 | 84.92 | 84.92 | 84.92 | 84.92 | 84.92 | 84.92 | 84.92 | 84.92 | 84.92 | 84.92 | 84.92 | 84.92 | 84.92 | 84.92
Cooling Setpoint Schedule | School | AllOtherDays (Through 5/31) |  | 84.92 | 84.92 | 84.92 | 84.92 | 84.92 | 84.92 | 84.92 | 84.92 | 84.92 | 84.92 | 84.92 | 84.92 | 84.92 | 84.92 | 84.92 | 84.92 | 84.92 | 84.92 | 84.92 | 84.92 | 84.92 | 84.92 | 84.92 | 84.92
Cooling Setpoint Schedule | School | AllOtherDays (Through 8/7) |  | 84.92 | 84.92 | 84.92 | 84.92 | 84.92 | 84.92 | 84.92 | 84.92 | 84.92 | 84.92 | 84.92 | 84.92 | 84.92 | 84.92 | 84.92 | 84.92 | 84.92 | 84.92 | 84.92 | 84.92 | 84.92 | 84.92 | 84.92 | 84.92
Cooling Setpoint Schedule | School | AllOtherDays (Through 8/16) |  | 84.92 | 84.92 | 84.92 | 84.92 | 84.92 | 84.92 | 84.92 | 84.92 | 84.92 | 84.92 | 84.92 | 84.92 | 84.92 | 84.92 | 84.92 | 84.92 | 84.92 | 84.92 | 84.92 | 84.92 | 84.92 | 84.92 | 84.92 | 84.92
Cooling Setpoint Schedule | School | AllOtherDays (Through 12/11) |  | 84.92 | 84.92 | 84.92 | 84.92 | 84.92 | 84.92 | 84.92 | 84.92 | 84.92 | 84.92 | 84.92 | 84.92 | 84.92 | 84.92 | 84.92 | 84.92 | 84.92 | 84.92 | 84.92 | 84.92 | 84.92 | 84.92 | 84.92 | 84.92
Cooling Setpoint Schedule | School | AllOtherDays (Through 12/31) |  | 84.92 | 84.92 | 84.92 | 84.92 | 84.92 | 84.92 | 84.92 | 84.92 | 84.92 | 84.92 | 84.92 | 84.92 | 84.92 | 84.92 | 84.92 | 84.92 | 84.92 | 84.92 | 84.92 | 84.92 | 84.92 | 84.92 | 84.92 | 84.92
Cooling Setpoint Schedule | School | Saturdays (Through 4/3) |  | 84.92 | 84.92 | 84.92 | 84.92 | 84.92 | 84.92 | 84.92 | 75.02 | 75.02 | 75.02 | 75.02 | 75.02 | 75.02 | 84.92 | 84.92 | 84.92 | 84.92 | 84.92 | 84.92 | 84.92 | 84.92 | 84.92 | 84.92 | 84.92
Cooling Setpoint Schedule | School | Saturdays (Through 5/22) |  | 84.92 | 84.92 | 84.92 | 84.92 | 84.92 | 84.92 | 84.92 | 75.02 | 75.02 | 75.02 | 75.02 | 75.02 | 75.02 | 84.92 | 84.92 | 84.92 | 84.92 | 84.92 | 84.92 | 84.92 | 84.92 | 84.92 | 84.92 | 84.92
Cooling Setpoint Schedule | School | Saturdays (Through 8/7) |  | 84.92 | 84.92 | 84.92 | 84.92 | 84.92 | 84.92 | 84.92 | 75.02 | 75.02 | 75.02 | 75.02 | 75.02 | 75.02 | 84.92 | 84.92 | 84.92 | 84.92 | 84.92 | 84.92 | 84.92 | 84.92 | 84.92 | 84.92 | 84.92
Cooling Setpoint Schedule | School | Saturdays (Through 12/11) |  | 84.92 | 84.92 | 84.92 | 84.92 | 84.92 | 84.92 | 84.92 | 75.02 | 75.02 | 75.02 | 75.02 | 75.02 | 75.02 | 84.92 | 84.92 | 84.92 | 84.92 | 84.92 | 84.92 | 84.92 | 84.92 | 84.92 | 84.92 | 84.92
Cooling Setpoint Schedule | School | Weekdays (Through 4/3) |  | 84.92 | 84.92 | 84.92 | 84.92 | 84.92 | 84.92 | 75.02 | 75.02 | 75.02 | 75.02 | 75.02 | 75.02 | 75.02 | 75.02 | 75.02 | 75.02 | 75.02 | 75.02 | 75.02 | 75.02 | 75.02 | 75.02 | 84.92 | 84.92
Cooling Setpoint Schedule | School | Weekdays (Through 5/22) |  | 84.92 | 84.92 | 84.92 | 84.92 | 84.92 | 84.92 | 75.02 | 75.02 | 75.02 | 75.02 | 75.02 | 75.02 | 75.02 | 75.02 | 75.02 | 75.02 | 75.02 | 75.02 | 75.02 | 75.02 | 75.02 | 75.02 | 84.92 | 84.92
Cooling Setpoint Schedule | School | Weekdays (Through 8/7) |  | 84.92 | 84.92 | 84.92 | 84.92 | 84.92 | 84.92 | 75.02 | 75.02 | 75.02 | 75.02 | 75.02 | 75.02 | 75.02 | 75.02 | 75.02 | 75.02 | 75.02 | 75.02 | 75.02 | 75.02 | 75.02 | 75.02 | 84.92 | 84.92
Cooling Setpoint Schedule | School | Weekdays (Through 12/11) |  | 84.92 | 84.92 | 84.92 | 84.92 | 84.92 | 84.92 | 75.02 | 75.02 | 75.02 | 75.02 | 75.02 | 75.02 | 75.02 | 75.02 | 75.02 | 75.02 | 75.02 | 75.02 | 75.02 | 75.02 | 75.02 | 75.02 | 84.92 | 84.92
DHW Sch | School | AllOtherDays (Through 1/11) |  | 0 | 0 | 0 | 0 | 0 | 0 | 0 | 0 | 0 | 0 | 0 | 0 | 0 | 0 | 0 | 0 | 0 | 0 | 0 | 0 | 0 | 0 | 0 | 0
DHW Sch | School | AllOtherDays (Through 4/3) |  | 0.03 | 0.03 | 0.03 | 0.03 | 0.03 | 0.03 | 0.03 | 0.03 | 0.03 | 0.05 | 0.05 | 0.05 | 0.05 | 0.03 | 0.03 | 0.03 | 0.03 | 0.03 | 0.03 | 0.03 | 0.03 | 0.03 | 0.03 | 0.03
DHW Sch | School | AllOtherDays (Through 4/12) |  | 0 | 0 | 0 | 0 | 0 | 0 | 0 | 0 | 0 | 0 | 0 | 0 | 0 | 0 | 0 | 0 | 0 | 0 | 0 | 0 | 0 | 0 | 0 | 0
DHW Sch | School | AllOtherDays (Through 5/22) |  | 0.03 | 0.03 | 0.03 | 0.03 | 0.03 | 0.03 | 0.03 | 0.03 | 0.03 | 0.05 | 0.05 | 0.05 | 0.05 | 0.03 | 0.03 | 0.03 | 0.03 | 0.03 | 0.03 | 0.03 | 0.03 | 0.03 | 0.03 | 0.03
DHW Sch | School | AllOtherDays (Through 5/31) |  | 0 | 0 | 0 | 0 | 0 | 0 | 0 | 0 | 0 | 0 | 0 | 0 | 0 | 0 | 0 | 0 | 0 | 0 | 0 | 0 | 0 | 0 | 0 | 0
DHW Sch | School | AllOtherDays (Through 8/7) |  | 0.03 | 0.03 | 0.03 | 0.03 | 0.03 | 0.03 | 0.03 | 0.03 | 0.03 | 0.05 | 0.05 | 0.05 | 0.05 | 0.03 | 0.03 | 0.03 | 0.03 | 0.03 | 0.03 | 0.03 | 0.03 | 0.03 | 0.03 | 0.03
DHW Sch | School | AllOtherDays (Through 8/16) |  | 0 | 0 | 0 | 0 | 0 | 0 | 0 | 0 | 0 | 0 | 0 | 0 | 0 | 0 | 0 | 0 | 0 | 0 | 0 | 0 | 0 | 0 | 0 | 0
DHW Sch | School | AllOtherDays (Through 12/11) |  | 0.03 | 0.03 | 0.03 | 0.03 | 0.03 | 0.03 | 0.03 | 0.03 | 0.03 | 0.05 | 0.05 | 0.05 | 0.05 | 0.03 | 0.03 | 0.03 | 0.03 | 0.03 | 0.03 | 0.03 | 0.03 | 0.03 | 0.03 | 0.03
DHW Sch | School | AllOtherDays (Through 12/31) |  | 0 | 0 | 0 | 0 | 0 | 0 | 0 | 0 | 0 | 0 | 0 | 0 | 0 | 0 | 0 | 0 | 0 | 0 | 0 | 0 | 0 | 0 | 0 | 0
DHW Sch | School | Saturdays (Through 4/3) |  | 0.03 | 0.03 | 0.03 | 0.03 | 0.03 | 0.03 | 0.03 | 0.03 | 0.03 | 0.05 | 0.05 | 0.05 | 0.05 | 0.03 | 0.03 | 0.03 | 0.03 | 0.03 | 0.03 | 0.03 | 0.03 | 0.03 | 0.03 | 0.03
DHW Sch | School | Saturdays (Through 5/22) |  | 0.03 | 0.03 | 0.03 | 0.03 | 0.03 | 0.03 | 0.03 | 0.03 | 0.03 | 0.05 | 0.05 | 0.05 | 0.05 | 0.03 | 0.03 | 0.03 | 0.03 | 0.03 | 0.03 | 0.03 | 0.03 | 0.03 | 0.03 | 0.03
DHW Sch | School | Saturdays (Through 8/7) |  | 0.03 | 0.03 | 0.03 | 0.03 | 0.03 | 0.03 | 0.03 | 0.03 | 0.03 | 0.05 | 0.05 | 0.05 | 0.05 | 0.03 | 0.03 | 0.03 | 0.03 | 0.03 | 0.03 | 0.03 | 0.03 | 0.03 | 0.03 | 0.03
DHW Sch | School | Saturdays (Through 12/11) |  | 0.03 | 0.03 | 0.03 | 0.03 | 0.03 | 0.03 | 0.03 | 0.03 | 0.03 | 0.05 | 0.05 | 0.05 | 0.05 | 0.03 | 0.03 | 0.03 | 0.03 | 0.03 | 0.03 | 0.03 | 0.03 | 0.03 | 0.03 | 0.03
DHW Sch | School | Weekdays (Through 4/3) |  | 0.05 | 0.05 | 0.05 | 0.05 | 0.05 | 0.05 | 0.05 | 0.1 | 0.34 | 0.6 | 0.63 | 0.72 | 0.79 | 0.83 | 0.61 | 0.65 | 0.1 | 0.1 | 0.19 | 0.25 | 0.22 | 0.22 | 0.12 | 0.09
DHW Sch | School | Weekdays (Through 5/22) |  | 0.05 | 0.05 | 0.05 | 0.05 | 0.05 | 0.05 | 0.05 | 0.1 | 0.34 | 0.6 | 0.63 | 0.72 | 0.79 | 0.83 | 0.61 | 0.65 | 0.1 | 0.1 | 0.19 | 0.25 | 0.22 | 0.22 | 0.12 | 0.09
DHW Sch | School | Weekdays (Through 8/7) |  | 0.05 | 0.05 | 0.05 | 0.05 | 0.05 | 0.05 | 0.05 | 0.1 | 0.34 | 0.6 | 0.63 | 0.72 | 0.79 | 0.83 | 0.61 | 0.65 | 0.1 | 0.1 | 0.19 | 0.25 | 0.22 | 0.22 | 0.12 | 0.09
DHW Sch | School | Weekdays (Through 12/11) |  | 0.05 | 0.05 | 0.05 | 0.05 | 0.05 | 0.05 | 0.05 | 0.1 | 0.34 | 0.6 | 0.63 | 0.72 | 0.79 | 0.83 | 0.61 | 0.65 | 0.1 | 0.1 | 0.19 | 0.25 | 0.22 | 0.22 | 0.12 | 0.09
Elec Equip Sch | School | AllDays | bar: Hour 1 to Hour 24
Elec Equip Sch | School | AllOtherDays (Through 1/11) |  | 0 | 0 | 0 | 0 | 0 | 0 | 0 | 0 | 0 | 0 | 0 | 0 | 0 | 0 | 0 | 0 | 0 | 0 | 0 | 0 | 0 | 0 | 0 | 0
Elec Equip Sch | School | AllOtherDays (Through 4/3) |  | 0.05 | 0.05 | 0.05 | 0.05 | 0.05 | 0.05 | 0.05 | 0.05 | 0.05 | 0.05 | 0.05 | 0.05 | 0.05 | 0.05 | 0.05 | 0.05 | 0.05 | 0.05 | 0.05 | 0.05 | 0.05 | 0.05 | 0.05 | 0.05
Elec Equip Sch | School | AllOtherDays (Through 4/12) |  | 0 | 0 | 0 | 0 | 0 | 0 | 0 | 0 | 0 | 0 | 0 | 0 | 0 | 0 | 0 | 0 | 0 | 0 | 0 | 0 | 0 | 0 | 0 | 0
Elec Equip Sch | School | AllOtherDays (Through 5/22) |  | 0.05 | 0.05 | 0.05 | 0.05 | 0.05 | 0.05 | 0.05 | 0.05 | 0.05 | 0.05 | 0.05 | 0.05 | 0.05 | 0.05 | 0.05 | 0.05 | 0.05 | 0.05 | 0.05 | 0.05 | 0.05 | 0.05 | 0.05 | 0.05
Elec Equip Sch | School | AllOtherDays (Through 5/31) |  | 0 | 0 | 0 | 0 | 0 | 0 | 0 | 0 | 0 | 0 | 0 | 0 | 0 | 0 | 0 | 0 | 0 | 0 | 0 | 0 | 0 | 0 | 0 | 0
Elec Equip Sch | School | AllOtherDays (Through 8/7) |  | 0.05 | 0.05 | 0.05 | 0.05 | 0.05 | 0.05 | 0.05 | 0.05 | 0.05 | 0.05 | 0.05 | 0.05 | 0.05 | 0.05 | 0.05 | 0.05 | 0.05 | 0.05 | 0.05 | 0.05 | 0.05 | 0.05 | 0.05 | 0.05
Elec Equip Sch | School | AllOtherDays (Through 8/16) |  | 0 | 0 | 0 | 0 | 0 | 0 | 0 | 0 | 0 | 0 | 0 | 0 | 0 | 0 | 0 | 0 | 0 | 0 | 0 | 0 | 0 | 0 | 0 | 0
Elec Equip Sch | School | AllOtherDays (Through 12/11) |  | 0.05 | 0.05 | 0.05 | 0.05 | 0.05 | 0.05 | 0.05 | 0.05 | 0.05 | 0.05 | 0.05 | 0.05 | 0.05 | 0.05 | 0.05 | 0.05 | 0.05 | 0.05 | 0.05 | 0.05 | 0.05 | 0.05 | 0.05 | 0.05
Elec Equip Sch | School | AllOtherDays (Through 12/31) |  | 0 | 0 | 0 | 0 | 0 | 0 | 0 | 0 | 0 | 0 | 0 | 0 | 0 | 0 | 0 | 0 | 0 | 0 | 0 | 0 | 0 | 0 | 0 | 0
Elec Equip Sch | School | Saturdays (Through 4/3) |  | 0.05 | 0.05 | 0.05 | 0.05 | 0.05 | 0.05 | 0.05 | 0.05 | 0.15 | 0.15 | 0.15 | 0.15 | 0.15 | 0.05 | 0.05 | 0.05 | 0.05 | 0.05 | 0.05 | 0.05 | 0.05 | 0.05 | 0.05 | 0.05
Elec Equip Sch | School | Saturdays (Through 5/22) |  | 0.05 | 0.05 | 0.05 | 0.05 | 0.05 | 0.05 | 0.05 | 0.05 | 0.15 | 0.15 | 0.15 | 0.15 | 0.15 | 0.05 | 0.05 | 0.05 | 0.05 | 0.05 | 0.05 | 0.05 | 0.05 | 0.05 | 0.05 | 0.05
Elec Equip Sch | School | Saturdays (Through 8/7) |  | 0.05 | 0.05 | 0.05 | 0.05 | 0.05 | 0.05 | 0.05 | 0.05 | 0.15 | 0.15 | 0.15 | 0.15 | 0.15 | 0.05 | 0.05 | 0.05 | 0.05 | 0.05 | 0.05 | 0.05 | 0.05 | 0.05 | 0.05 | 0.05
Elec Equip Sch | School | Saturdays (Through 12/11) |  | 0.05 | 0.05 | 0.05 | 0.05 | 0.05 | 0.05 | 0.05 | 0.05 | 0.15 | 0.15 | 0.15 | 0.15 | 0.15 | 0.05 | 0.05 | 0.05 | 0.05 | 0.05 | 0.05 | 0.05 | 0.05 | 0.05 | 0.05 | 0.05
Elec Equip Sch | School | Weekdays (Through 4/3) |  | 0.05 | 0.05 | 0.05 | 0.05 | 0.05 | 0.05 | 0.05 | 0.3 | 0.85 | 0.95 | 0.95 | 0.95 | 0.8 | 0.8 | 0.8 | 0.7 | 0.5 | 0.5 | 0.35 | 0.35 | 0.35 | 0.3 | 0.05 | 0.05
Elec Equip Sch | School | Weekdays (Through 5/22) |  | 0.05 | 0.05 | 0.05 | 0.05 | 0.05 | 0.05 | 0.05 | 0.3 | 0.85 | 0.95 | 0.95 | 0.95 | 0.8 | 0.8 | 0.8 | 0.7 | 0.5 | 0.5 | 0.35 | 0.35 | 0.35 | 0.3 | 0.05 | 0.05
Elec Equip Sch | School | Weekdays (Through 8/7) |  | 0.05 | 0.05 | 0.05 | 0.05 | 0.05 | 0.05 | 0.05 | 0.3 | 0.85 | 0.95 | 0.95 | 0.95 | 0.8 | 0.8 | 0.8 | 0.7 | 0.5 | 0.5 | 0.35 | 0.35 | 0.35 | 0.3 | 0.05 | 0.05
Elec Equip Sch | School | Weekdays (Through 12/11) |  | 0.05 | 0.05 | 0.05 | 0.05 | 0.05 | 0.05 | 0.05 | 0.3 | 0.85 | 0.95 | 0.95 | 0.95 | 0.8 | 0.8 | 0.8 | 0.7 | 0.5 | 0.5 | 0.35 | 0.35 | 0.35 | 0.3 | 0.05 | 0.05
Heating Setpoint Schedule | School | AllOtherDays (Through 1/11) |  | 60.08 | 60.08 | 60.08 | 60.08 | 60.08 | 60.08 | 60.08 | 60.08 | 60.08 | 60.08 | 60.08 | 60.08 | 60.08 | 60.08 | 60.08 | 60.08 | 60.08 | 60.08 | 60.08 | 60.08 | 60.08 | 60.08 | 60.08 | 60.08
Heating Setpoint Schedule | School | AllOtherDays (Through 4/3) |  | 60.08 | 60.08 | 60.08 | 60.08 | 60.08 | 60.08 | 60.08 | 60.08 | 60.08 | 60.08 | 60.08 | 60.08 | 60.08 | 60.08 | 60.08 | 60.08 | 60.08 | 60.08 | 60.08 | 60.08 | 60.08 | 60.08 | 60.08 | 60.08
Heating Setpoint Schedule | School | AllOtherDays (Through 4/12) |  | 60.08 | 60.08 | 60.08 | 60.08 | 60.08 | 60.08 | 60.08 | 60.08 | 60.08 | 60.08 | 60.08 | 60.08 | 60.08 | 60.08 | 60.08 | 60.08 | 60.08 | 60.08 | 60.08 | 60.08 | 60.08 | 60.08 | 60.08 | 60.08
Heating Setpoint Schedule | School | AllOtherDays (Through 5/22) |  | 60.08 | 60.08 | 60.08 | 60.08 | 60.08 | 60.08 | 60.08 | 60.08 | 60.08 | 60.08 | 60.08 | 60.08 | 60.08 | 60.08 | 60.08 | 60.08 | 60.08 | 60.08 | 60.08 | 60.08 | 60.08 | 60.08 | 60.08 | 60.08
Heating Setpoint Schedule | School | AllOtherDays (Through 5/31) |  | 60.08 | 60.08 | 60.08 | 60.08 | 60.08 | 60.08 | 60.08 | 60.08 | 60.08 | 60.08 | 60.08 | 60.08 | 60.08 | 60.08 | 60.08 | 60.08 | 60.08 | 60.08 | 60.08 | 60.08 | 60.08 | 60.08 | 60.08 | 60.08
Heating Setpoint Schedule | School | AllOtherDays (Through 8/7) |  | 60.08 | 60.08 | 60.08 | 60.08 | 60.08 | 60.08 | 60.08 | 60.08 | 60.08 | 60.08 | 60.08 | 60.08 | 60.08 | 60.08 | 60.08 | 60.08 | 60.08 | 60.08 | 60.08 | 60.08 | 60.08 | 60.08 | 60.08 | 60.08
Heating Setpoint Schedule | School | AllOtherDays (Through 8/16) |  | 60.08 | 60.08 | 60.08 | 60.08 | 60.08 | 60.08 | 60.08 | 60.08 | 60.08 | 60.08 | 60.08 | 60.08 | 60.08 | 60.08 | 60.08 | 60.08 | 60.08 | 60.08 | 60.08 | 60.08 | 60.08 | 60.08 | 60.08 | 60.08
Heating Setpoint Schedule | School | AllOtherDays (Through 12/11) |  | 60.08 | 60.08 | 60.08 | 60.08 | 60.08 | 60.08 | 60.08 | 60.08 | 60.08 | 60.08 | 60.08 | 60.08 | 60.08 | 60.08 | 60.08 | 60.08 | 60.08 | 60.08 | 60.08 | 60.08 | 60.08 | 60.08 | 60.08 | 60.08
Heating Setpoint Schedule | School | AllOtherDays (Through 12/31) |  | 60.08 | 60.08 | 60.08 | 60.08 | 60.08 | 60.08 | 60.08 | 60.08 | 60.08 | 60.08 | 60.08 | 60.08 | 60.08 | 60.08 | 60.08 | 60.08 | 60.08 | 60.08 | 60.08 | 60.08 | 60.08 | 60.08 | 60.08 | 60.08
Heating Setpoint Schedule | School | Saturdays (Through 4/3) |  | 60.08 | 60.08 | 60.08 | 60.08 | 60.08 | 60.08 | 60.08 | 69.98 | 69.98 | 69.98 | 69.98 | 69.98 | 69.98 | 60.08 | 60.08 | 60.08 | 60.08 | 60.08 | 60.08 | 60.08 | 60.08 | 60.08 | 60.08 | 60.08
Heating Setpoint Schedule | School | Saturdays (Through 5/22) |  | 60.08 | 60.08 | 60.08 | 60.08 | 60.08 | 60.08 | 60.08 | 69.98 | 69.98 | 69.98 | 69.98 | 69.98 | 69.98 | 60.08 | 60.08 | 60.08 | 60.08 | 60.08 | 60.08 | 60.08 | 60.08 | 60.08 | 60.08 | 60.08
Heating Setpoint Schedule | School | Saturdays (Through 8/7) |  | 60.08 | 60.08 | 60.08 | 60.08 | 60.08 | 60.08 | 60.08 | 69.98 | 69.98 | 69.98 | 69.98 | 69.98 | 69.98 | 60.08 | 60.08 | 60.08 | 60.08 | 60.08 | 60.08 | 60.08 | 60.08 | 60.08 | 60.08 | 60.08
Heating Setpoint Schedule | School | Saturdays (Through 12/11) |  | 60.08 | 60.08 | 60.08 | 60.08 | 60.08 | 60.08 | 60.08 | 69.98 | 69.98 | 69.98 | 69.98 | 69.98 | 69.98 | 60.08 | 60.08 | 60.08 | 60.08 | 60.08 | 60.08 | 60.08 | 60.08 | 60.08 | 60.08 | 60.08
Heating Setpoint Schedule | School | Weekdays (Through 4/3) |  | 60.08 | 60.08 | 60.08 | 60.08 | 60.08 | 60.08 | 69.98 | 69.98 | 69.98 | 69.98 | 69.98 | 69.98 | 69.98 | 69.98 | 69.98 | 69.98 | 69.98 | 69.98 | 69.98 | 69.98 | 69.98 | 69.98 | 60.08 | 60.08
Heating Setpoint Schedule | School | Weekdays (Through 5/22) |  | 60.08 | 60.08 | 60.08 | 60.08 | 60.08 | 60.08 | 69.98 | 69.98 | 69.98 | 69.98 | 69.98 | 69.98 | 69.98 | 69.98 | 69.98 | 69.98 | 69.98 | 69.98 | 69.98 | 69.98 | 69.98 | 69.98 | 60.08 | 60.08
Heating Setpoint Schedule | School | Weekdays (Through 8/7) |  | 60.08 | 60.08 | 60.08 | 60.08 | 60.08 | 60.08 | 69.98 | 69.98 | 69.98 | 69.98 | 69.98 | 69.98 | 69.98 | 69.98 | 69.98 | 69.98 | 69.98 | 69.98 | 69.98 | 69.98 | 69.98 | 69.98 | 60.08 | 60.08
Heating Setpoint Schedule | School | Weekdays (Through 12/11) |  | 60.08 | 60.08 | 60.08 | 60.08 | 60.08 | 60.08 | 69.98 | 69.98 | 69.98 | 69.98 | 69.98 | 69.98 | 69.98 | 69.98 | 69.98 | 69.98 | 69.98 | 69.98 | 69.98 | 69.98 | 69.98 | 69.98 | 60.08 | 60.08
Infiltration Schedule | School | AllDays | bar: Hour 1 to Hour 24
Lighting Schedule | School | AllOtherDays (Through 1/11) |  | 0 | 0 | 0 | 0 | 0 | 0 | 0 | 0 | 0 | 0 | 0 | 0 | 0 | 0 | 0 | 0 | 0 | 0 | 0 | 0 | 0 | 0 | 0 | 0
Lighting Schedule | School | AllOtherDays (Through 4/3) |  | 0.05 | 0.05 | 0.05 | 0.05 | 0.05 | 0.05 | 0.05 | 0.05 | 0.05 | 0.05 | 0.05 | 0.05 | 0.05 | 0.05 | 0.05 | 0.05 | 0.05 | 0.05 | 0.05 | 0.05 | 0.05 | 0.05 | 0.05 | 0.05
Lighting Schedule | School | AllOtherDays (Through 4/12) |  | 0 | 0 | 0 | 0 | 0 | 0 | 0 | 0 | 0 | 0 | 0 | 0 | 0 | 0 | 0 | 0 | 0 | 0 | 0 | 0 | 0 | 0 | 0 | 0
Lighting Schedule | School | AllOtherDays (Through 5/22) |  | 0.05 | 0.05 | 0.05 | 0.05 | 0.05 | 0.05 | 0.05 | 0.05 | 0.05 | 0.05 | 0.05 | 0.05 | 0.05 | 0.05 | 0.05 | 0.05 | 0.05 | 0.05 | 0.05 | 0.05 | 0.05 | 0.05 | 0.05 | 0.05
Lighting Schedule | School | AllOtherDays (Through 5/31) |  | 0 | 0 | 0 | 0 | 0 | 0 | 0 | 0 | 0 | 0 | 0 | 0 | 0 | 0 | 0 | 0 | 0 | 0 | 0 | 0 | 0 | 0 | 0 | 0
Lighting Schedule | School | AllOtherDays (Through 8/7) |  | 0.05 | 0.05 | 0.05 | 0.05 | 0.05 | 0.05 | 0.05 | 0.05 | 0.05 | 0.05 | 0.05 | 0.05 | 0.05 | 0.05 | 0.05 | 0.05 | 0.05 | 0.05 | 0.05 | 0.05 | 0.05 | 0.05 | 0.05 | 0.05
Lighting Schedule | School | AllOtherDays (Through 8/16) |  | 0 | 0 | 0 | 0 | 0 | 0 | 0 | 0 | 0 | 0 | 0 | 0 | 0 | 0 | 0 | 0 | 0 | 0 | 0 | 0 | 0 | 0 | 0 | 0
Lighting Schedule | School | AllOtherDays (Through 12/11) |  | 0.05 | 0.05 | 0.05 | 0.05 | 0.05 | 0.05 | 0.05 | 0.05 | 0.05 | 0.05 | 0.05 | 0.05 | 0.05 | 0.05 | 0.05 | 0.05 | 0.05 | 0.05 | 0.05 | 0.05 | 0.05 | 0.05 | 0.05 | 0.05
Lighting Schedule | School | AllOtherDays (Through 12/31) |  | 0 | 0 | 0 | 0 | 0 | 0 | 0 | 0 | 0 | 0 | 0 | 0 | 0 | 0 | 0 | 0 | 0 | 0 | 0 | 0 | 0 | 0 | 0 | 0
Lighting Schedule | School | Saturdays (Through 4/3) |  | 0.05 | 0.05 | 0.05 | 0.05 | 0.05 | 0.05 | 0.05 | 0.05 | 0.15 | 0.15 | 0.15 | 0.15 | 0.15 | 0.05 | 0.05 | 0.05 | 0.05 | 0.05 | 0.05 | 0.05 | 0.05 | 0.05 | 0.05 | 0.05
Lighting Schedule | School | Saturdays (Through 5/22) |  | 0.05 | 0.05 | 0.05 | 0.05 | 0.05 | 0.05 | 0.05 | 0.05 | 0.15 | 0.15 | 0.15 | 0.15 | 0.15 | 0.05 | 0.05 | 0.05 | 0.05 | 0.05 | 0.05 | 0.05 | 0.05 | 0.05 | 0.05 | 0.05
Lighting Schedule | School | Saturdays (Through 8/7) |  | 0.05 | 0.05 | 0.05 | 0.05 | 0.05 | 0.05 | 0.05 | 0.05 | 0.15 | 0.15 | 0.15 | 0.15 | 0.15 | 0.05 | 0.05 | 0.05 | 0.05 | 0.05 | 0.05 | 0.05 | 0.05 | 0.05 | 0.05 | 0.05
Lighting Schedule | School | Saturdays (Through 12/11) |  | 0.05 | 0.05 | 0.05 | 0.05 | 0.05 | 0.05 | 0.05 | 0.05 | 0.15 | 0.15 | 0.15 | 0.15 | 0.15 | 0.05 | 0.05 | 0.05 | 0.05 | 0.05 | 0.05 | 0.05 | 0.05 | 0.05 | 0.05 | 0.05
Lighting Schedule | School | Weekdays (Through 4/3) |  | 0.05 | 0.05 | 0.05 | 0.05 | 0.05 | 0.05 | 0.05 | 0.3 | 0.6 | 0.65 | 0.65 | 0.65 | 0.55 | 0.55 | 0.55 | 0.5 | 0.35 | 0.35 | 0.35 | 0.35 | 0.35 | 0.3 | 0.05 | 0.05
Lighting Schedule | School | Weekdays (Through 5/22) |  | 0.05 | 0.05 | 0.05 | 0.05 | 0.05 | 0.05 | 0.05 | 0.3 | 0.6 | 0.65 | 0.65 | 0.65 | 0.55 | 0.55 | 0.55 | 0.5 | 0.35 | 0.35 | 0.35 | 0.35 | 0.35 | 0.3 | 0.05 | 0.05
Lighting Schedule | School | Weekdays (Through 8/7) |  | 0.05 | 0.05 | 0.05 | 0.05 | 0.05 | 0.05 | 0.05 | 0.3 | 0.6 | 0.65 | 0.65 | 0.65 | 0.55 | 0.55 | 0.55 | 0.5 | 0.35 | 0.35 | 0.35 | 0.35 | 0.35 | 0.3 | 0.05 | 0.05
Lighting Schedule | School | Weekdays (Through 12/11) |  | 0.05 | 0.05 | 0.05 | 0.05 | 0.05 | 0.05 | 0.05 | 0.3 | 0.6 | 0.65 | 0.65 | 0.65 | 0.55 | 0.55 | 0.55 | 0.5 | 0.35 | 0.35 | 0.35 | 0.35 | 0.35 | 0.3 | 0.05 | 0.05
OA Schedule | School | AllOtherDays (Through 1/11) |  | 0 | 0 | 0 | 0 | 0 | 0 | 0 | 0 | 0 | 0 | 0 | 0 | 0 | 0 | 0 | 0 | 0 | 0 | 0 | 0 | 0 | 0 | 0 | 0
OA Schedule | School | AllOtherDays (Through 4/3) |  | 0 | 0 | 0 | 0 | 0 | 0 | 0 | 0 | 0 | 0 | 0 | 0 | 0 | 0 | 0 | 0 | 0 | 0 | 0 | 0 | 0 | 0 | 0 | 0
OA Schedule | School | AllOtherDays (Through 4/12) |  | 0 | 0 | 0 | 0 | 0 | 0 | 0 | 0 | 0 | 0 | 0 | 0 | 0 | 0 | 0 | 0 | 0 | 0 | 0 | 0 | 0 | 0 | 0 | 0
OA Schedule | School | AllOtherDays (Through 5/22) |  | 0 | 0 | 0 | 0 | 0 | 0 | 0 | 0 | 0 | 0 | 0 | 0 | 0 | 0 | 0 | 0 | 0 | 0 | 0 | 0 | 0 | 0 | 0 | 0
OA Schedule | School | AllOtherDays (Through 5/31) |  | 0 | 0 | 0 | 0 | 0 | 0 | 0 | 0 | 0 | 0 | 0 | 0 | 0 | 0 | 0 | 0 | 0 | 0 | 0 | 0 | 0 | 0 | 0 | 0
OA Schedule | School | AllOtherDays (Through 8/7) |  | 0 | 0 | 0 | 0 | 0 | 0 | 0 | 0 | 0 | 0 | 0 | 0 | 0 | 0 | 0 | 0 | 0 | 0 | 0 | 0 | 0 | 0 | 0 | 0
OA Schedule | School | AllOtherDays (Through 8/16) |  | 0 | 0 | 0 | 0 | 0 | 0 | 0 | 0 | 0 | 0 | 0 | 0 | 0 | 0 | 0 | 0 | 0 | 0 | 0 | 0 | 0 | 0 | 0 | 0
OA Schedule | School | AllOtherDays (Through 12/11) |  | 0 | 0 | 0 | 0 | 0 | 0 | 0 | 0 | 0 | 0 | 0 | 0 | 0 | 0 | 0 | 0 | 0 | 0 | 0 | 0 | 0 | 0 | 0 | 0
OA Schedule | School | AllOtherDays (Through 12/31) |  | 0 | 0 | 0 | 0 | 0 | 0 | 0 | 0 | 0 | 0 | 0 | 0 | 0 | 0 | 0 | 0 | 0 | 0 | 0 | 0 | 0 | 0 | 0 | 0
OA Schedule | School | Saturdays (Through 4/3) |  | 0 | 0 | 0 | 0 | 0 | 0 | 0 | 1 | 1 | 1 | 1 | 1 | 1 | 0 | 0 | 0 | 0 | 0 | 0 | 0 | 0 | 0 | 0 | 0
OA Schedule | School | Saturdays (Through 5/22) |  | 0 | 0 | 0 | 0 | 0 | 0 | 0 | 1 | 1 | 1 | 1 | 1 | 1 | 0 | 0 | 0 | 0 | 0 | 0 | 0 | 0 | 0 | 0 | 0
OA Schedule | School | Saturdays (Through 8/7) |  | 0 | 0 | 0 | 0 | 0 | 0 | 0 | 1 | 1 | 1 | 1 | 1 | 1 | 0 | 0 | 0 | 0 | 0 | 0 | 0 | 0 | 0 | 0 | 0
OA Schedule | School | Saturdays (Through 12/11) |  | 0 | 0 | 0 | 0 | 0 | 0 | 0 | 1 | 1 | 1 | 1 | 1 | 1 | 0 | 0 | 0 | 0 | 0 | 0 | 0 | 0 | 0 | 0 | 0
OA Schedule | School | Weekdays (Through 4/3) |  | 0 | 0 | 0 | 0 | 0 | 0 | 1 | 1 | 1 | 1 | 1 | 1 | 1 | 1 | 1 | 1 | 1 | 1 | 1 | 1 | 1 | 1 | 0 | 0
OA Schedule | School | Weekdays (Through 5/22) |  | 0 | 0 | 0 | 0 | 0 | 0 | 1 | 1 | 1 | 1 | 1 | 1 | 1 | 1 | 1 | 1 | 1 | 1 | 1 | 1 | 1 | 1 | 0 | 0
OA Schedule | School | Weekdays (Through 8/7) |  | 0 | 0 | 0 | 0 | 0 | 0 | 1 | 1 | 1 | 1 | 1 | 1 | 1 | 1 | 1 | 1 | 1 | 1 | 1 | 1 | 1 | 1 | 0 | 0
OA Schedule | School | Weekdays (Through 12/11) |  | 0 | 0 | 0 | 0 | 0 | 0 | 1 | 1 | 1 | 1 | 1 | 1 | 1 | 1 | 1 | 1 | 1 | 1 | 1 | 1 | 1 | 1 | 0 | 0
Occupant Sch | School | AllOtherDays (Through 1/11) |  | 0 | 0 | 0 | 0 | 0 | 0 | 0 | 0 | 0 | 0 | 0 | 0 | 0 | 0 | 0 | 0 | 0 | 0 | 0 | 0 | 0 | 0 | 0 | 0
Occupant Sch | School | AllOtherDays (Through 4/3) |  | 0 | 0 | 0 | 0 | 0 | 0 | 0 | 0 | 0 | 0 | 0 | 0 | 0 | 0 | 0 | 0 | 0 | 0 | 0 | 0 | 0 | 0 | 0 | 0
Occupant Sch | School | AllOtherDays (Through 4/12) |  | 0 | 0 | 0 | 0 | 0 | 0 | 0 | 0 | 0 | 0 | 0 | 0 | 0 | 0 | 0 | 0 | 0 | 0 | 0 | 0 | 0 | 0 | 0 | 0
Occupant Sch | School | AllOtherDays (Through 5/22) |  | 0 | 0 | 0 | 0 | 0 | 0 | 0 | 0 | 0 | 0 | 0 | 0 | 0 | 0 | 0 | 0 | 0 | 0 | 0 | 0 | 0 | 0 | 0 | 0
Occupant Sch | School | AllOtherDays (Through 5/31) |  | 0 | 0 | 0 | 0 | 0 | 0 | 0 | 0 | 0 | 0 | 0 | 0 | 0 | 0 | 0 | 0 | 0 | 0 | 0 | 0 | 0 | 0 | 0 | 0
Occupant Sch | School | AllOtherDays (Through 8/7) |  | 0 | 0 | 0 | 0 | 0 | 0 | 0 | 0 | 0 | 0 | 0 | 0 | 0 | 0 | 0 | 0 | 0 | 0 | 0 | 0 | 0 | 0 | 0 | 0
Occupant Sch | School | AllOtherDays (Through 8/16) |  | 0 | 0 | 0 | 0 | 0 | 0 | 0 | 0 | 0 | 0 | 0 | 0 | 0 | 0 | 0 | 0 | 0 | 0 | 0 | 0 | 0 | 0 | 0 | 0
Occupant Sch | School | AllOtherDays (Through 12/11) |  | 0 | 0 | 0 | 0 | 0 | 0 | 0 | 0 | 0 | 0 | 0 | 0 | 0 | 0 | 0 | 0 | 0 | 0 | 0 | 0 | 0 | 0 | 0 | 0
Occupant Sch | School | AllOtherDays (Through 12/31) |  | 0 | 0 | 0 | 0 | 0 | 0 | 0 | 0 | 0 | 0 | 0 | 0 | 0 | 0 | 0 | 0 | 0 | 0 | 0 | 0 | 0 | 0 | 0 | 0
Occupant Sch | School | Saturdays (Through 4/3) |  | 0 | 0 | 0 | 0 | 0 | 0 | 0 | 0 | 0.1 | 0.1 | 0.1 | 0.1 | 0.1 | 0 | 0 | 0 | 0 | 0 | 0 | 0 | 0 | 0 | 0 | 0
Occupant Sch | School | Saturdays (Through 5/22) |  | 0 | 0 | 0 | 0 | 0 | 0 | 0 | 0 | 0.1 | 0.1 | 0.1 | 0.1 | 0.1 | 0 | 0 | 0 | 0 | 0 | 0 | 0 | 0 | 0 | 0 | 0
Occupant Sch | School | Saturdays (Through 8/7) |  | 0 | 0 | 0 | 0 | 0 | 0 | 0 | 0 | 0.1 | 0.1 | 0.1 | 0.1 | 0.1 | 0 | 0 | 0 | 0 | 0 | 0 | 0 | 0 | 0 | 0 | 0
Occupant Sch | School | Saturdays (Through 12/11) |  | 0 | 0 | 0 | 0 | 0 | 0 | 0 | 0 | 0.1 | 0.1 | 0.1 | 0.1 | 0.1 | 0 | 0 | 0 | 0 | 0 | 0 | 0 | 0 | 0 | 0 | 0
Occupant Sch | School | Weekdays (Through 4/3) |  | 0 | 0 | 0 | 0 | 0 | 0 | 0 | 0.05 | 0.75 | 0.9 | 0.9 | 0.8 | 0.8 | 0.8 | 0.8 | 0.45 | 0.15 | 0.05 | 0.15 | 0.2 | 0.2 | 0.1 | 0 | 0
Occupant Sch | School | Weekdays (Through 5/22) |  | 0 | 0 | 0 | 0 | 0 | 0 | 0 | 0.05 | 0.75 | 0.9 | 0.9 | 0.8 | 0.8 | 0.8 | 0.8 | 0.45 | 0.15 | 0.05 | 0.15 | 0.2 | 0.2 | 0.1 | 0 | 0
Occupant Sch | School | Weekdays (Through 8/7) |  | 0 | 0 | 0 | 0 | 0 | 0 | 0 | 0.05 | 0.75 | 0.9 | 0.9 | 0.8 | 0.8 | 0.8 | 0.8 | 0.45 | 0.15 | 0.05 | 0.15 | 0.2 | 0.2 | 0.1 | 0 | 0
Occupant Sch | School | Weekdays (Through 12/11) |  | 0 | 0 | 0 | 0 | 0 | 0 | 0 | 0.05 | 0.75 | 0.9 | 0.9 | 0.8 | 0.8 | 0.8 | 0.8 | 0.45 | 0.15 | 0.05 | 0.15 | 0.2 | 0.2 | 0.1 | 0 | 0

## Schedule_Figures
Schedule Figures (linked to Schedules tab)

## Raw_schedule (hidden)
Schedule Identifier | Schedule Name | Type | 1 | 2 | 3 | 4 | 5 | 6 | 7 | 8 | 9 | 10 | 11 | 12 | 13 | 14 | 15 | 16 | 17 | 18 | 19 | 20 | 21 | 22 | 23 | 24
Computer room | Cooling Setpoint Schedule | AllDays | 80.06 | 80.06 | 80.06 | 80.06 | 80.06 | 80.06 | 80.06 | 80.06 | 80.06 | 80.06 | 80.06 | 80.06 | 80.06 | 80.06 | 80.06 | 80.06 | 80.06 | 80.06 | 80.06 | 80.06 | 80.06 | 80.06 | 80.06 | 80.06
Computer room | DHW Sch | AllOtherDays | 0 | 0 | 0 | 0 | 0 | 0 | 0 | 0 | 0 | 0 | 0 | 0 | 0 | 0 | 0 | 0 | 0 | 0 | 0 | 0 | 0 | 0 | 0 | 0
Computer room | DHW Sch | Weekdays | 0 | 0 | 0 | 0 | 0.1 | 0.1 | 0.5 | 0.5 | 0.5 | 0.5 | 0.7 | 0.9 | 0.9 | 0.5 | 0.5 | 0.7 | 0.5 | 0.5 | 0.5 | 0.1 | 0.1 | 0.1 | 0.1 | 0
Computer room | Elec Equip Sch | AllOtherDays (Through 1/31) | 0.25 | 0.25 | 0.25 | 0.25 | 0.25 | 0.25 | 0.25 | 0.25 | 0.25 | 0.25 | 0.25 | 0.25 | 0.25 | 0.25 | 0.25 | 0.25 | 0.25 | 0.25 | 0.25 | 0.25 | 0.25 | 0.25 | 0.25 | 0.25
Computer room | Elec Equip Sch | AllOtherDays (Through 2/28) | 0.5 | 0.5 | 0.5 | 0.5 | 0.5 | 0.5 | 0.5 | 0.5 | 0.5 | 0.5 | 0.5 | 0.5 | 0.5 | 0.5 | 0.5 | 0.5 | 0.5 | 0.5 | 0.5 | 0.5 | 0.5 | 0.5 | 0.5 | 0.5
Computer room | Elec Equip Sch | AllOtherDays (Through 3/31) | 0.75 | 0.75 | 0.75 | 0.75 | 0.75 | 0.75 | 0.75 | 0.75 | 0.75 | 0.75 | 0.75 | 0.75 | 0.75 | 0.75 | 0.75 | 0.75 | 0.75 | 0.75 | 0.75 | 0.75 | 0.75 | 0.75 | 0.75 | 0.75
Computer room | Elec Equip Sch | AllOtherDays (Through 4/30) | 1 | 1 | 1 | 1 | 1 | 1 | 1 | 1 | 1 | 1 | 1 | 1 | 1 | 1 | 1 | 1 | 1 | 1 | 1 | 1 | 1 | 1 | 1 | 1
Computer room | Elec Equip Sch | AllOtherDays (Through 5/31) | 0.25 | 0.25 | 0.25 | 0.25 | 0.25 | 0.25 | 0.25 | 0.25 | 0.25 | 0.25 | 0.25 | 0.25 | 0.25 | 0.25 | 0.25 | 0.25 | 0.25 | 0.25 | 0.25 | 0.25 | 0.25 | 0.25 | 0.25 | 0.25
Computer room | Elec Equip Sch | AllOtherDays (Through 6/30) | 0.5 | 0.5 | 0.5 | 0.5 | 0.5 | 0.5 | 0.5 | 0.5 | 0.5 | 0.5 | 0.5 | 0.5 | 0.5 | 0.5 | 0.5 | 0.5 | 0.5 | 0.5 | 0.5 | 0.5 | 0.5 | 0.5 | 0.5 | 0.5
Computer room | Elec Equip Sch | AllOtherDays (Through 7/31) | 0.75 | 0.75 | 0.75 | 0.75 | 0.75 | 0.75 | 0.75 | 0.75 | 0.75 | 0.75 | 0.75 | 0.75 | 0.75 | 0.75 | 0.75 | 0.75 | 0.75 | 0.75 | 0.75 | 0.75 | 0.75 | 0.75 | 0.75 | 0.75
Computer room | Elec Equip Sch | AllOtherDays (Through 8/31) | 1 | 1 | 1 | 1 | 1 | 1 | 1 | 1 | 1 | 1 | 1 | 1 | 1 | 1 | 1 | 1 | 1 | 1 | 1 | 1 | 1 | 1 | 1 | 1
Computer room | Elec Equip Sch | AllOtherDays (Through 9/30) | 0.25 | 0.25 | 0.25 | 0.25 | 0.25 | 0.25 | 0.25 | 0.25 | 0.25 | 0.25 | 0.25 | 0.25 | 0.25 | 0.25 | 0.25 | 0.25 | 0.25 | 0.25 | 0.25 | 0.25 | 0.25 | 0.25 | 0.25 | 0.25
Computer room | Elec Equip Sch | AllOtherDays (Through 10/31) | 0.5 | 0.5 | 0.5 | 0.5 | 0.5 | 0.5 | 0.5 | 0.5 | 0.5 | 0.5 | 0.5 | 0.5 | 0.5 | 0.5 | 0.5 | 0.5 | 0.5 | 0.5 | 0.5 | 0.5 | 0.5 | 0.5 | 0.5 | 0.5
Computer room | Elec Equip Sch | AllOtherDays (Through 11/30) | 0.75 | 0.75 | 0.75 | 0.75 | 0.75 | 0.75 | 0.75 | 0.75 | 0.75 | 0.75 | 0.75 | 0.75 | 0.75 | 0.75 | 0.75 | 0.75 | 0.75 | 0.75 | 0.75 | 0.75 | 0.75 | 0.75 | 0.75 | 0.75
Computer room | Elec Equip Sch | AllOtherDays (Through 12/31) | 1 | 1 | 1 | 1 | 1 | 1 | 1 | 1 | 1 | 1 | 1 | 1 | 1 | 1 | 1 | 1 | 1 | 1 | 1 | 1 | 1 | 1 | 1 | 1
Computer room | Heating Setpoint Schedule | AllDays | 60.08 | 60.08 | 60.08 | 60.08 | 60.08 | 60.08 | 60.08 | 60.08 | 60.08 | 60.08 | 60.08 | 60.08 | 60.08 | 60.08 | 60.08 | 60.08 | 60.08 | 60.08 | 60.08 | 60.08 | 60.08 | 60.08 | 60.08 | 60.08
Computer room | Infiltration Schedule | AllDays | 1 | 1 | 1 | 1 | 1 | 1 | 1 | 1 | 1 | 1 | 1 | 1 | 1 | 1 | 1 | 1 | 1 | 1 | 1 | 1 | 1 | 1 | 1 | 1
Computer room | Lighting Schedule | AllOtherDays | 0.05 | 0.05 | 0.05 | 0.05 | 0.05 | 0.1 | 0.1 | 0.15 | 0.15 | 0.15 | 0.15 | 0.15 | 0.15 | 0.15 | 0.15 | 0.15 | 0.15 | 0.1 | 0.1 | 0.1 | 0.05 | 0.05 | 0.05 | 0.05
Computer room | Lighting Schedule | Saturdays | 0.05 | 0.05 | 0.05 | 0.05 | 0.05 | 0.1 | 0.15 | 0.25 | 0.25 | 0.25 | 0.25 | 0.25 | 0.25 | 0.25 | 0.2 | 0.2 | 0.2 | 0.15 | 0.1 | 0.1 | 0.1 | 0.1 | 0.1 | 0.1
Computer room | Lighting Schedule | Weekdays | 0.05 | 0.05 | 0.05 | 0.05 | 0.1 | 0.2 | 0.4 | 0.7 | 0.8 | 0.85 | 0.85 | 0.85 | 0.85 | 0.85 | 0.85 | 0.85 | 0.85 | 0.8 | 0.35 | 0.1 | 0.1 | 0.1 | 0.1 | 0.1
Computer room | OA Schedule | AllDays | 1 | 1 | 1 | 1 | 1 | 1 | 1 | 1 | 1 | 1 | 1 | 1 | 1 | 1 | 1 | 1 | 1 | 1 | 1 | 1 | 1 | 1 | 1 | 1
Computer room | Occupant Sch | AllOtherDays | 0 | 0 | 0 | 0 | 0 | 0 | 0 | 0.05 | 0.05 | 0.05 | 0.05 | 0.05 | 0.05 | 0.05 | 0.05 | 0.05 | 0.05 | 0.05 | 0.05 | 0.05 | 0 | 0 | 0 | 0
Computer room | Occupant Sch | Saturdays | 0 | 0 | 0 | 0 | 0 | 0 | 0.05 | 0.15 | 0.15 | 0.15 | 0.15 | 0.15 | 0.15 | 0.15 | 0.15 | 0.15 | 0.15 | 0.05 | 0.05 | 0.05 | 0 | 0 | 0 | 0
Computer room | Occupant Sch | Weekdays | 0 | 0 | 0 | 0 | 0.05 | 0.1 | 0.25 | 0.65 | 0.65 | 0.65 | 0.65 | 0.6 | 0.6 | 0.65 | 0.65 | 0.65 | 0.65 | 0.4 | 0.25 | 0.1 | 0.05 | 0.05 | 0.05 | 0
Kitchen | Cooling Setpoint Schedule | AllOtherDays | 75.02 | 75.02 | 75.02 | 84.92 | 84.92 | 84.92 | 84.92 | 84.92 | 84.92 | 75.02 | 75.02 | 75.02 | 75.02 | 75.02 | 75.02 | 75.02 | 75.02 | 75.02 | 75.02 | 75.02 | 75.02 | 75.02 | 75.02 | 75.02
Kitchen | Cooling Setpoint Schedule | Saturdays | 75.02 | 75.02 | 75.02 | 84.92 | 84.92 | 84.92 | 84.92 | 84.92 | 75.02 | 75.02 | 75.02 | 75.02 | 75.02 | 75.02 | 75.02 | 75.02 | 75.02 | 75.02 | 75.02 | 75.02 | 75.02 | 75.02 | 75.02 | 75.02
Kitchen | Cooling Setpoint Schedule | Weekdays | 75.02 | 75.02 | 75.02 | 84.92 | 84.92 | 84.92 | 75.02 | 75.02 | 75.02 | 75.02 | 75.02 | 75.02 | 75.02 | 75.02 | 75.02 | 75.02 | 75.02 | 75.02 | 75.02 | 75.02 | 75.02 | 75.02 | 75.02 | 75.02
Kitchen | DHW Sch | AllOtherDays | 0.25 | 0.2 | 0.2 | 0 | 0 | 0 | 0 | 0 | 0 | 0 | 0.5 | 0.5 | 0.4 | 0.4 | 0.3 | 0.3 | 0.3 | 0.4 | 0.5 | 0.5 | 0.4 | 0.5 | 0.4 | 0.2
Kitchen | DHW Sch | Saturdays | 0.2 | 0.15 | 0.15 | 0 | 0 | 0 | 0 | 0 | 0 | 0.5 | 0.45 | 0.5 | 0.5 | 0.45 | 0.4 | 0.4 | 0.35 | 0.4 | 0.55 | 0.55 | 0.5 | 0.55 | 0.4 | 0.3
Kitchen | DHW Sch | Weekdays | 0.2 | 0.15 | 0.15 | 0 | 0 | 0 | 0 | 0.6 | 0.55 | 0.45 | 0.4 | 0.45 | 0.4 | 0.35 | 0.3 | 0.3 | 0.3 | 0.4 | 0.55 | 0.6 | 0.5 | 0.55 | 0.45 | 0.25
Kitchen | Elec Equip Sch | AllDays | 1 | 1 | 1 | 1 | 1 | 1 | 1 | 1 | 1 | 1 | 1 | 1 | 1 | 1 | 1 | 1 | 1 | 1 | 1 | 1 | 1 | 1 | 1 | 1
Kitchen | Elec Equip Sch | AllOtherDays | 0.2 | 0.15 | 0.15 | 0.15 | 0.15 | 0.15 | 0.3 | 0.3 | 0.5 | 0.5 | 0.7 | 0.7 | 0.7 | 0.7 | 0.7 | 0.7 | 0.6 | 0.6 | 0.6 | 0.6 | 0.6 | 0.6 | 0.5 | 0.3
Kitchen | Elec Equip Sch | Saturdays | 0.2 | 0.15 | 0.15 | 0.15 | 0.15 | 0.15 | 0.3 | 0.3 | 0.6 | 0.6 | 0.8 | 0.8 | 0.8 | 0.8 | 0.8 | 0.8 | 0.8 | 0.9 | 0.9 | 0.9 | 0.9 | 0.9 | 0.5 | 0.3
Kitchen | Elec Equip Sch | Weekdays | 0.15 | 0.15 | 0.15 | 0.15 | 0.15 | 0.2 | 0.4 | 0.4 | 0.6 | 0.6 | 0.9 | 0.9 | 0.9 | 0.9 | 0.9 | 0.9 | 0.9 | 0.9 | 0.9 | 0.9 | 0.9 | 0.9 | 0.5 | 0.3
Kitchen | Heating Setpoint Schedule | AllOtherDays | 69.98 | 69.98 | 69.98 | 60.08 | 60.08 | 60.08 | 60.08 | 60.08 | 60.08 | 69.98 | 69.98 | 69.98 | 69.98 | 69.98 | 69.98 | 69.98 | 69.98 | 69.98 | 69.98 | 69.98 | 69.98 | 69.98 | 69.98 | 69.98
Kitchen | Heating Setpoint Schedule | Saturdays | 69.98 | 69.98 | 69.98 | 60.08 | 60.08 | 60.08 | 60.08 | 60.08 | 69.98 | 69.98 | 69.98 | 69.98 | 69.98 | 69.98 | 69.98 | 69.98 | 69.98 | 69.98 | 69.98 | 69.98 | 69.98 | 69.98 | 69.98 | 69.98
Kitchen | Heating Setpoint Schedule | Weekdays | 69.98 | 69.98 | 69.98 | 60.08 | 60.08 | 60.08 | 69.98 | 69.98 | 69.98 | 69.98 | 69.98 | 69.98 | 69.98 | 69.98 | 69.98 | 69.98 | 69.98 | 69.98 | 69.98 | 69.98 | 69.98 | 69.98 | 69.98 | 69.98
Kitchen | Infiltration Schedule | AllDays | 1 | 1 | 1 | 1 | 1 | 1 | 1 | 1 | 1 | 1 | 1 | 1 | 1 | 1 | 1 | 1 | 1 | 1 | 1 | 1 | 1 | 1 | 1 | 1
Kitchen | Lighting Schedule | AllOtherDays | 0.2 | 0.15 | 0.15 | 0.15 | 0.15 | 0.15 | 0.3 | 0.3 | 0.45 | 0.45 | 0.65 | 0.65 | 0.65 | 0.65 | 0.65 | 0.65 | 0.55 | 0.55 | 0.55 | 0.55 | 0.55 | 0.55 | 0.45 | 0.3
Kitchen | Lighting Schedule | Saturdays | 0.2 | 0.15 | 0.15 | 0.15 | 0.15 | 0.15 | 0.3 | 0.3 | 0.55 | 0.55 | 0.75 | 0.75 | 0.75 | 0.75 | 0.75 | 0.75 | 0.75 | 0.85 | 0.85 | 0.85 | 0.85 | 0.85 | 0.45 | 0.3
Kitchen | Lighting Schedule | Weekdays | 0.15 | 0.15 | 0.15 | 0.15 | 0.15 | 0.2 | 0.35 | 0.35 | 0.55 | 0.55 | 0.85 | 0.85 | 0.85 | 0.85 | 0.85 | 0.85 | 0.85 | 0.85 | 0.85 | 0.85 | 0.85 | 0.85 | 0.45 | 0.3
Kitchen | OA Schedule | AllOtherDays | 1 | 1 | 1 | 0 | 0 | 0 | 0 | 0 | 0 | 1 | 1 | 1 | 1 | 1 | 1 | 1 | 1 | 1 | 1 | 1 | 1 | 1 | 1 | 1
Kitchen | OA Schedule | Saturdays | 1 | 1 | 1 | 0 | 0 | 0 | 0 | 0 | 1 | 1 | 1 | 1 | 1 | 1 | 1 | 1 | 1 | 1 | 1 | 1 | 1 | 1 | 1 | 1
Kitchen | OA Schedule | Weekdays | 1 | 1 | 1 | 0 | 0 | 0 | 1 | 1 | 1 | 1 | 1 | 1 | 1 | 1 | 1 | 1 | 1 | 1 | 1 | 1 | 1 | 1 | 1 | 1
Kitchen | Occupant Sch | AllOtherDays | 0.2 | 0.2 | 0.05 | 0 | 0 | 0 | 0 | 0 | 0 | 0 | 0.1 | 0.2 | 0.25 | 0.25 | 0.15 | 0.2 | 0.25 | 0.35 | 0.55 | 0.65 | 0.7 | 0.35 | 0.2 | 0.2
Kitchen | Occupant Sch | Saturdays | 0.3 | 0.25 | 0.05 | 0 | 0 | 0 | 0 | 0 | 0 | 0.05 | 0.2 | 0.45 | 0.5 | 0.5 | 0.35 | 0.3 | 0.3 | 0.3 | 0.7 | 0.9 | 0.7 | 0.65 | 0.55 | 0.35
Kitchen | Occupant Sch | Weekdays | 0.15 | 0.15 | 0.05 | 0 | 0 | 0 | 0 | 0.05 | 0.05 | 0.05 | 0.2 | 0.5 | 0.8 | 0.7 | 0.4 | 0.2 | 0.25 | 0.5 | 0.8 | 0.8 | 0.8 | 0.5 | 0.35 | 0.2
Office | Cooling Setpoint Schedule | AllOtherDays | 84.92 | 84.92 | 84.92 | 84.92 | 84.92 | 84.92 | 84.92 | 84.92 | 84.92 | 84.92 | 84.92 | 84.92 | 84.92 | 84.92 | 84.92 | 84.92 | 84.92 | 84.92 | 84.92 | 84.92 | 84.92 | 84.92 | 84.92 | 84.92
Office | Cooling Setpoint Schedule | Saturday | 84.92 | 84.92 | 84.92 | 84.92 | 84.92 | 75.02 | 75.02 | 75.02 | 75.02 | 75.02 | 75.02 | 75.02 | 75.02 | 75.02 | 75.02 | 75.02 | 75.02 | 75.02 | 75.02 | 84.92 | 84.92 | 84.92 | 84.92 | 84.92
Office | Cooling Setpoint Schedule | Weekdays | 84.92 | 84.92 | 84.92 | 84.92 | 84.92 | 75.02 | 75.02 | 75.02 | 75.02 | 75.02 | 75.02 | 75.02 | 75.02 | 75.02 | 75.02 | 75.02 | 75.02 | 75.02 | 75.02 | 75.02 | 75.02 | 75.02 | 75.02 | 75.02
Office | DHW Sch | AllOtherDays | 0.04 | 0.04 | 0.04 | 0.04 | 0.04 | 0.07 | 0.04 | 0.04 | 0.04 | 0.04 | 0.04 | 0.06 | 0.06 | 0.09 | 0.06 | 0.04 | 0.04 | 0.04 | 0.04 | 0.04 | 0.04 | 0.07 | 0.04 | 0.04
Office | DHW Sch | Saturday | 0.05 | 0.05 | 0.05 | 0.05 | 0.05 | 0.08 | 0.07 | 0.11 | 0.15 | 0.21 | 0.19 | 0.23 | 0.2 | 0.19 | 0.15 | 0.12 | 0.14 | 0.07 | 0.07 | 0.07 | 0.07 | 0.09 | 0.05 | 0.05
Office | DHW Sch | Weekdays | 0.05 | 0.05 | 0.05 | 0.05 | 0.05 | 0.08 | 0.07 | 0.19 | 0.35 | 0.38 | 0.39 | 0.47 | 0.57 | 0.54 | 0.34 | 0.33 | 0.44 | 0.26 | 0.21 | 0.15 | 0.17 | 0.08 | 0.05 | 0.05
Office | Elec Equip Sch | AllOtherDays | 0.05 | 0.05 | 0.05 | 0.05 | 0.05 | 0.05 | 0.05 | 0.05 | 0.05 | 0.05 | 0.05 | 0.05 | 0.05 | 0.05 | 0.05 | 0.05 | 0.05 | 0.05 | 0.05 | 0.05 | 0.05 | 0.05 | 0.05 | 0.05
Office | Elec Equip Sch | Saturday | 0.05 | 0.05 | 0.05 | 0.05 | 0.05 | 0.05 | 0.1 | 0.1 | 0.3 | 0.3 | 0.3 | 0.3 | 0.15 | 0.15 | 0.15 | 0.15 | 0.15 | 0.05 | 0.05 | 0.05 | 0.05 | 0.05 | 0.05 | 0.05
Office | Elec Equip Sch | Weekdays | 0.05 | 0.05 | 0.05 | 0.05 | 0.05 | 0.1 | 0.1 | 0.3 | 0.9 | 0.9 | 0.9 | 0.9 | 0.9 | 0.9 | 0.9 | 0.9 | 0.9 | 0.5 | 0.3 | 0.3 | 0.2 | 0.2 | 0.1 | 0.05
Office | Heating Setpoint Schedule | AllOtherDays | 60.08 | 60.08 | 60.08 | 60.08 | 60.08 | 60.08 | 60.08 | 60.08 | 60.08 | 60.08 | 60.08 | 60.08 | 60.08 | 60.08 | 60.08 | 60.08 | 60.08 | 60.08 | 60.08 | 60.08 | 60.08 | 60.08 | 60.08 | 60.08
Office | Heating Setpoint Schedule | Saturday | 60.08 | 60.08 | 60.08 | 60.08 | 60.08 | 69.98 | 69.98 | 69.98 | 69.98 | 69.98 | 69.98 | 69.98 | 69.98 | 69.98 | 69.98 | 69.98 | 69.98 | 69.98 | 69.98 | 60.08 | 60.08 | 60.08 | 60.08 | 60.08
Office | Heating Setpoint Schedule | Weekdays | 60.08 | 60.08 | 60.08 | 60.08 | 60.08 | 69.98 | 69.98 | 69.98 | 69.98 | 69.98 | 69.98 | 69.98 | 69.98 | 69.98 | 69.98 | 69.98 | 69.98 | 69.98 | 69.98 | 69.98 | 69.98 | 69.98 | 69.98 | 69.98
Office | Infiltration Schedule | AllDays | 1 | 1 | 1 | 1 | 1 | 1 | 1 | 1 | 1 | 1 | 1 | 1 | 1 | 1 | 1 | 1 | 1 | 1 | 1 | 1 | 1 | 1 | 1 | 1
Office | Lighting Schedule | AllOtherDays | 0.05 | 0.05 | 0.05 | 0.05 | 0.05 | 0.05 | 0.05 | 0.05 | 0.05 | 0.05 | 0.05 | 0.05 | 0.05 | 0.05 | 0.05 | 0.05 | 0.05 | 0.05 | 0.05 | 0.05 | 0.05 | 0.05 | 0.05 | 0.05
Office | Lighting Schedule | Saturday | 0.05 | 0.05 | 0.05 | 0.05 | 0.05 | 0.05 | 0.1 | 0.1 | 0.3 | 0.3 | 0.3 | 0.3 | 0.15 | 0.15 | 0.15 | 0.15 | 0.15 | 0.05 | 0.05 | 0.05 | 0.05 | 0.05 | 0.05 | 0.05
Office | Lighting Schedule | Weekdays | 0.05 | 0.05 | 0.05 | 0.05 | 0.05 | 0.1 | 0.1 | 0.3 | 0.65 | 0.65 | 0.65 | 0.65 | 0.65 | 0.65 | 0.65 | 0.65 | 0.65 | 0.35 | 0.3 | 0.3 | 0.2 | 0.2 | 0.1 | 0.05
Office | OA Schedule | AllOtherDays | 0 | 0 | 0 | 0 | 0 | 0 | 0 | 0 | 0 | 0 | 0 | 0 | 0 | 0 | 0 | 0 | 0 | 0 | 0 | 0 | 0 | 0 | 0 | 0
Office | OA Schedule | Saturday | 0 | 0 | 0 | 0 | 0 | 1 | 1 | 1 | 1 | 1 | 1 | 1 | 1 | 1 | 1 | 1 | 1 | 1 | 1 | 0 | 0 | 0 | 0 | 0
Office | OA Schedule | Weekdays | 0 | 0 | 0 | 0 | 0 | 1 | 1 | 1 | 1 | 1 | 1 | 1 | 1 | 1 | 1 | 1 | 1 | 1 | 1 | 1 | 1 | 1 | 1 | 1
Office | Occupant Sch | AllOtherDays | 0 | 0 | 0 | 0 | 0 | 0 | 0.05 | 0.05 | 0.05 | 0.05 | 0.05 | 0.05 | 0.05 | 0.05 | 0.05 | 0.05 | 0.05 | 0.05 | 0 | 0 | 0 | 0 | 0 | 0
Office | Occupant Sch | Saturday | 0 | 0 | 0 | 0 | 0 | 0 | 0.1 | 0.1 | 0.3 | 0.3 | 0.3 | 0.3 | 0.1 | 0.1 | 0.1 | 0.1 | 0.1 | 0.05 | 0.05 | 0 | 0 | 0 | 0 | 0
Office | Occupant Sch | Weekdays | 0 | 0 | 0 | 0 | 0 | 0 | 0.1 | 0.2 | 0.95 | 0.95 | 0.95 | 0.95 | 0.5 | 0.95 | 0.95 | 0.95 | 0.95 | 0.3 | 0.1 | 0.1 | 0.1 | 0.1 | 0.05 | 0.05
Plenum | Infiltration Schedule | AllDays | 1 | 1 | 1 | 1 | 1 | 1 | 1 | 1 | 1 | 1 | 1 | 1 | 1 | 1 | 1 | 1 | 1 | 1 | 1 | 1 | 1 | 1 | 1 | 1
ResidentialLiving | Cooling Setpoint Schedule | AllDays | 78.08 | 78.08 | 78.08 | 78.08 | 78.08 | 78.08 | 78.08 | 78.08 | 78.08 | 78.08 | 78.08 | 78.08 | 78.08 | 78.08 | 78.08 | 78.08 | 78.08 | 78.08 | 78.08 | 78.08 | 78.08 | 78.08 | 78.08 | 78.08
ResidentialLiving | DHW Sch | AllDays | 0 | 0 | 0 | 0 | 0 | 0 | 0 | 0 | 0 | 0 | 0 | 0 | 0 | 0 | 0 | 0 | 0 | 0 | 0 | 0 | 0 | 0 | 0 | 0
ResidentialLiving | Elec Equip Sch | AllOtherDays | 0.1 | 0.1 | 0.1 | 0.1 | 0.1 | 0.3 | 0.45 | 0.45 | 0.45 | 0.45 | 0.3 | 0.3 | 0.3 | 0.3 | 0.3 | 0.3 | 0.3 | 0.3 | 0.6 | 0.8 | 0.9 | 0.8 | 0.6 | 0.3
ResidentialLiving | Heating Setpoint Schedule | AllDays | 60.08 | 60.08 | 60.08 | 60.08 | 60.08 | 60.08 | 68 | 68 | 68 | 68 | 68 | 68 | 68 | 68 | 68 | 68 | 68 | 68 | 68 | 68 | 68 | 68 | 60.08 | 60.08
ResidentialLiving | Infiltration Schedule | AllDays | 1 | 1 | 1 | 1 | 1 | 1 | 1 | 1 | 1 | 1 | 1 | 1 | 1 | 1 | 1 | 1 | 1 | 1 | 1 | 1 | 1 | 1 | 1 | 1
ResidentialLiving | Lighting Schedule | AllOtherDays | 0.1 | 0.1 | 0.1 | 0.1 | 0.1 | 0.3 | 0.45 | 0.45 | 0.45 | 0.45 | 0.3 | 0.3 | 0.3 | 0.3 | 0.3 | 0.3 | 0.3 | 0.3 | 0.6 | 0.8 | 0.9 | 0.8 | 0.6 | 0.3
ResidentialLiving | OA Schedule | AllDays | 1 | 1 | 1 | 1 | 1 | 1 | 1 | 1 | 1 | 1 | 1 | 1 | 1 | 1 | 1 | 1 | 1 | 1 | 1 | 1 | 1 | 1 | 1 | 1
ResidentialLiving | Occupant Sch | AllOtherDays | 0.9 | 0.9 | 0.9 | 0.9 | 0.9 | 0.9 | 0.7 | 0.4 | 0.4 | 0.2 | 0.2 | 0.2 | 0.2 | 0.2 | 0.2 | 0.3 | 0.5 | 0.5 | 0.5 | 0.7 | 0.7 | 0.8 | 0.9 | 0.9
School | Cooling Setpoint Schedule | AllOtherDays (Through 1/11) | 84.92 | 84.92 | 84.92 | 84.92 | 84.92 | 84.92 | 84.92 | 84.92 | 84.92 | 84.92 | 84.92 | 84.92 | 84.92 | 84.92 | 84.92 | 84.92 | 84.92 | 84.92 | 84.92 | 84.92 | 84.92 | 84.92 | 84.92 | 84.92
School | Cooling Setpoint Schedule | AllOtherDays (Through 4/3) | 84.92 | 84.92 | 84.92 | 84.92 | 84.92 | 84.92 | 84.92 | 84.92 | 84.92 | 84.92 | 84.92 | 84.92 | 84.92 | 84.92 | 84.92 | 84.92 | 84.92 | 84.92 | 84.92 | 84.92 | 84.92 | 84.92 | 84.92 | 84.92
School | Cooling Setpoint Schedule | AllOtherDays (Through 4/12) | 84.92 | 84.92 | 84.92 | 84.92 | 84.92 | 84.92 | 84.92 | 84.92 | 84.92 | 84.92 | 84.92 | 84.92 | 84.92 | 84.92 | 84.92 | 84.92 | 84.92 | 84.92 | 84.92 | 84.92 | 84.92 | 84.92 | 84.92 | 84.92
School | Cooling Setpoint Schedule | AllOtherDays (Through 5/22) | 84.92 | 84.92 | 84.92 | 84.92 | 84.92 | 84.92 | 84.92 | 84.92 | 84.92 | 84.92 | 84.92 | 84.92 | 84.92 | 84.92 | 84.92 | 84.92 | 84.92 | 84.92 | 84.92 | 84.92 | 84.92 | 84.92 | 84.92 | 84.92
School | Cooling Setpoint Schedule | AllOtherDays (Through 5/31) | 84.92 | 84.92 | 84.92 | 84.92 | 84.92 | 84.92 | 84.92 | 84.92 | 84.92 | 84.92 | 84.92 | 84.92 | 84.92 | 84.92 | 84.92 | 84.92 | 84.92 | 84.92 | 84.92 | 84.92 | 84.92 | 84.92 | 84.92 | 84.92
School | Cooling Setpoint Schedule | AllOtherDays (Through 8/7) | 84.92 | 84.92 | 84.92 | 84.92 | 84.92 | 84.92 | 84.92 | 84.92 | 84.92 | 84.92 | 84.92 | 84.92 | 84.92 | 84.92 | 84.92 | 84.92 | 84.92 | 84.92 | 84.92 | 84.92 | 84.92 | 84.92 | 84.92 | 84.92
School | Cooling Setpoint Schedule | AllOtherDays (Through 8/16) | 84.92 | 84.92 | 84.92 | 84.92 | 84.92 | 84.92 | 84.92 | 84.92 | 84.92 | 84.92 | 84.92 | 84.92 | 84.92 | 84.92 | 84.92 | 84.92 | 84.92 | 84.92 | 84.92 | 84.92 | 84.92 | 84.92 | 84.92 | 84.92
School | Cooling Setpoint Schedule | AllOtherDays (Through 12/11) | 84.92 | 84.92 | 84.92 | 84.92 | 84.92 | 84.92 | 84.92 | 84.92 | 84.92 | 84.92 | 84.92 | 84.92 | 84.92 | 84.92 | 84.92 | 84.92 | 84.92 | 84.92 | 84.92 | 84.92 | 84.92 | 84.92 | 84.92 | 84.92
School | Cooling Setpoint Schedule | AllOtherDays (Through 12/31) | 84.92 | 84.92 | 84.92 | 84.92 | 84.92 | 84.92 | 84.92 | 84.92 | 84.92 | 84.92 | 84.92 | 84.92 | 84.92 | 84.92 | 84.92 | 84.92 | 84.92 | 84.92 | 84.92 | 84.92 | 84.92 | 84.92 | 84.92 | 84.92
School | Cooling Setpoint Schedule | Saturdays (Through 4/3) | 84.92 | 84.92 | 84.92 | 84.92 | 84.92 | 84.92 | 84.92 | 75.02 | 75.02 | 75.02 | 75.02 | 75.02 | 75.02 | 84.92 | 84.92 | 84.92 | 84.92 | 84.92 | 84.92 | 84.92 | 84.92 | 84.92 | 84.92 | 84.92
School | Cooling Setpoint Schedule | Saturdays (Through 5/22) | 84.92 | 84.92 | 84.92 | 84.92 | 84.92 | 84.92 | 84.92 | 75.02 | 75.02 | 75.02 | 75.02 | 75.02 | 75.02 | 84.92 | 84.92 | 84.92 | 84.92 | 84.92 | 84.92 | 84.92 | 84.92 | 84.92 | 84.92 | 84.92
School | Cooling Setpoint Schedule | Saturdays (Through 8/7) | 84.92 | 84.92 | 84.92 | 84.92 | 84.92 | 84.92 | 84.92 | 75.02 | 75.02 | 75.02 | 75.02 | 75.02 | 75.02 | 84.92 | 84.92 | 84.92 | 84.92 | 84.92 | 84.92 | 84.92 | 84.92 | 84.92 | 84.92 | 84.92
School | Cooling Setpoint Schedule | Saturdays (Through 12/11) | 84.92 | 84.92 | 84.92 | 84.92 | 84.92 | 84.92 | 84.92 | 75.02 | 75.02 | 75.02 | 75.02 | 75.02 | 75.02 | 84.92 | 84.92 | 84.92 | 84.92 | 84.92 | 84.92 | 84.92 | 84.92 | 84.92 | 84.92 | 84.92
School | Cooling Setpoint Schedule | Weekdays (Through 4/3) | 84.92 | 84.92 | 84.92 | 84.92 | 84.92 | 84.92 | 75.02 | 75.02 | 75.02 | 75.02 | 75.02 | 75.02 | 75.02 | 75.02 | 75.02 | 75.02 | 75.02 | 75.02 | 75.02 | 75.02 | 75.02 | 75.02 | 84.92 | 84.92
School | Cooling Setpoint Schedule | Weekdays (Through 5/22) | 84.92 | 84.92 | 84.92 | 84.92 | 84.92 | 84.92 | 75.02 | 75.02 | 75.02 | 75.02 | 75.02 | 75.02 | 75.02 | 75.02 | 75.02 | 75.02 | 75.02 | 75.02 | 75.02 | 75.02 | 75.02 | 75.02 | 84.92 | 84.92
School | Cooling Setpoint Schedule | Weekdays (Through 8/7) | 84.92 | 84.92 | 84.92 | 84.92 | 84.92 | 84.92 | 75.02 | 75.02 | 75.02 | 75.02 | 75.02 | 75.02 | 75.02 | 75.02 | 75.02 | 75.02 | 75.02 | 75.02 | 75.02 | 75.02 | 75.02 | 75.02 | 84.92 | 84.92
School | Cooling Setpoint Schedule | Weekdays (Through 12/11) | 84.92 | 84.92 | 84.92 | 84.92 | 84.92 | 84.92 | 75.02 | 75.02 | 75.02 | 75.02 | 75.02 | 75.02 | 75.02 | 75.02 | 75.02 | 75.02 | 75.02 | 75.02 | 75.02 | 75.02 | 75.02 | 75.02 | 84.92 | 84.92
School | DHW Sch | AllOtherDays (Through 1/11) | 0 | 0 | 0 | 0 | 0 | 0 | 0 | 0 | 0 | 0 | 0 | 0 | 0 | 0 | 0 | 0 | 0 | 0 | 0 | 0 | 0 | 0 | 0 | 0
School | DHW Sch | AllOtherDays (Through 4/3) | 0.03 | 0.03 | 0.03 | 0.03 | 0.03 | 0.03 | 0.03 | 0.03 | 0.03 | 0.05 | 0.05 | 0.05 | 0.05 | 0.03 | 0.03 | 0.03 | 0.03 | 0.03 | 0.03 | 0.03 | 0.03 | 0.03 | 0.03 | 0.03
School | DHW Sch | AllOtherDays (Through 4/12) | 0 | 0 | 0 | 0 | 0 | 0 | 0 | 0 | 0 | 0 | 0 | 0 | 0 | 0 | 0 | 0 | 0 | 0 | 0 | 0 | 0 | 0 | 0 | 0
School | DHW Sch | AllOtherDays (Through 5/22) | 0.03 | 0.03 | 0.03 | 0.03 | 0.03 | 0.03 | 0.03 | 0.03 | 0.03 | 0.05 | 0.05 | 0.05 | 0.05 | 0.03 | 0.03 | 0.03 | 0.03 | 0.03 | 0.03 | 0.03 | 0.03 | 0.03 | 0.03 | 0.03
School | DHW Sch | AllOtherDays (Through 5/31) | 0 | 0 | 0 | 0 | 0 | 0 | 0 | 0 | 0 | 0 | 0 | 0 | 0 | 0 | 0 | 0 | 0 | 0 | 0 | 0 | 0 | 0 | 0 | 0
School | DHW Sch | AllOtherDays (Through 8/7) | 0.03 | 0.03 | 0.03 | 0.03 | 0.03 | 0.03 | 0.03 | 0.03 | 0.03 | 0.05 | 0.05 | 0.05 | 0.05 | 0.03 | 0.03 | 0.03 | 0.03 | 0.03 | 0.03 | 0.03 | 0.03 | 0.03 | 0.03 | 0.03
School | DHW Sch | AllOtherDays (Through 8/16) | 0 | 0 | 0 | 0 | 0 | 0 | 0 | 0 | 0 | 0 | 0 | 0 | 0 | 0 | 0 | 0 | 0 | 0 | 0 | 0 | 0 | 0 | 0 | 0
School | DHW Sch | AllOtherDays (Through 12/11) | 0.03 | 0.03 | 0.03 | 0.03 | 0.03 | 0.03 | 0.03 | 0.03 | 0.03 | 0.05 | 0.05 | 0.05 | 0.05 | 0.03 | 0.03 | 0.03 | 0.03 | 0.03 | 0.03 | 0.03 | 0.03 | 0.03 | 0.03 | 0.03
School | DHW Sch | AllOtherDays (Through 12/31) | 0 | 0 | 0 | 0 | 0 | 0 | 0 | 0 | 0 | 0 | 0 | 0 | 0 | 0 | 0 | 0 | 0 | 0 | 0 | 0 | 0 | 0 | 0 | 0
School | DHW Sch | Saturdays (Through 4/3) | 0.03 | 0.03 | 0.03 | 0.03 | 0.03 | 0.03 | 0.03 | 0.03 | 0.03 | 0.05 | 0.05 | 0.05 | 0.05 | 0.03 | 0.03 | 0.03 | 0.03 | 0.03 | 0.03 | 0.03 | 0.03 | 0.03 | 0.03 | 0.03
School | DHW Sch | Saturdays (Through 5/22) | 0.03 | 0.03 | 0.03 | 0.03 | 0.03 | 0.03 | 0.03 | 0.03 | 0.03 | 0.05 | 0.05 | 0.05 | 0.05 | 0.03 | 0.03 | 0.03 | 0.03 | 0.03 | 0.03 | 0.03 | 0.03 | 0.03 | 0.03 | 0.03
School | DHW Sch | Saturdays (Through 8/7) | 0.03 | 0.03 | 0.03 | 0.03 | 0.03 | 0.03 | 0.03 | 0.03 | 0.03 | 0.05 | 0.05 | 0.05 | 0.05 | 0.03 | 0.03 | 0.03 | 0.03 | 0.03 | 0.03 | 0.03 | 0.03 | 0.03 | 0.03 | 0.03
School | DHW Sch | Saturdays (Through 12/11) | 0.03 | 0.03 | 0.03 | 0.03 | 0.03 | 0.03 | 0.03 | 0.03 | 0.03 | 0.05 | 0.05 | 0.05 | 0.05 | 0.03 | 0.03 | 0.03 | 0.03 | 0.03 | 0.03 | 0.03 | 0.03 | 0.03 | 0.03 | 0.03
School | DHW Sch | Weekdays (Through 4/3) | 0.05 | 0.05 | 0.05 | 0.05 | 0.05 | 0.05 | 0.05 | 0.1 | 0.34 | 0.6 | 0.63 | 0.72 | 0.79 | 0.83 | 0.61 | 0.65 | 0.1 | 0.1 | 0.19 | 0.25 | 0.22 | 0.22 | 0.12 | 0.09
School | DHW Sch | Weekdays (Through 5/22) | 0.05 | 0.05 | 0.05 | 0.05 | 0.05 | 0.05 | 0.05 | 0.1 | 0.34 | 0.6 | 0.63 | 0.72 | 0.79 | 0.83 | 0.61 | 0.65 | 0.1 | 0.1 | 0.19 | 0.25 | 0.22 | 0.22 | 0.12 | 0.09
School | DHW Sch | Weekdays (Through 8/7) | 0.05 | 0.05 | 0.05 | 0.05 | 0.05 | 0.05 | 0.05 | 0.1 | 0.34 | 0.6 | 0.63 | 0.72 | 0.79 | 0.83 | 0.61 | 0.65 | 0.1 | 0.1 | 0.19 | 0.25 | 0.22 | 0.22 | 0.12 | 0.09
School | DHW Sch | Weekdays (Through 12/11) | 0.05 | 0.05 | 0.05 | 0.05 | 0.05 | 0.05 | 0.05 | 0.1 | 0.34 | 0.6 | 0.63 | 0.72 | 0.79 | 0.83 | 0.61 | 0.65 | 0.1 | 0.1 | 0.19 | 0.25 | 0.22 | 0.22 | 0.12 | 0.09
School | Elec Equip Sch | AllDays | 1 | 1 | 1 | 1 | 1 | 1 | 1 | 1 | 1 | 1 | 1 | 1 | 1 | 1 | 1 | 1 | 1 | 1 | 1 | 1 | 1 | 1 | 1 | 1
School | Elec Equip Sch | AllOtherDays (Through 1/11) | 0 | 0 | 0 | 0 | 0 | 0 | 0 | 0 | 0 | 0 | 0 | 0 | 0 | 0 | 0 | 0 | 0 | 0 | 0 | 0 | 0 | 0 | 0 | 0
School | Elec Equip Sch | AllOtherDays (Through 4/3) | 0.05 | 0.05 | 0.05 | 0.05 | 0.05 | 0.05 | 0.05 | 0.05 | 0.05 | 0.05 | 0.05 | 0.05 | 0.05 | 0.05 | 0.05 | 0.05 | 0.05 | 0.05 | 0.05 | 0.05 | 0.05 | 0.05 | 0.05 | 0.05
School | Elec Equip Sch | AllOtherDays (Through 4/12) | 0 | 0 | 0 | 0 | 0 | 0 | 0 | 0 | 0 | 0 | 0 | 0 | 0 | 0 | 0 | 0 | 0 | 0 | 0 | 0 | 0 | 0 | 0 | 0
School | Elec Equip Sch | AllOtherDays (Through 5/22) | 0.05 | 0.05 | 0.05 | 0.05 | 0.05 | 0.05 | 0.05 | 0.05 | 0.05 | 0.05 | 0.05 | 0.05 | 0.05 | 0.05 | 0.05 | 0.05 | 0.05 | 0.05 | 0.05 | 0.05 | 0.05 | 0.05 | 0.05 | 0.05
School | Elec Equip Sch | AllOtherDays (Through 5/31) | 0 | 0 | 0 | 0 | 0 | 0 | 0 | 0 | 0 | 0 | 0 | 0 | 0 | 0 | 0 | 0 | 0 | 0 | 0 | 0 | 0 | 0 | 0 | 0
School | Elec Equip Sch | AllOtherDays (Through 8/7) | 0.05 | 0.05 | 0.05 | 0.05 | 0.05 | 0.05 | 0.05 | 0.05 | 0.05 | 0.05 | 0.05 | 0.05 | 0.05 | 0.05 | 0.05 | 0.05 | 0.05 | 0.05 | 0.05 | 0.05 | 0.05 | 0.05 | 0.05 | 0.05
School | Elec Equip Sch | AllOtherDays (Through 8/16) | 0 | 0 | 0 | 0 | 0 | 0 | 0 | 0 | 0 | 0 | 0 | 0 | 0 | 0 | 0 | 0 | 0 | 0 | 0 | 0 | 0 | 0 | 0 | 0
School | Elec Equip Sch | AllOtherDays (Through 12/11) | 0.05 | 0.05 | 0.05 | 0.05 | 0.05 | 0.05 | 0.05 | 0.05 | 0.05 | 0.05 | 0.05 | 0.05 | 0.05 | 0.05 | 0.05 | 0.05 | 0.05 | 0.05 | 0.05 | 0.05 | 0.05 | 0.05 | 0.05 | 0.05
School | Elec Equip Sch | AllOtherDays (Through 12/31) | 0 | 0 | 0 | 0 | 0 | 0 | 0 | 0 | 0 | 0 | 0 | 0 | 0 | 0 | 0 | 0 | 0 | 0 | 0 | 0 | 0 | 0 | 0 | 0
School | Elec Equip Sch | Saturdays (Through 4/3) | 0.05 | 0.05 | 0.05 | 0.05 | 0.05 | 0.05 | 0.05 | 0.05 | 0.15 | 0.15 | 0.15 | 0.15 | 0.15 | 0.05 | 0.05 | 0.05 | 0.05 | 0.05 | 0.05 | 0.05 | 0.05 | 0.05 | 0.05 | 0.05
School | Elec Equip Sch | Saturdays (Through 5/22) | 0.05 | 0.05 | 0.05 | 0.05 | 0.05 | 0.05 | 0.05 | 0.05 | 0.15 | 0.15 | 0.15 | 0.15 | 0.15 | 0.05 | 0.05 | 0.05 | 0.05 | 0.05 | 0.05 | 0.05 | 0.05 | 0.05 | 0.05 | 0.05
School | Elec Equip Sch | Saturdays (Through 8/7) | 0.05 | 0.05 | 0.05 | 0.05 | 0.05 | 0.05 | 0.05 | 0.05 | 0.15 | 0.15 | 0.15 | 0.15 | 0.15 | 0.05 | 0.05 | 0.05 | 0.05 | 0.05 | 0.05 | 0.05 | 0.05 | 0.05 | 0.05 | 0.05
School | Elec Equip Sch | Saturdays (Through 12/11) | 0.05 | 0.05 | 0.05 | 0.05 | 0.05 | 0.05 | 0.05 | 0.05 | 0.15 | 0.15 | 0.15 | 0.15 | 0.15 | 0.05 | 0.05 | 0.05 | 0.05 | 0.05 | 0.05 | 0.05 | 0.05 | 0.05 | 0.05 | 0.05
School | Elec Equip Sch | Weekdays (Through 4/3) | 0.05 | 0.05 | 0.05 | 0.05 | 0.05 | 0.05 | 0.05 | 0.3 | 0.85 | 0.95 | 0.95 | 0.95 | 0.8 | 0.8 | 0.8 | 0.7 | 0.5 | 0.5 | 0.35 | 0.35 | 0.35 | 0.3 | 0.05 | 0.05
School | Elec Equip Sch | Weekdays (Through 5/22) | 0.05 | 0.05 | 0.05 | 0.05 | 0.05 | 0.05 | 0.05 | 0.3 | 0.85 | 0.95 | 0.95 | 0.95 | 0.8 | 0.8 | 0.8 | 0.7 | 0.5 | 0.5 | 0.35 | 0.35 | 0.35 | 0.3 | 0.05 | 0.05
School | Elec Equip Sch | Weekdays (Through 8/7) | 0.05 | 0.05 | 0.05 | 0.05 | 0.05 | 0.05 | 0.05 | 0.3 | 0.85 | 0.95 | 0.95 | 0.95 | 0.8 | 0.8 | 0.8 | 0.7 | 0.5 | 0.5 | 0.35 | 0.35 | 0.35 | 0.3 | 0.05 | 0.05
School | Elec Equip Sch | Weekdays (Through 12/11) | 0.05 | 0.05 | 0.05 | 0.05 | 0.05 | 0.05 | 0.05 | 0.3 | 0.85 | 0.95 | 0.95 | 0.95 | 0.8 | 0.8 | 0.8 | 0.7 | 0.5 | 0.5 | 0.35 | 0.35 | 0.35 | 0.3 | 0.05 | 0.05
School | Heating Setpoint Schedule | AllOtherDays (Through 1/11) | 60.08 | 60.08 | 60.08 | 60.08 | 60.08 | 60.08 | 60.08 | 60.08 | 60.08 | 60.08 | 60.08 | 60.08 | 60.08 | 60.08 | 60.08 | 60.08 | 60.08 | 60.08 | 60.08 | 60.08 | 60.08 | 60.08 | 60.08 | 60.08
School | Heating Setpoint Schedule | AllOtherDays (Through 4/3) | 60.08 | 60.08 | 60.08 | 60.08 | 60.08 | 60.08 | 60.08 | 60.08 | 60.08 | 60.08 | 60.08 | 60.08 | 60.08 | 60.08 | 60.08 | 60.08 | 60.08 | 60.08 | 60.08 | 60.08 | 60.08 | 60.08 | 60.08 | 60.08
School | Heating Setpoint Schedule | AllOtherDays (Through 4/12) | 60.08 | 60.08 | 60.08 | 60.08 | 60.08 | 60.08 | 60.08 | 60.08 | 60.08 | 60.08 | 60.08 | 60.08 | 60.08 | 60.08 | 60.08 | 60.08 | 60.08 | 60.08 | 60.08 | 60.08 | 60.08 | 60.08 | 60.08 | 60.08
School | Heating Setpoint Schedule | AllOtherDays (Through 5/22) | 60.08 | 60.08 | 60.08 | 60.08 | 60.08 | 60.08 | 60.08 | 60.08 | 60.08 | 60.08 | 60.08 | 60.08 | 60.08 | 60.08 | 60.08 | 60.08 | 60.08 | 60.08 | 60.08 | 60.08 | 60.08 | 60.08 | 60.08 | 60.08
School | Heating Setpoint Schedule | AllOtherDays (Through 5/31) | 60.08 | 60.08 | 60.08 | 60.08 | 60.08 | 60.08 | 60.08 | 60.08 | 60.08 | 60.08 | 60.08 | 60.08 | 60.08 | 60.08 | 60.08 | 60.08 | 60.08 | 60.08 | 60.08 | 60.08 | 60.08 | 60.08 | 60.08 | 60.08
School | Heating Setpoint Schedule | AllOtherDays (Through 8/7) | 60.08 | 60.08 | 60.08 | 60.08 | 60.08 | 60.08 | 60.08 | 60.08 | 60.08 | 60.08 | 60.08 | 60.08 | 60.08 | 60.08 | 60.08 | 60.08 | 60.08 | 60.08 | 60.08 | 60.08 | 60.08 | 60.08 | 60.08 | 60.08
School | Heating Setpoint Schedule | AllOtherDays (Through 8/16) | 60.08 | 60.08 | 60.08 | 60.08 | 60.08 | 60.08 | 60.08 | 60.08 | 60.08 | 60.08 | 60.08 | 60.08 | 60.08 | 60.08 | 60.08 | 60.08 | 60.08 | 60.08 | 60.08 | 60.08 | 60.08 | 60.08 | 60.08 | 60.08
School | Heating Setpoint Schedule | AllOtherDays (Through 12/11) | 60.08 | 60.08 | 60.08 | 60.08 | 60.08 | 60.08 | 60.08 | 60.08 | 60.08 | 60.08 | 60.08 | 60.08 | 60.08 | 60.08 | 60.08 | 60.08 | 60.08 | 60.08 | 60.08 | 60.08 | 60.08 | 60.08 | 60.08 | 60.08
School | Heating Setpoint Schedule | AllOtherDays (Through 12/31) | 60.08 | 60.08 | 60.08 | 60.08 | 60.08 | 60.08 | 60.08 | 60.08 | 60.08 | 60.08 | 60.08 | 60.08 | 60.08 | 60.08 | 60.08 | 60.08 | 60.08 | 60.08 | 60.08 | 60.08 | 60.08 | 60.08 | 60.08 | 60.08
School | Heating Setpoint Schedule | Saturdays (Through 4/3) | 60.08 | 60.08 | 60.08 | 60.08 | 60.08 | 60.08 | 60.08 | 69.98 | 69.98 | 69.98 | 69.98 | 69.98 | 69.98 | 60.08 | 60.08 | 60.08 | 60.08 | 60.08 | 60.08 | 60.08 | 60.08 | 60.08 | 60.08 | 60.08
School | Heating Setpoint Schedule | Saturdays (Through 5/22) | 60.08 | 60.08 | 60.08 | 60.08 | 60.08 | 60.08 | 60.08 | 69.98 | 69.98 | 69.98 | 69.98 | 69.98 | 69.98 | 60.08 | 60.08 | 60.08 | 60.08 | 60.08 | 60.08 | 60.08 | 60.08 | 60.08 | 60.08 | 60.08
School | Heating Setpoint Schedule | Saturdays (Through 8/7) | 60.08 | 60.08 | 60.08 | 60.08 | 60.08 | 60.08 | 60.08 | 69.98 | 69.98 | 69.98 | 69.98 | 69.98 | 69.98 | 60.08 | 60.08 | 60.08 | 60.08 | 60.08 | 60.08 | 60.08 | 60.08 | 60.08 | 60.08 | 60.08
School | Heating Setpoint Schedule | Saturdays (Through 12/11) | 60.08 | 60.08 | 60.08 | 60.08 | 60.08 | 60.08 | 60.08 | 69.98 | 69.98 | 69.98 | 69.98 | 69.98 | 69.98 | 60.08 | 60.08 | 60.08 | 60.08 | 60.08 | 60.08 | 60.08 | 60.08 | 60.08 | 60.08 | 60.08
School | Heating Setpoint Schedule | Weekdays (Through 4/3) | 60.08 | 60.08 | 60.08 | 60.08 | 60.08 | 60.08 | 69.98 | 69.98 | 69.98 | 69.98 | 69.98 | 69.98 | 69.98 | 69.98 | 69.98 | 69.98 | 69.98 | 69.98 | 69.98 | 69.98 | 69.98 | 69.98 | 60.08 | 60.08
School | Heating Setpoint Schedule | Weekdays (Through 5/22) | 60.08 | 60.08 | 60.08 | 60.08 | 60.08 | 60.08 | 69.98 | 69.98 | 69.98 | 69.98 | 69.98 | 69.98 | 69.98 | 69.98 | 69.98 | 69.98 | 69.98 | 69.98 | 69.98 | 69.98 | 69.98 | 69.98 | 60.08 | 60.08
School | Heating Setpoint Schedule | Weekdays (Through 8/7) | 60.08 | 60.08 | 60.08 | 60.08 | 60.08 | 60.08 | 69.98 | 69.98 | 69.98 | 69.98 | 69.98 | 69.98 | 69.98 | 69.98 | 69.98 | 69.98 | 69.98 | 69.98 | 69.98 | 69.98 | 69.98 | 69.98 | 60.08 | 60.08
School | Heating Setpoint Schedule | Weekdays (Through 12/11) | 60.08 | 60.08 | 60.08 | 60.08 | 60.08 | 60.08 | 69.98 | 69.98 | 69.98 | 69.98 | 69.98 | 69.98 | 69.98 | 69.98 | 69.98 | 69.98 | 69.98 | 69.98 | 69.98 | 69.98 | 69.98 | 69.98 | 60.08 | 60.08
School | Infiltration Schedule | AllDays | 1 | 1 | 1 | 1 | 1 | 1 | 1 | 1 | 1 | 1 | 1 | 1 | 1 | 1 | 1 | 1 | 1 | 1 | 1 | 1 | 1 | 1 | 1 | 1
School | Lighting Schedule | AllOtherDays (Through 1/11) | 0 | 0 | 0 | 0 | 0 | 0 | 0 | 0 | 0 | 0 | 0 | 0 | 0 | 0 | 0 | 0 | 0 | 0 | 0 | 0 | 0 | 0 | 0 | 0
School | Lighting Schedule | AllOtherDays (Through 4/3) | 0.05 | 0.05 | 0.05 | 0.05 | 0.05 | 0.05 | 0.05 | 0.05 | 0.05 | 0.05 | 0.05 | 0.05 | 0.05 | 0.05 | 0.05 | 0.05 | 0.05 | 0.05 | 0.05 | 0.05 | 0.05 | 0.05 | 0.05 | 0.05
School | Lighting Schedule | AllOtherDays (Through 4/12) | 0 | 0 | 0 | 0 | 0 | 0 | 0 | 0 | 0 | 0 | 0 | 0 | 0 | 0 | 0 | 0 | 0 | 0 | 0 | 0 | 0 | 0 | 0 | 0
School | Lighting Schedule | AllOtherDays (Through 5/22) | 0.05 | 0.05 | 0.05 | 0.05 | 0.05 | 0.05 | 0.05 | 0.05 | 0.05 | 0.05 | 0.05 | 0.05 | 0.05 | 0.05 | 0.05 | 0.05 | 0.05 | 0.05 | 0.05 | 0.05 | 0.05 | 0.05 | 0.05 | 0.05
School | Lighting Schedule | AllOtherDays (Through 5/31) | 0 | 0 | 0 | 0 | 0 | 0 | 0 | 0 | 0 | 0 | 0 | 0 | 0 | 0 | 0 | 0 | 0 | 0 | 0 | 0 | 0 | 0 | 0 | 0
School | Lighting Schedule | AllOtherDays (Through 8/7) | 0.05 | 0.05 | 0.05 | 0.05 | 0.05 | 0.05 | 0.05 | 0.05 | 0.05 | 0.05 | 0.05 | 0.05 | 0.05 | 0.05 | 0.05 | 0.05 | 0.05 | 0.05 | 0.05 | 0.05 | 0.05 | 0.05 | 0.05 | 0.05
School | Lighting Schedule | AllOtherDays (Through 8/16) | 0 | 0 | 0 | 0 | 0 | 0 | 0 | 0 | 0 | 0 | 0 | 0 | 0 | 0 | 0 | 0 | 0 | 0 | 0 | 0 | 0 | 0 | 0 | 0
School | Lighting Schedule | AllOtherDays (Through 12/11) | 0.05 | 0.05 | 0.05 | 0.05 | 0.05 | 0.05 | 0.05 | 0.05 | 0.05 | 0.05 | 0.05 | 0.05 | 0.05 | 0.05 | 0.05 | 0.05 | 0.05 | 0.05 | 0.05 | 0.05 | 0.05 | 0.05 | 0.05 | 0.05
School | Lighting Schedule | AllOtherDays (Through 12/31) | 0 | 0 | 0 | 0 | 0 | 0 | 0 | 0 | 0 | 0 | 0 | 0 | 0 | 0 | 0 | 0 | 0 | 0 | 0 | 0 | 0 | 0 | 0 | 0
School | Lighting Schedule | Saturdays (Through 4/3) | 0.05 | 0.05 | 0.05 | 0.05 | 0.05 | 0.05 | 0.05 | 0.05 | 0.15 | 0.15 | 0.15 | 0.15 | 0.15 | 0.05 | 0.05 | 0.05 | 0.05 | 0.05 | 0.05 | 0.05 | 0.05 | 0.05 | 0.05 | 0.05
School | Lighting Schedule | Saturdays (Through 5/22) | 0.05 | 0.05 | 0.05 | 0.05 | 0.05 | 0.05 | 0.05 | 0.05 | 0.15 | 0.15 | 0.15 | 0.15 | 0.15 | 0.05 | 0.05 | 0.05 | 0.05 | 0.05 | 0.05 | 0.05 | 0.05 | 0.05 | 0.05 | 0.05
School | Lighting Schedule | Saturdays (Through 8/7) | 0.05 | 0.05 | 0.05 | 0.05 | 0.05 | 0.05 | 0.05 | 0.05 | 0.15 | 0.15 | 0.15 | 0.15 | 0.15 | 0.05 | 0.05 | 0.05 | 0.05 | 0.05 | 0.05 | 0.05 | 0.05 | 0.05 | 0.05 | 0.05
School | Lighting Schedule | Saturdays (Through 12/11) | 0.05 | 0.05 | 0.05 | 0.05 | 0.05 | 0.05 | 0.05 | 0.05 | 0.15 | 0.15 | 0.15 | 0.15 | 0.15 | 0.05 | 0.05 | 0.05 | 0.05 | 0.05 | 0.05 | 0.05 | 0.05 | 0.05 | 0.05 | 0.05
School | Lighting Schedule | Weekdays (Through 4/3) | 0.05 | 0.05 | 0.05 | 0.05 | 0.05 | 0.05 | 0.05 | 0.3 | 0.6 | 0.65 | 0.65 | 0.65 | 0.55 | 0.55 | 0.55 | 0.5 | 0.35 | 0.35 | 0.35 | 0.35 | 0.35 | 0.3 | 0.05 | 0.05
School | Lighting Schedule | Weekdays (Through 5/22) | 0.05 | 0.05 | 0.05 | 0.05 | 0.05 | 0.05 | 0.05 | 0.3 | 0.6 | 0.65 | 0.65 | 0.65 | 0.55 | 0.55 | 0.55 | 0.5 | 0.35 | 0.35 | 0.35 | 0.35 | 0.35 | 0.3 | 0.05 | 0.05
School | Lighting Schedule | Weekdays (Through 8/7) | 0.05 | 0.05 | 0.05 | 0.05 | 0.05 | 0.05 | 0.05 | 0.3 | 0.6 | 0.65 | 0.65 | 0.65 | 0.55 | 0.55 | 0.55 | 0.5 | 0.35 | 0.35 | 0.35 | 0.35 | 0.35 | 0.3 | 0.05 | 0.05
School | Lighting Schedule | Weekdays (Through 12/11) | 0.05 | 0.05 | 0.05 | 0.05 | 0.05 | 0.05 | 0.05 | 0.3 | 0.6 | 0.65 | 0.65 | 0.65 | 0.55 | 0.55 | 0.55 | 0.5 | 0.35 | 0.35 | 0.35 | 0.35 | 0.35 | 0.3 | 0.05 | 0.05
School | OA Schedule | AllOtherDays (Through 1/11) | 0 | 0 | 0 | 0 | 0 | 0 | 0 | 0 | 0 | 0 | 0 | 0 | 0 | 0 | 0 | 0 | 0 | 0 | 0 | 0 | 0 | 0 | 0 | 0
School | OA Schedule | AllOtherDays (Through 4/3) | 0 | 0 | 0 | 0 | 0 | 0 | 0 | 0 | 0 | 0 | 0 | 0 | 0 | 0 | 0 | 0 | 0 | 0 | 0 | 0 | 0 | 0 | 0 | 0
School | OA Schedule | AllOtherDays (Through 4/12) | 0 | 0 | 0 | 0 | 0 | 0 | 0 | 0 | 0 | 0 | 0 | 0 | 0 | 0 | 0 | 0 | 0 | 0 | 0 | 0 | 0 | 0 | 0 | 0
School | OA Schedule | AllOtherDays (Through 5/22) | 0 | 0 | 0 | 0 | 0 | 0 | 0 | 0 | 0 | 0 | 0 | 0 | 0 | 0 | 0 | 0 | 0 | 0 | 0 | 0 | 0 | 0 | 0 | 0
School | OA Schedule | AllOtherDays (Through 5/31) | 0 | 0 | 0 | 0 | 0 | 0 | 0 | 0 | 0 | 0 | 0 | 0 | 0 | 0 | 0 | 0 | 0 | 0 | 0 | 0 | 0 | 0 | 0 | 0
School | OA Schedule | AllOtherDays (Through 8/7) | 0 | 0 | 0 | 0 | 0 | 0 | 0 | 0 | 0 | 0 | 0 | 0 | 0 | 0 | 0 | 0 | 0 | 0 | 0 | 0 | 0 | 0 | 0 | 0
School | OA Schedule | AllOtherDays (Through 8/16) | 0 | 0 | 0 | 0 | 0 | 0 | 0 | 0 | 0 | 0 | 0 | 0 | 0 | 0 | 0 | 0 | 0 | 0 | 0 | 0 | 0 | 0 | 0 | 0
School | OA Schedule | AllOtherDays (Through 12/11) | 0 | 0 | 0 | 0 | 0 | 0 | 0 | 0 | 0 | 0 | 0 | 0 | 0 | 0 | 0 | 0 | 0 | 0 | 0 | 0 | 0 | 0 | 0 | 0
School | OA Schedule | AllOtherDays (Through 12/31) | 0 | 0 | 0 | 0 | 0 | 0 | 0 | 0 | 0 | 0 | 0 | 0 | 0 | 0 | 0 | 0 | 0 | 0 | 0 | 0 | 0 | 0 | 0 | 0
School | OA Schedule | Saturdays (Through 4/3) | 0 | 0 | 0 | 0 | 0 | 0 | 0 | 1 | 1 | 1 | 1 | 1 | 1 | 0 | 0 | 0 | 0 | 0 | 0 | 0 | 0 | 0 | 0 | 0
School | OA Schedule | Saturdays (Through 5/22) | 0 | 0 | 0 | 0 | 0 | 0 | 0 | 1 | 1 | 1 | 1 | 1 | 1 | 0 | 0 | 0 | 0 | 0 | 0 | 0 | 0 | 0 | 0 | 0
School | OA Schedule | Saturdays (Through 8/7) | 0 | 0 | 0 | 0 | 0 | 0 | 0 | 1 | 1 | 1 | 1 | 1 | 1 | 0 | 0 | 0 | 0 | 0 | 0 | 0 | 0 | 0 | 0 | 0
School | OA Schedule | Saturdays (Through 12/11) | 0 | 0 | 0 | 0 | 0 | 0 | 0 | 1 | 1 | 1 | 1 | 1 | 1 | 0 | 0 | 0 | 0 | 0 | 0 | 0 | 0 | 0 | 0 | 0
School | OA Schedule | Weekdays (Through 4/3) | 0 | 0 | 0 | 0 | 0 | 0 | 1 | 1 | 1 | 1 | 1 | 1 | 1 | 1 | 1 | 1 | 1 | 1 | 1 | 1 | 1 | 1 | 0 | 0
School | OA Schedule | Weekdays (Through 5/22) | 0 | 0 | 0 | 0 | 0 | 0 | 1 | 1 | 1 | 1 | 1 | 1 | 1 | 1 | 1 | 1 | 1 | 1 | 1 | 1 | 1 | 1 | 0 | 0
School | OA Schedule | Weekdays (Through 8/7) | 0 | 0 | 0 | 0 | 0 | 0 | 1 | 1 | 1 | 1 | 1 | 1 | 1 | 1 | 1 | 1 | 1 | 1 | 1 | 1 | 1 | 1 | 0 | 0
School | OA Schedule | Weekdays (Through 12/11) | 0 | 0 | 0 | 0 | 0 | 0 | 1 | 1 | 1 | 1 | 1 | 1 | 1 | 1 | 1 | 1 | 1 | 1 | 1 | 1 | 1 | 1 | 0 | 0
School | Occupant Sch | AllOtherDays (Through 1/11) | 0 | 0 | 0 | 0 | 0 | 0 | 0 | 0 | 0 | 0 | 0 | 0 | 0 | 0 | 0 | 0 | 0 | 0 | 0 | 0 | 0 | 0 | 0 | 0
School | Occupant Sch | AllOtherDays (Through 4/3) | 0 | 0 | 0 | 0 | 0 | 0 | 0 | 0 | 0 | 0 | 0 | 0 | 0 | 0 | 0 | 0 | 0 | 0 | 0 | 0 | 0 | 0 | 0 | 0
School | Occupant Sch | AllOtherDays (Through 4/12) | 0 | 0 | 0 | 0 | 0 | 0 | 0 | 0 | 0 | 0 | 0 | 0 | 0 | 0 | 0 | 0 | 0 | 0 | 0 | 0 | 0 | 0 | 0 | 0
School | Occupant Sch | AllOtherDays (Through 5/22) | 0 | 0 | 0 | 0 | 0 | 0 | 0 | 0 | 0 | 0 | 0 | 0 | 0 | 0 | 0 | 0 | 0 | 0 | 0 | 0 | 0 | 0 | 0 | 0
School | Occupant Sch | AllOtherDays (Through 5/31) | 0 | 0 | 0 | 0 | 0 | 0 | 0 | 0 | 0 | 0 | 0 | 0 | 0 | 0 | 0 | 0 | 0 | 0 | 0 | 0 | 0 | 0 | 0 | 0
School | Occupant Sch | AllOtherDays (Through 8/7) | 0 | 0 | 0 | 0 | 0 | 0 | 0 | 0 | 0 | 0 | 0 | 0 | 0 | 0 | 0 | 0 | 0 | 0 | 0 | 0 | 0 | 0 | 0 | 0
School | Occupant Sch | AllOtherDays (Through 8/16) | 0 | 0 | 0 | 0 | 0 | 0 | 0 | 0 | 0 | 0 | 0 | 0 | 0 | 0 | 0 | 0 | 0 | 0 | 0 | 0 | 0 | 0 | 0 | 0
School | Occupant Sch | AllOtherDays (Through 12/11) | 0 | 0 | 0 | 0 | 0 | 0 | 0 | 0 | 0 | 0 | 0 | 0 | 0 | 0 | 0 | 0 | 0 | 0 | 0 | 0 | 0 | 0 | 0 | 0
School | Occupant Sch | AllOtherDays (Through 12/31) | 0 | 0 | 0 | 0 | 0 | 0 | 0 | 0 | 0 | 0 | 0 | 0 | 0 | 0 | 0 | 0 | 0 | 0 | 0 | 0 | 0 | 0 | 0 | 0
School | Occupant Sch | Saturdays (Through 4/3) | 0 | 0 | 0 | 0 | 0 | 0 | 0 | 0 | 0.1 | 0.1 | 0.1 | 0.1 | 0.1 | 0 | 0 | 0 | 0 | 0 | 0 | 0 | 0 | 0 | 0 | 0
School | Occupant Sch | Saturdays (Through 5/22) | 0 | 0 | 0 | 0 | 0 | 0 | 0 | 0 | 0.1 | 0.1 | 0.1 | 0.1 | 0.1 | 0 | 0 | 0 | 0 | 0 | 0 | 0 | 0 | 0 | 0 | 0
School | Occupant Sch | Saturdays (Through 8/7) | 0 | 0 | 0 | 0 | 0 | 0 | 0 | 0 | 0.1 | 0.1 | 0.1 | 0.1 | 0.1 | 0 | 0 | 0 | 0 | 0 | 0 | 0 | 0 | 0 | 0 | 0
School | Occupant Sch | Saturdays (Through 12/11) | 0 | 0 | 0 | 0 | 0 | 0 | 0 | 0 | 0.1 | 0.1 | 0.1 | 0.1 | 0.1 | 0 | 0 | 0 | 0 | 0 | 0 | 0 | 0 | 0 | 0 | 0
School | Occupant Sch | Weekdays (Through 4/3) | 0 | 0 | 0 | 0 | 0 | 0 | 0 | 0.05 | 0.75 | 0.9 | 0.9 | 0.8 | 0.8 | 0.8 | 0.8 | 0.45 | 0.15 | 0.05 | 0.15 | 0.2 | 0.2 | 0.1 | 0 | 0
School | Occupant Sch | Weekdays (Through 5/22) | 0 | 0 | 0 | 0 | 0 | 0 | 0 | 0.05 | 0.75 | 0.9 | 0.9 | 0.8 | 0.8 | 0.8 | 0.8 | 0.45 | 0.15 | 0.05 | 0.15 | 0.2 | 0.2 | 0.1 | 0 | 0
School | Occupant Sch | Weekdays (Through 8/7) | 0 | 0 | 0 | 0 | 0 | 0 | 0 | 0.05 | 0.75 | 0.9 | 0.9 | 0.8 | 0.8 | 0.8 | 0.8 | 0.45 | 0.15 | 0.05 | 0.15 | 0.2 | 0.2 | 0.1 | 0 | 0
School | Occupant Sch | Weekdays (Through 12/11) | 0 | 0 | 0 | 0 | 0 | 0 | 0 | 0.05 | 0.75 | 0.9 | 0.9 | 0.8 | 0.8 | 0.8 | 0.8 | 0.45 | 0.15 | 0.05 | 0.15 | 0.2 | 0.2 | 0.1 | 0 | 0

## Energy Usage
Energy Consumption - Education - University
Climate Zone | HVAC Type | Vintage | Total Floorspace (Excluding Plenums and Crawl Space) (ft²) | Annual Electricity Intensity (kBtu/ft²) | Annual Gas Intensity (kBtu/ft²) | Notes
CZ01 | cAVVG | Existing | 474973.73 | 40.8146 | 13.0604
CZ01 | cAVVG | New Construction | 474973.73 | 35.9753 | 12.3847
CZ01 | cDXGF | Existing | 474973.73 | 47.115 | 9.4551
CZ01 | cDXGF | New Construction | 474973.73 | 39.3678 | 9.5791
CZ01 | cDXHP | Existing | 474973.73 | 47.7436 | 6.9171
CZ01 | cDXHP | New Construction | 474973.73 | 40.074 | 6.6996
CZ01 | cDXOH | Existing | 474973.73 | 47.1094 | 6.9616
CZ01 | cDXOH | New Construction | 474973.73 | 39.349 | 6.7094
CZ01 | cPVVG | Existing | 474973.73 | 40.9922 | 11.3423
CZ01 | cPVVG | New Construction | 474973.73 | 35.1428 | 11.2571
CZ02 | cAVVG | Existing | 474973.73 | 46.5852 | 10.6414
CZ02 | cAVVG | New Construction | 474973.73 | 39.7827 | 10.0101
CZ02 | cDXGF | Existing | 474973.73 | 51.9785 | 8.1166
CZ02 | cDXGF | New Construction | 474973.73 | 42.8498 | 8.1674
CZ02 | cDXHP | Existing | 474973.73 | 52.4561 | 6.3716
CZ02 | cDXHP | New Construction | 474973.73 | 43.3706 | 6.2234
CZ02 | cDXOH | Existing | 474973.73 | 51.9622 | 6.3963
CZ02 | cDXOH | New Construction | 474973.73 | 42.8062 | 6.2255
CZ02 | cPVVG | Existing | 474973.73 | 45.7376 | 9.4019
CZ02 | cPVVG | New Construction | 474973.73 | 38.6875 | 9.2351
CZ03 | cAVVG | Existing | 474973.73 | 44.0743 | 9.1533
CZ03 | cAVVG | New Construction | 474973.73 | 38.069 | 8.6888
CZ03 | cDXGF | Existing | 474973.73 | 50.0607 | 7.2297
CZ03 | cDXGF | New Construction | 474973.73 | 41.3702 | 7.3122
CZ03 | cDXHP | Existing | 474973.73 | 50.2812 | 6.27
CZ03 | cDXHP | New Construction | 474973.73 | 41.6259 | 6.202
CZ03 | cDXOH | Existing | 474973.73 | 50.0536 | 6.2795
CZ03 | cDXOH | New Construction | 474973.73 | 41.3512 | 6.2029
CZ03 | cPVVG | Existing | 474973.73 | 43.9912 | 8.1346
CZ03 | cPVVG | New Construction | 474973.73 | 37.281 | 8.1204
CZ04 | cAVVG | Existing | 474973.73 | 47.6709 | 8.8379
CZ04 | cAVVG | New Construction | 474973.73 | 40.3706 | 8.3649
CZ04 | cDXGF | Existing | 474973.73 | 52.8676 | 6.9336
CZ04 | cDXGF | New Construction | 474973.73 | 43.415 | 7.0105
CZ04 | cDXHP | Existing | 474973.73 | 53.0762 | 6.0747
CZ04 | cDXHP | New Construction | 474973.73 | 43.6499 | 6.0157
CZ04 | cDXOH | Existing | 474973.73 | 52.859 | 6.0813
CZ04 | cDXOH | New Construction | 474973.73 | 43.3925 | 6.0187
CZ04 | cPVVG | Existing | 474973.73 | 46.6958 | 7.76
CZ04 | cPVVG | New Construction | 474973.73 | 39.324 | 7.7222
CZ05 | cAVVG | Existing | 474973.73 | 44.9877 | 9.1368
CZ05 | cAVVG | New Construction | 474973.73 | 38.7341 | 8.8233
CZ05 | cDXGF | Existing | 474973.73 | 50.9626 | 7.2389
CZ05 | cDXGF | New Construction | 474973.73 | 42.0384 | 7.3959
CZ05 | cDXHP | Existing | 474973.73 | 51.2067 | 6.2525
CZ05 | cDXHP | New Construction | 474973.73 | 42.3275 | 6.1999
CZ05 | cDXOH | Existing | 474973.73 | 50.9468 | 6.2565
CZ05 | cDXOH | New Construction | 474973.73 | 41.9977 | 6.2023
CZ05 | cPVVG | Existing | 474973.73 | 45.0231 | 8.1159
CZ05 | cPVVG | New Construction | 474973.73 | 38.0302 | 8.2095
CZ06 | cAVVG | Existing | 474973.73 | 49.1731 | 6.7343
CZ06 | cAVVG | New Construction | 474973.73 | 41.8153 | 6.5979
CZ06 | cDXGF | Existing | 474973.73 | 53.3266 | 5.9803
CZ06 | cDXGF | New Construction | 474973.73 | 43.9333 | 5.9824
CZ06 | cDXHP | Existing | 474973.73 | 53.2558 | 5.7978
CZ06 | cDXHP | New Construction | 474973.73 | 43.85 | 5.7819
CZ06 | cDXOH | Existing | 474973.73 | 53.324 | 5.798
CZ06 | cDXOH | New Construction | 474973.73 | 43.9281 | 5.78
CZ06 | cPVVG | Existing | 474973.73 | 47.705 | 6.2448
CZ06 | cPVVG | New Construction | 474973.73 | 40.186 | 6.2295
CZ07 | cAVVG | Existing | 474973.73 | 50.2045 | 7.0003
CZ07 | cAVVG | New Construction | 474973.73 | 42.2863 | 6.815
CZ07 | cDXGF | Existing | 474973.73 | 53.8555 | 5.8988
CZ07 | cDXGF | New Construction | 474973.73 | 44.3603 | 5.9109
CZ07 | cDXHP | Existing | 474973.73 | 53.8236 | 5.7325
CZ07 | cDXHP | New Construction | 474973.73 | 44.3295 | 5.7167
CZ07 | cDXOH | Existing | 474973.73 | 53.8532 | 5.7324
CZ07 | cDXOH | New Construction | 474973.73 | 44.3555 | 5.7143
CZ07 | cPVVG | Existing | 474973.73 | 48.1981 | 6.1262
CZ07 | cPVVG | New Construction | 474973.73 | 40.5624 | 6.1321
CZ08 | cAVVG | Existing | 474973.73 | 50.6455 | 7.3393
CZ08 | cAVVG | New Construction | 474973.73 | 42.7942 | 6.977
CZ08 | cDXGF | Existing | 474973.73 | 55.0548 | 6.008
CZ08 | cDXGF | New Construction | 474973.73 | 45.0959 | 6.0403
CZ08 | cDXHP | Existing | 474973.73 | 55.0834 | 5.7293
CZ08 | cDXHP | New Construction | 474973.73 | 45.1358 | 5.7072
CZ08 | cDXOH | Existing | 474973.73 | 55.0502 | 5.7302
CZ08 | cDXOH | New Construction | 474973.73 | 45.0849 | 5.7094
CZ08 | cPVVG | Existing | 474973.73 | 49.1439 | 6.3486
CZ08 | cPVVG | New Construction | 474973.73 | 41.204 | 6.3573
CZ09 | cAVVG | Existing | 474973.73 | 52.687 | 6.9432
CZ09 | cAVVG | New Construction | 474973.73 | 43.4442 | 6.7665
CZ09 | cDXGF | Existing | 474973.73 | 56.4988 | 5.8681
CZ09 | cDXGF | New Construction | 474973.73 | 45.6949 | 5.893
CZ09 | cDXHP | Existing | 474973.73 | 56.5088 | 5.6622
CZ09 | cDXHP | New Construction | 474973.73 | 45.7058 | 5.6386
CZ09 | cDXOH | Existing | 474973.73 | 56.4953 | 5.6625
CZ09 | cDXOH | New Construction | 474973.73 | 45.6862 | 5.6436
CZ09 | cPVVG | Existing | 474973.73 | 50.3352 | 6.1562
CZ09 | cPVVG | New Construction | 474973.73 | 41.7914 | 6.1701
CZ10 | cAVVG | Existing | 474973.73 | 53.6958 | 8.1884
CZ10 | cAVVG | New Construction | 474973.73 | 45.5746 | 7.7577
CZ10 | cDXGF | Existing | 474973.73 | 57.5754 | 6.2972
CZ10 | cDXGF | New Construction | 474973.73 | 47.6407 | 6.397
CZ10 | cDXHP | Existing | 474973.73 | 57.7641 | 5.6298
CZ10 | cDXHP | New Construction | 474973.73 | 47.8622 | 5.5966
CZ10 | cDXOH | Existing | 474973.73 | 57.5615 | 5.6314
CZ10 | cDXOH | New Construction | 474973.73 | 47.6101 | 5.5967
CZ10 | cPVVG | Existing | 474973.73 | 51.5457 | 6.864
CZ10 | cPVVG | New Construction | 474973.73 | 43.5334 | 6.9085
CZ11 | cAVVG | Existing | 474973.73 | 54.3933 | 10.8417
CZ11 | cAVVG | New Construction | 474973.73 | 45.492 | 9.6397
CZ11 | cDXGF | Existing | 474973.73 | 58.4003 | 7.5247
CZ11 | cDXGF | New Construction | 474973.73 | 47.4999 | 7.5612
CZ11 | cDXHP | Existing | 474973.73 | 58.8841 | 5.8876
CZ11 | cDXHP | New Construction | 474973.73 | 48.0315 | 5.7055
CZ11 | cDXOH | Existing | 474973.73 | 58.392 | 5.9236
CZ11 | cDXOH | New Construction | 474973.73 | 47.471 | 5.7149
CZ11 | cPVVG | Existing | 474973.73 | 52.0108 | 8.769
CZ11 | cPVVG | New Construction | 474973.73 | 43.4222 | 8.5583
CZ12 | cAVVG | Existing | 474973.73 | 51.9445 | 10.1198
CZ12 | cAVVG | New Construction | 474973.73 | 43.8405 | 9.324
CZ12 | cDXGF | Existing | 474973.73 | 56.081 | 7.5669
CZ12 | cDXGF | New Construction | 474973.73 | 45.9558 | 7.6561
CZ12 | cDXHP | Existing | 474973.73 | 56.5397 | 5.9919
CZ12 | cDXHP | New Construction | 474973.73 | 46.4687 | 5.8451
CZ12 | cDXOH | Existing | 474973.73 | 56.0721 | 6.0223
CZ12 | cDXOH | New Construction | 474973.73 | 45.9244 | 5.8536
CZ12 | cPVVG | Existing | 474973.73 | 50.0191 | 8.6793
CZ12 | cPVVG | New Construction | 474973.73 | 41.9681 | 8.5741
CZ13 | cAVVG | Existing | 474973.73 | 55.7785 | 9.5295
CZ13 | cAVVG | New Construction | 474973.73 | 46.5771 | 8.7101
CZ13 | cDXGF | Existing | 474973.73 | 59.2343 | 6.8328
CZ13 | cDXGF | New Construction | 474973.73 | 48.2726 | 6.9688
CZ13 | cDXHP | Existing | 474973.73 | 59.5702 | 5.6636
CZ13 | cDXHP | New Construction | 474973.73 | 48.6639 | 5.5604
CZ13 | cDXOH | Existing | 474973.73 | 59.2274 | 5.6842
CZ13 | cDXOH | New Construction | 474973.73 | 48.2494 | 5.5621
CZ13 | cPVVG | Existing | 474973.73 | 53.0674 | 7.7664
CZ13 | cPVVG | New Construction | 474973.73 | 44.3047 | 7.7584
CZ14 | cAVVG | Existing | 474973.73 | 60.3234 | 8.7736
CZ14 | cAVVG | New Construction | 474973.73 | 49.6161 | 7.9888
CZ14 | cDXGF | Existing | 474973.73 | 63.049 | 6.197
CZ14 | cDXGF | New Construction | 474973.73 | 51.2907 | 6.3018
CZ14 | cDXHP | Existing | 474973.73 | 63.303 | 5.3862
CZ14 | cDXHP | New Construction | 474973.73 | 51.5894 | 5.3151
CZ14 | cDXOH | Existing | 474973.73 | 63.0374 | 5.3912
CZ14 | cDXOH | New Construction | 474973.73 | 51.2611 | 5.3171
CZ14 | cPVVG | Existing | 474973.73 | 56.5545 | 6.9087
CZ14 | cPVVG | New Construction | 474973.73 | 47.1475 | 6.9206
CZ15 | cAVVG | Existing | 474973.73 | 66.4823 | 7.7475
CZ15 | cAVVG | New Construction | 474973.73 | 54.9605 | 6.6649
CZ15 | cDXGF | Existing | 474973.73 | 66.9191 | 5.1176
CZ15 | cDXGF | New Construction | 474973.73 | 54.5223 | 5.2021
CZ15 | cDXHP | Existing | 474973.73 | 66.9969 | 4.8357
CZ15 | cDXHP | New Construction | 474973.73 | 54.6303 | 4.8151
CZ15 | cDXOH | Existing | 474973.73 | 66.9104 | 4.8352
CZ15 | cDXOH | New Construction | 474973.73 | 54.4981 | 4.8179
CZ15 | cPVVG | Existing | 474973.73 | 61.0991 | 5.4183
CZ15 | cPVVG | New Construction | 474973.73 | 50.9598 | 5.4824
CZ16 | cAVVG | Existing | 474973.73 | 55.0794 | 13.0995
CZ16 | cAVVG | New Construction | 474973.73 | 46.0085 | 11.5535
CZ16 | cDXGF | Existing | 474973.73 | 59.3907 | 9.2472
CZ16 | cDXGF | New Construction | 474973.73 | 48.6665 | 9.2834
CZ16 | cDXHP | Existing | 474973.73 | 60.4368 | 6.4956
CZ16 | cDXHP | New Construction | 474973.73 | 49.8083 | 6.188
CZ16 | cDXOH | Existing | 474973.73 | 59.4019 | 6.5427
CZ16 | cDXOH | New Construction | 474973.73 | 48.6187 | 6.2313
CZ16 | cPVVG | Existing | 474973.73 | 52.4204 | 10.9094
CZ16 | cPVVG | New Construction | 474973.73 | 44.0314 | 10.6552

## Energy Usage_Figures
Energy Figures (from 'Energy Usage' Tab)
cAVVG ¦ Annual Electricity Intensity (kBtu/ft²) |  |  | cAVVG ¦ Annual Gas Intensity (kBtu/ft²)
Climate Zone | Existing | New Construction | Climate Zone | Existing | New Construction
CZ01 | 40.8146 | 35.9753 | CZ01 | 13.0604 | 12.3847
CZ02 | 46.5852 | 39.7827 | CZ02 | 10.6414 | 10.0101
CZ03 | 44.0743 | 38.069 | CZ03 | 9.1533 | 8.6888
CZ04 | 47.6709 | 40.3706 | CZ04 | 8.8379 | 8.3649
CZ05 | 44.9877 | 38.7341 | CZ05 | 9.1368 | 8.8233
CZ06 | 49.1731 | 41.8153 | CZ06 | 6.7343 | 6.5979
CZ07 | 50.2045 | 42.2863 | CZ07 | 7.0003 | 6.815
CZ08 | 50.6455 | 42.7942 | CZ08 | 7.3393 | 6.977
CZ09 | 52.687 | 43.4442 | CZ09 | 6.9432 | 6.7665
CZ10 | 53.6958 | 45.5746 | CZ10 | 8.1884 | 7.7577
CZ11 | 54.3933 | 45.492 | CZ11 | 10.8417 | 9.6397
CZ12 | 51.9445 | 43.8405 | CZ12 | 10.1198 | 9.324
CZ13 | 55.7785 | 46.5771 | CZ13 | 9.5295 | 8.7101
CZ14 | 60.3234 | 49.6161 | CZ14 | 8.7736 | 7.9888
CZ15 | 66.4823 | 54.9605 | CZ15 | 7.7475 | 6.6649
CZ16 | 55.0794 | 46.0085 | CZ16 | 13.0995 | 11.5535
cDXGF ¦ Annual Electricity Intensity (kBtu/ft²) |  |  | cDXGF ¦ Annual Gas Intensity (kBtu/ft²)
Climate Zone | Existing | New Construction | Climate Zone | Existing | New Construction
CZ01 | 47.115 | 39.3678 | CZ01 | 9.4551 | 9.5791
CZ02 | 51.9785 | 42.8498 | CZ02 | 8.1166 | 8.1674
CZ03 | 50.0607 | 41.3702 | CZ03 | 7.2297 | 7.3122
CZ04 | 52.8676 | 43.415 | CZ04 | 6.9336 | 7.0105
CZ05 | 50.9626 | 42.0384 | CZ05 | 7.2389 | 7.3959
CZ06 | 53.3266 | 43.9333 | CZ06 | 5.9803 | 5.9824
CZ07 | 53.8555 | 44.3603 | CZ07 | 5.8988 | 5.9109
CZ08 | 55.0548 | 45.0959 | CZ08 | 6.008 | 6.0403
CZ09 | 56.4988 | 45.6949 | CZ09 | 5.8681 | 5.893
CZ10 | 57.5754 | 47.6407 | CZ10 | 6.2972 | 6.397
CZ11 | 58.4003 | 47.4999 | CZ11 | 7.5247 | 7.5612
CZ12 | 56.081 | 45.9558 | CZ12 | 7.5669 | 7.6561
CZ13 | 59.2343 | 48.2726 | CZ13 | 6.8328 | 6.9688
CZ14 | 63.049 | 51.2907 | CZ14 | 6.197 | 6.3018
CZ15 | 66.9191 | 54.5223 | CZ15 | 5.1176 | 5.2021
CZ16 | 59.3907 | 48.6665 | CZ16 | 9.2472 | 9.2834
cDXHP ¦ Annual Electricity Intensity (kBtu/ft²) |  |  | cDXHP ¦ Annual Gas Intensity (kBtu/ft²)
Climate Zone | Existing | New Construction | Climate Zone | Existing | New Construction
CZ01 | 47.7436 | 40.074 | CZ01 | 6.9171 | 6.6996
CZ02 | 52.4561 | 43.3706 | CZ02 | 6.3716 | 6.2234
CZ03 | 50.2812 | 41.6259 | CZ03 | 6.27 | 6.202
CZ04 | 53.0762 | 43.6499 | CZ04 | 6.0747 | 6.0157
CZ05 | 51.2067 | 42.3275 | CZ05 | 6.2525 | 6.1999
CZ06 | 53.2558 | 43.85 | CZ06 | 5.7978 | 5.7819
CZ07 | 53.8236 | 44.3295 | CZ07 | 5.7325 | 5.7167
CZ08 | 55.0834 | 45.1358 | CZ08 | 5.7293 | 5.7072
CZ09 | 56.5088 | 45.7058 | CZ09 | 5.6622 | 5.6386
CZ10 | 57.7641 | 47.8622 | CZ10 | 5.6298 | 5.5966
CZ11 | 58.8841 | 48.0315 | CZ11 | 5.8876 | 5.7055
CZ12 | 56.5397 | 46.4687 | CZ12 | 5.9919 | 5.8451
CZ13 | 59.5702 | 48.6639 | CZ13 | 5.6636 | 5.5604
CZ14 | 63.303 | 51.5894 | CZ14 | 5.3862 | 5.3151
CZ15 | 66.9969 | 54.6303 | CZ15 | 4.8357 | 4.8151
CZ16 | 60.4368 | 49.8083 | CZ16 | 6.4956 | 6.188
cDXOH ¦ Annual Electricity Intensity (kBtu/ft²) |  |  | cDXOH ¦ Annual Gas Intensity (kBtu/ft²)
Climate Zone | Existing | New Construction | Climate Zone | Existing | New Construction
CZ01 | 47.1094 | 39.349 | CZ01 | 6.9616 | 6.7094
CZ02 | 51.9622 | 42.8062 | CZ02 | 6.3963 | 6.2255
CZ03 | 50.0536 | 41.3512 | CZ03 | 6.2795 | 6.2029
CZ04 | 52.859 | 43.3925 | CZ04 | 6.0813 | 6.0187
CZ05 | 50.9468 | 41.9977 | CZ05 | 6.2565 | 6.2023
CZ06 | 53.324 | 43.9281 | CZ06 | 5.798 | 5.78
CZ07 | 53.8532 | 44.3555 | CZ07 | 5.7324 | 5.7143
CZ08 | 55.0502 | 45.0849 | CZ08 | 5.7302 | 5.7094
CZ09 | 56.4953 | 45.6862 | CZ09 | 5.6625 | 5.6436
CZ10 | 57.5615 | 47.6101 | CZ10 | 5.6314 | 5.5967
CZ11 | 58.392 | 47.471 | CZ11 | 5.9236 | 5.7149
CZ12 | 56.0721 | 45.9244 | CZ12 | 6.0223 | 5.8536
CZ13 | 59.2274 | 48.2494 | CZ13 | 5.6842 | 5.5621
CZ14 | 63.0374 | 51.2611 | CZ14 | 5.3912 | 5.3171
CZ15 | 66.9104 | 54.4981 | CZ15 | 4.8352 | 4.8179
CZ16 | 59.4019 | 48.6187 | CZ16 | 6.5427 | 6.2313
cPVVG ¦ Annual Electricity Intensity (kBtu/ft²) |  |  | cPVVG ¦ Annual Gas Intensity (kBtu/ft²)
Climate Zone | Existing | New Construction | Climate Zone | Existing | New Construction
CZ01 | 40.9922 | 35.1428 | CZ01 | 11.3423 | 11.2571
CZ02 | 45.7376 | 38.6875 | CZ02 | 9.4019 | 9.2351
CZ03 | 43.9912 | 37.281 | CZ03 | 8.1346 | 8.1204
CZ04 | 46.6958 | 39.324 | CZ04 | 7.76 | 7.7222
CZ05 | 45.0231 | 38.0302 | CZ05 | 8.1159 | 8.2095
CZ06 | 47.705 | 40.186 | CZ06 | 6.2448 | 6.2295
CZ07 | 48.1981 | 40.5624 | CZ07 | 6.1262 | 6.1321
CZ08 | 49.1439 | 41.204 | CZ08 | 6.3486 | 6.3573
CZ09 | 50.3352 | 41.7914 | CZ09 | 6.1562 | 6.1701
CZ10 | 51.5457 | 43.5334 | CZ10 | 6.864 | 6.9085
CZ11 | 52.0108 | 43.4222 | CZ11 | 8.769 | 8.5583
CZ12 | 50.0191 | 41.9681 | CZ12 | 8.6793 | 8.5741
CZ13 | 53.0674 | 44.3047 | CZ13 | 7.7664 | 7.7584
CZ14 | 56.5545 | 47.1475 | CZ14 | 6.9087 | 6.9206
CZ15 | 61.0991 | 50.9598 | CZ15 | 5.4183 | 5.4824
CZ16 | 52.4204 | 44.0314 | CZ16 | 10.9094 | 10.6552

## Raw_totalendusesannual (hidden)
Vintage | Climate Zone | HVAC System | Electricity (kBtu) | Natural Gas (kBtu)
Existing | CZ01 | cAVVG | 19385857.28 | 6203345.48
Existing | CZ02 | cAVVG | 22126725.01 | 5054371.44
Existing | CZ03 | cAVVG | 20934149.97 | 4347586.41
Existing | CZ04 | cAVVG | 22642434.05 | 4197777.78
Existing | CZ05 | cAVVG | 21367984.43 | 4339733.2
Existing | CZ06 | cAVVG | 23355950.92 | 3198627.28
Existing | CZ07 | cAVVG | 23845841.56 | 3324980.3
Existing | CZ08 | cAVVG | 24055284.33 | 3485990.34
Existing | CZ09 | cAVVG | 25024917.86 | 3297823.98
Existing | CZ10 | cAVVG | 25504085.07 | 3889278.85
Existing | CZ11 | cAVVG | 25835390.67 | 5149534.76
Existing | CZ12 | cAVVG | 24672280.07 | 4806633.57
Existing | CZ13 | cAVVG | 26493320.03 | 4526259.55
Existing | CZ14 | cAVVG | 28652031.99 | 4167234.99
Existing | CZ15 | cAVVG | 31577344.93 | 3679865.74
Existing | CZ16 | cAVVG | 26161262.71 | 6221922.85
New Construction | CZ01 | cAVVG | 17087345.43 | 5882414.92
New Construction | CZ02 | cAVVG | 18895752.54 | 4754555.39
New Construction | CZ03 | cAVVG | 18081783.42 | 4126932.52
New Construction | CZ04 | cAVVG | 19174959.13 | 3973091.93
New Construction | CZ05 | cAVVG | 18397699.72 | 4190846.07
New Construction | CZ06 | cAVVG | 19861155.16 | 3133833.16
New Construction | CZ07 | cAVVG | 20084871.01 | 3236931.16
New Construction | CZ08 | cAVVG | 20326100.08 | 3313887.14
New Construction | CZ09 | cAVVG | 20634832.94 | 3213900.17
New Construction | CZ10 | cAVVG | 21646761.07 | 3684680.92
New Construction | CZ11 | cAVVG | 21607504.7 | 4578601.13
New Construction | CZ12 | cAVVG | 20823107.53 | 4428655.43
New Construction | CZ13 | cAVVG | 22122909.39 | 4137070.37
New Construction | CZ14 | cAVVG | 23566348.33 | 3794488.01
New Construction | CZ15 | cAVVG | 26104815.72 | 3165631.1
New Construction | CZ16 | cAVVG | 21852819.38 | 5487612.02
Existing | CZ01 | cDXGF | 22378366.84 | 4490912.32
Existing | CZ02 | cDXGF | 24688425.04 | 3855190.63
Existing | CZ03 | cDXGF | 23777519.92 | 3433935.42
Existing | CZ04 | cDXGF | 25110717.26 | 3293261.55
Existing | CZ05 | cDXGF | 24205895.21 | 3438296.9
Existing | CZ06 | cDXGF | 25328744.71 | 2840482.77
Existing | CZ07 | cDXGF | 25579942.63 | 2801765.15
Existing | CZ08 | cDXGF | 26149582.87 | 2853660.54
Existing | CZ09 | cDXGF | 26835439.46 | 2787180.86
Existing | CZ10 | cDXGF | 27346819.32 | 2990992.29
Existing | CZ11 | cDXGF | 27738629.21 | 3574035.02
Existing | CZ12 | cDXGF | 26637024.76 | 3594056.49
Existing | CZ13 | cDXGF | 28134725.78 | 3245422.78
Existing | CZ14 | cDXGF | 29946618.88 | 2943428.05
Existing | CZ15 | cDXGF | 31784818.77 | 2430731
Existing | CZ16 | cDXGF | 28209039.92 | 4392189.04
New Construction | CZ01 | cDXGF | 18698673.21 | 4549820.89
New Construction | CZ02 | cDXGF | 20352551.2 | 3879283.51
New Construction | CZ03 | cDXGF | 19649779.2 | 3473100.66
New Construction | CZ04 | cDXGF | 20620984.61 | 3329790.16
New Construction | CZ05 | cDXGF | 19967153.99 | 3512846.9
New Construction | CZ06 | cDXGF | 20867150.01 | 2841474.91
New Construction | CZ07 | cDXGF | 21069971.08 | 2807519.61
New Construction | CZ08 | cDXGF | 21419381.14 | 2869006.94
New Construction | CZ09 | cDXGF | 21703883.85 | 2799019.67
New Construction | CZ10 | cDXGF | 22628088.84 | 3038426.69
New Construction | CZ11 | cDXGF | 22561188.86 | 3591358.91
New Construction | CZ12 | cDXGF | 21827784.06 | 3636451.49
New Construction | CZ13 | cDXGF | 22928232.35 | 3310018.73
New Construction | CZ14 | cDXGF | 24361746.21 | 2993203.68
New Construction | CZ15 | cDXGF | 25896665.8 | 2470841.18
New Construction | CZ16 | cDXGF | 23115319.99 | 4409348.14
Existing | CZ01 | cDXHP | 22676940.32 | 3285457.29
Existing | CZ02 | cDXHP | 24915247.52 | 3026356.59
Existing | CZ03 | cDXHP | 23882262.06 | 2978089.02
Existing | CZ04 | cDXHP | 25209780.19 | 2885345.15
Existing | CZ05 | cDXHP | 24321823.41 | 2969751.65
Existing | CZ06 | cDXHP | 25295113.83 | 2753791.98
Existing | CZ07 | cDXHP | 25564818.86 | 2722804.56
Existing | CZ08 | cDXHP | 26163153.04 | 2721284.63
Existing | CZ09 | cDXHP | 26840172.07 | 2689374.82
Existing | CZ10 | cDXHP | 27436422.69 | 2674026.56
Existing | CZ11 | cDXHP | 27968380.51 | 2796462.65
Existing | CZ12 | cDXHP | 26854873.18 | 2846009.1
Existing | CZ13 | cDXHP | 28294297 | 2690054.49
Existing | CZ14 | cDXHP | 30067276.21 | 2558288.67
Existing | CZ15 | cDXHP | 31821776.18 | 2296807.86
Existing | CZ16 | cDXHP | 28705870.78 | 3085257.08
New Construction | CZ01 | cDXHP | 19034079.95 | 3182132.17
New Construction | CZ02 | cDXHP | 20599903.27 | 2955968.72
New Construction | CZ03 | cDXHP | 19771215.13 | 2945778.05
New Construction | CZ04 | cDXHP | 20732570.28 | 2857288.49
New Construction | CZ05 | cDXHP | 20104435.29 | 2944771.86
New Construction | CZ06 | cDXHP | 20827604.63 | 2746262.18
New Construction | CZ07 | cDXHP | 21055358.93 | 2715267.12
New Construction | CZ08 | cDXHP | 21438305.35 | 2710766.14
New Construction | CZ09 | cDXHP | 21709054.04 | 2678183.26
New Construction | CZ10 | cDXHP | 22733310.55 | 2658243.4
New Construction | CZ11 | cDXHP | 22813692.72 | 2709984.98
New Construction | CZ12 | cDXHP | 22071421.22 | 2776252.44
New Construction | CZ13 | cDXHP | 23114079.85 | 2641062.51
New Construction | CZ14 | cDXHP | 24503624.76 | 2524533.82
New Construction | CZ15 | cDXHP | 25947961.33 | 2287026.96
New Construction | CZ16 | cDXHP | 23657635.59 | 2939140.49
Existing | CZ01 | cDXOH | 22375706.97 | 3306599.55
Existing | CZ02 | cDXOH | 24680682.99 | 3038066.6
Existing | CZ03 | cDXOH | 23774122.42 | 2982610.51
Existing | CZ04 | cDXOH | 25106624.42 | 2888460.93
Existing | CZ05 | cDXOH | 24198390.92 | 2971653.13
Existing | CZ06 | cDXOH | 25327499.87 | 2753910.43
Existing | CZ07 | cDXOH | 25578858.73 | 2722759.41
Existing | CZ08 | cDXOH | 26147422.33 | 2721682.03
Existing | CZ09 | cDXOH | 26833767.07 | 2689536.23
Existing | CZ10 | cDXOH | 27340199.18 | 2674778.16
Existing | CZ11 | cDXOH | 27734651.46 | 2813546.88
Existing | CZ12 | cDXOH | 26632785.45 | 2860413.14
Existing | CZ13 | cDXOH | 28131447.99 | 2699867.12
Existing | CZ14 | cDXOH | 29941089.23 | 2560691.67
Existing | CZ15 | cDXOH | 31780687.56 | 2296576.54
Existing | CZ16 | cDXOH | 28214330.56 | 3107602.28
New Construction | CZ01 | cDXOH | 18689748.72 | 3186782.98
New Construction | CZ02 | cDXOH | 20331811.72 | 2956934.21
New Construction | CZ03 | cDXOH | 19640713.96 | 2946228.58
New Construction | CZ04 | cDXOH | 20610277.13 | 2858744.29
New Construction | CZ05 | cDXOH | 19947790.42 | 2945915.12
New Construction | CZ06 | cDXOH | 20864702.96 | 2745332.09
New Construction | CZ07 | cDXOH | 21067680.05 | 2714149.18
New Construction | CZ08 | cDXOH | 21414129.89 | 2711835.6
New Construction | CZ09 | cDXOH | 21699744.52 | 2680580.83
New Construction | CZ10 | cDXOH | 22613562.99 | 2658300.9
New Construction | CZ11 | cDXOH | 22547458.76 | 2714414.87
New Construction | CZ12 | cDXOH | 21812863.84 | 2780303.98
New Construction | CZ13 | cDXOH | 22917183.62 | 2641868.93
New Construction | CZ14 | cDXOH | 24347678.05 | 2525504.21
New Construction | CZ15 | cDXOH | 25885156.26 | 2288363.26
New Construction | CZ16 | cDXOH | 23092613.95 | 2959707.74
Existing | CZ01 | cPVVG | 19470199.47 | 5387281.24
Existing | CZ02 | cPVVG | 21724175.99 | 4465635.45
Existing | CZ03 | cPVVG | 20894648.82 | 3863714.03
Existing | CZ04 | cPVVG | 22179277.72 | 3685778.25
Existing | CZ05 | cPVVG | 21384778.92 | 3854836.11
Existing | CZ06 | cPVVG | 22658620.45 | 2966120.67
Existing | CZ07 | cPVVG | 22892854.09 | 2909768.65
Existing | CZ08 | cPVVG | 23342077.26 | 3015435.27
Existing | CZ09 | cPVVG | 23907885.47 | 2924040.91
Existing | CZ10 | cPVVG | 24482851.14 | 3260213.29
Existing | CZ11 | cPVVG | 24703784.24 | 4165030.77
Existing | CZ12 | cPVVG | 23757779.2 | 4122449.12
Existing | CZ13 | cPVVG | 25205603.94 | 3688812.36
Existing | CZ14 | cPVVG | 26861895.75 | 3281467.61
Existing | CZ15 | cPVVG | 29020455.45 | 2573527.55
Existing | CZ16 | cPVVG | 24898303.26 | 5181701.1
New Construction | CZ01 | cPVVG | 16691911.76 | 5346811.46
New Construction | CZ02 | cPVVG | 18375524.9 | 4386447.91
New Construction | CZ03 | cPVVG | 17707499.33 | 3856977.77
New Construction | CZ04 | cPVVG | 18677858.6 | 3667850.65
New Construction | CZ05 | cPVVG | 18063341.06 | 3899305.14
New Construction | CZ06 | cPVVG | 19087309.69 | 2958835.86
New Construction | CZ07 | cPVVG | 19266070.75 | 2912600.52
New Construction | CZ08 | cPVVG | 19570836.68 | 3019565.19
New Construction | CZ09 | cPVVG | 19849803.34 | 2930629.03
New Construction | CZ10 | cPVVG | 20677208.39 | 3281351.64
New Construction | CZ11 | cPVVG | 20624426.82 | 4064947.52
New Construction | CZ12 | cPVVG | 19933737.79 | 4072495.93
New Construction | CZ13 | cPVVG | 21043566.56 | 3685041.77
New Construction | CZ14 | cPVVG | 22393827.72 | 3287101.01
New Construction | CZ15 | cPVVG | 24204587.24 | 2604000.98
New Construction | CZ16 | cPVVG | 20913755.86 | 5060954.23

## Energy Usage by End Use
Energy Consumption by End Use - Education - University
Climate Zone | HVAC System | Vintage | End Use | Electricity (kBtu) | Natural Gas (kBtu) | Note
CZ01 | cAVVG | Existing | Heating | 0 | 3017009.87
CZ01 | cAVVG | Existing | Cooling | 390137.84 | 0
CZ01 | cAVVG | Existing | Interior Lighting | 4351819.02 | 0
CZ01 | cAVVG | Existing | Exterior Lighting | 0 | 0
CZ01 | cAVVG | Existing | Interior Equipment | 12131475.91 | 435095.44
CZ01 | cAVVG | Existing | Exterior Equipment | 0 | 0
CZ01 | cAVVG | Existing | Fans | 2498099.69 | 0
CZ01 | cAVVG | Existing | Pumps | 14324.82 | 0
CZ01 | cAVVG | Existing | Heat Rejection | 0 | 0
CZ01 | cAVVG | Existing | Humidification | 0 | 0
CZ01 | cAVVG | Existing | Heat Recovery | 0 | 0
CZ01 | cAVVG | Existing | Water Systems | 0 | 2751240.17
CZ01 | cAVVG | Existing | Refrigeration | 0 | 0
CZ01 | cAVVG | Existing | Generators | 0 | 0
CZ01 | cAVVG | Existing | Total End Uses | 19385857.28 | 6203345.48
CZ02 | cAVVG | Existing | Heating | 0 | 2093957.12
CZ02 | cAVVG | Existing | Cooling | 2617411.28 | 0
CZ02 | cAVVG | Existing | Interior Lighting | 4351819.02 | 0
CZ02 | cAVVG | Existing | Exterior Lighting | 0 | 0
CZ02 | cAVVG | Existing | Interior Equipment | 12131475.91 | 435095.44
CZ02 | cAVVG | Existing | Exterior Equipment | 0 | 0
CZ02 | cAVVG | Existing | Fans | 2936009.76 | 0
CZ02 | cAVVG | Existing | Pumps | 90009.04 | 0
CZ02 | cAVVG | Existing | Heat Rejection | 0 | 0
CZ02 | cAVVG | Existing | Humidification | 0 | 0
CZ02 | cAVVG | Existing | Heat Recovery | 0 | 0
CZ02 | cAVVG | Existing | Water Systems | 0 | 2525318.88
CZ02 | cAVVG | Existing | Refrigeration | 0 | 0
CZ02 | cAVVG | Existing | Generators | 0 | 0
CZ02 | cAVVG | Existing | Total End Uses | 22126725.01 | 5054371.44
CZ03 | cAVVG | Existing | Heating | 0 | 1395986.82
CZ03 | cAVVG | Existing | Cooling | 1725866 | 0
CZ03 | cAVVG | Existing | Interior Lighting | 4351819.02 | 0
CZ03 | cAVVG | Existing | Exterior Lighting | 0 | 0
CZ03 | cAVVG | Existing | Interior Equipment | 12131475.91 | 435095.44
CZ03 | cAVVG | Existing | Exterior Equipment | 0 | 0
CZ03 | cAVVG | Existing | Fans | 2644964.23 | 0
CZ03 | cAVVG | Existing | Pumps | 80024.81 | 0
CZ03 | cAVVG | Existing | Heat Rejection | 0 | 0
CZ03 | cAVVG | Existing | Humidification | 0 | 0
CZ03 | cAVVG | Existing | Heat Recovery | 0 | 0
CZ03 | cAVVG | Existing | Water Systems | 0 | 2516504.16
CZ03 | cAVVG | Existing | Refrigeration | 0 | 0
CZ03 | cAVVG | Existing | Generators | 0 | 0
CZ03 | cAVVG | Existing | Total End Uses | 20934149.97 | 4347586.41
CZ04 | cAVVG | Existing | Heating | 0 | 1334021.41
CZ04 | cAVVG | Existing | Cooling | 3040092.71 | 0
CZ04 | cAVVG | Existing | Interior Lighting | 4351819.02 | 0
CZ04 | cAVVG | Existing | Exterior Lighting | 0 | 0
CZ04 | cAVVG | Existing | Interior Equipment | 12131475.91 | 435095.44
CZ04 | cAVVG | Existing | Exterior Equipment | 0 | 0
CZ04 | cAVVG | Existing | Fans | 3014508.72 | 0
CZ04 | cAVVG | Existing | Pumps | 104537.7 | 0
CZ04 | cAVVG | Existing | Heat Rejection | 0 | 0
CZ04 | cAVVG | Existing | Humidification | 0 | 0
CZ04 | cAVVG | Existing | Heat Recovery | 0 | 0
CZ04 | cAVVG | Existing | Water Systems | 0 | 2428660.93
CZ04 | cAVVG | Existing | Refrigeration | 0 | 0
CZ04 | cAVVG | Existing | Generators | 0 | 0
CZ04 | cAVVG | Existing | Total End Uses | 22642434.05 | 4197777.78
CZ05 | cAVVG | Existing | Heating | 0 | 1387813.21
CZ05 | cAVVG | Existing | Cooling | 2108313.97 | 0
CZ05 | cAVVG | Existing | Interior Lighting | 4351819.02 | 0
CZ05 | cAVVG | Existing | Exterior Lighting | 0 | 0
CZ05 | cAVVG | Existing | Interior Equipment | 12131475.91 | 435095.44
CZ05 | cAVVG | Existing | Exterior Equipment | 0 | 0
CZ05 | cAVVG | Existing | Fans | 2697642.79 | 0
CZ05 | cAVVG | Existing | Pumps | 78732.74 | 0
CZ05 | cAVVG | Existing | Heat Rejection | 0 | 0
CZ05 | cAVVG | Existing | Humidification | 0 | 0
CZ05 | cAVVG | Existing | Heat Recovery | 0 | 0
CZ05 | cAVVG | Existing | Water Systems | 0 | 2516824.55
CZ05 | cAVVG | Existing | Refrigeration | 0 | 0
CZ05 | cAVVG | Existing | Generators | 0 | 0
CZ05 | cAVVG | Existing | Total End Uses | 21367984.43 | 4339733.2
CZ06 | cAVVG | Existing | Heating | 0 | 446436.81
CZ06 | cAVVG | Existing | Cooling | 3513311.94 | 0
CZ06 | cAVVG | Existing | Interior Lighting | 4351819.02 | 0
CZ06 | cAVVG | Existing | Exterior Lighting | 0 | 0
CZ06 | cAVVG | Existing | Interior Equipment | 12131475.91 | 435095.44
CZ06 | cAVVG | Existing | Exterior Equipment | 0 | 0
CZ06 | cAVVG | Existing | Fans | 3220974.25 | 0
CZ06 | cAVVG | Existing | Pumps | 138369.81 | 0
CZ06 | cAVVG | Existing | Heat Rejection | 0 | 0
CZ06 | cAVVG | Existing | Humidification | 0 | 0
CZ06 | cAVVG | Existing | Heat Recovery | 0 | 0
CZ06 | cAVVG | Existing | Water Systems | 0 | 2317095.03
CZ06 | cAVVG | Existing | Refrigeration | 0 | 0
CZ06 | cAVVG | Existing | Generators | 0 | 0
CZ06 | cAVVG | Existing | Total End Uses | 23355950.92 | 3198627.28
CZ07 | cAVVG | Existing | Heating | 0 | 602979.13
CZ07 | cAVVG | Existing | Cooling | 3928113.85 | 0
CZ07 | cAVVG | Existing | Interior Lighting | 4351819.02 | 0
CZ07 | cAVVG | Existing | Exterior Lighting | 0 | 0
CZ07 | cAVVG | Existing | Interior Equipment | 12131475.91 | 435095.44
CZ07 | cAVVG | Existing | Exterior Equipment | 0 | 0
CZ07 | cAVVG | Existing | Fans | 3287921.56 | 0
CZ07 | cAVVG | Existing | Pumps | 146511.23 | 0
CZ07 | cAVVG | Existing | Heat Rejection | 0 | 0
CZ07 | cAVVG | Existing | Humidification | 0 | 0
CZ07 | cAVVG | Existing | Heat Recovery | 0 | 0
CZ07 | cAVVG | Existing | Water Systems | 0 | 2286905.73
CZ07 | cAVVG | Existing | Refrigeration | 0 | 0
CZ07 | cAVVG | Existing | Generators | 0 | 0
CZ07 | cAVVG | Existing | Total End Uses | 23845841.56 | 3324980.3
CZ08 | cAVVG | Existing | Heating | 0 | 767357.37
CZ08 | cAVVG | Existing | Cooling | 4296000.22 | 0
CZ08 | cAVVG | Existing | Interior Lighting | 4351819.02 | 0
CZ08 | cAVVG | Existing | Exterior Lighting | 0 | 0
CZ08 | cAVVG | Existing | Interior Equipment | 12131475.91 | 435095.44
CZ08 | cAVVG | Existing | Exterior Equipment | 0 | 0
CZ08 | cAVVG | Existing | Fans | 3152911.88 | 0
CZ08 | cAVVG | Existing | Pumps | 123077.31 | 0
CZ08 | cAVVG | Existing | Heat Rejection | 0 | 0
CZ08 | cAVVG | Existing | Humidification | 0 | 0
CZ08 | cAVVG | Existing | Heat Recovery | 0 | 0
CZ08 | cAVVG | Existing | Water Systems | 0 | 2283537.53
CZ08 | cAVVG | Existing | Refrigeration | 0 | 0
CZ08 | cAVVG | Existing | Generators | 0 | 0
CZ08 | cAVVG | Existing | Total End Uses | 24055284.33 | 3485990.34
CZ09 | cAVVG | Existing | Heating | 0 | 611645.4
CZ09 | cAVVG | Existing | Cooling | 4846838.4 | 0
CZ09 | cAVVG | Existing | Interior Lighting | 4351819.02 | 0
CZ09 | cAVVG | Existing | Exterior Lighting | 0 | 0
CZ09 | cAVVG | Existing | Interior Equipment | 12131475.91 | 435095.44
CZ09 | cAVVG | Existing | Exterior Equipment | 0 | 0
CZ09 | cAVVG | Existing | Fans | 3537303.2 | 0
CZ09 | cAVVG | Existing | Pumps | 157481.34 | 0
CZ09 | cAVVG | Existing | Heat Rejection | 0 | 0
CZ09 | cAVVG | Existing | Humidification | 0 | 0
CZ09 | cAVVG | Existing | Heat Recovery | 0 | 0
CZ09 | cAVVG | Existing | Water Systems | 0 | 2251083.14
CZ09 | cAVVG | Existing | Refrigeration | 0 | 0
CZ09 | cAVVG | Existing | Generators | 0 | 0
CZ09 | cAVVG | Existing | Total End Uses | 25024917.86 | 3297823.98
CZ10 | cAVVG | Existing | Heating | 0 | 1223918.77
CZ10 | cAVVG | Existing | Cooling | 5458970.51 | 0
CZ10 | cAVVG | Existing | Interior Lighting | 4351819.02 | 0
CZ10 | cAVVG | Existing | Exterior Lighting | 0 | 0
CZ10 | cAVVG | Existing | Interior Equipment | 12131475.91 | 435095.44
CZ10 | cAVVG | Existing | Exterior Equipment | 0 | 0
CZ10 | cAVVG | Existing | Fans | 3440403.16 | 0
CZ10 | cAVVG | Existing | Pumps | 121416.47 | 0
CZ10 | cAVVG | Existing | Heat Rejection | 0 | 0
CZ10 | cAVVG | Existing | Humidification | 0 | 0
CZ10 | cAVVG | Existing | Heat Recovery | 0 | 0
CZ10 | cAVVG | Existing | Water Systems | 0 | 2230264.64
CZ10 | cAVVG | Existing | Refrigeration | 0 | 0
CZ10 | cAVVG | Existing | Generators | 0 | 0
CZ10 | cAVVG | Existing | Total End Uses | 25504085.07 | 3889278.85
CZ11 | cAVVG | Existing | Heating | 0 | 2436160.86
CZ11 | cAVVG | Existing | Cooling | 5641604.59 | 0
CZ11 | cAVVG | Existing | Interior Lighting | 4351819.02 | 0
CZ11 | cAVVG | Existing | Exterior Lighting | 0 | 0
CZ11 | cAVVG | Existing | Interior Equipment | 12131475.91 | 435095.44
CZ11 | cAVVG | Existing | Exterior Equipment | 0 | 0
CZ11 | cAVVG | Existing | Fans | 3599799.75 | 0
CZ11 | cAVVG | Existing | Pumps | 110691.41 | 0
CZ11 | cAVVG | Existing | Heat Rejection | 0 | 0
CZ11 | cAVVG | Existing | Humidification | 0 | 0
CZ11 | cAVVG | Existing | Heat Recovery | 0 | 0
CZ11 | cAVVG | Existing | Water Systems | 0 | 2278278.46
CZ11 | cAVVG | Existing | Refrigeration | 0 | 0
CZ11 | cAVVG | Existing | Generators | 0 | 0
CZ11 | cAVVG | Existing | Total End Uses | 25835390.67 | 5149534.76
CZ12 | cAVVG | Existing | Heating | 0 | 2026141.08
CZ12 | cAVVG | Existing | Cooling | 4749295.55 | 0
CZ12 | cAVVG | Existing | Interior Lighting | 4351819.02 | 0
CZ12 | cAVVG | Existing | Exterior Lighting | 0 | 0
CZ12 | cAVVG | Existing | Interior Equipment | 12131475.91 | 435095.44
CZ12 | cAVVG | Existing | Exterior Equipment | 0 | 0
CZ12 | cAVVG | Existing | Fans | 3331375.16 | 0
CZ12 | cAVVG | Existing | Pumps | 108314.43 | 0
CZ12 | cAVVG | Existing | Heat Rejection | 0 | 0
CZ12 | cAVVG | Existing | Humidification | 0 | 0
CZ12 | cAVVG | Existing | Heat Recovery | 0 | 0
CZ12 | cAVVG | Existing | Water Systems | 0 | 2345397.04
CZ12 | cAVVG | Existing | Refrigeration | 0 | 0
CZ12 | cAVVG | Existing | Generators | 0 | 0
CZ12 | cAVVG | Existing | Total End Uses | 24672280.07 | 4806633.57
CZ13 | cAVVG | Existing | Heating | 0 | 1879460.8
CZ13 | cAVVG | Existing | Cooling | 6207862.23 | 0
CZ13 | cAVVG | Existing | Interior Lighting | 4351819.02 | 0
CZ13 | cAVVG | Existing | Exterior Lighting | 0 | 0
CZ13 | cAVVG | Existing | Interior Equipment | 12131475.91 | 435095.44
CZ13 | cAVVG | Existing | Exterior Equipment | 0 | 0
CZ13 | cAVVG | Existing | Fans | 3676597.58 | 0
CZ13 | cAVVG | Existing | Pumps | 125565.29 | 0
CZ13 | cAVVG | Existing | Heat Rejection | 0 | 0
CZ13 | cAVVG | Existing | Humidification | 0 | 0
CZ13 | cAVVG | Existing | Heat Recovery | 0 | 0
CZ13 | cAVVG | Existing | Water Systems | 0 | 2211703.31
CZ13 | cAVVG | Existing | Refrigeration | 0 | 0
CZ13 | cAVVG | Existing | Generators | 0 | 0
CZ13 | cAVVG | Existing | Total End Uses | 26493320.03 | 4526259.55
CZ14 | cAVVG | Existing | Heating | 0 | 1634832.3
CZ14 | cAVVG | Existing | Cooling | 7682070.42 | 0
CZ14 | cAVVG | Existing | Interior Lighting | 4351819.02 | 0
CZ14 | cAVVG | Existing | Exterior Lighting | 0 | 0
CZ14 | cAVVG | Existing | Interior Equipment | 12131475.91 | 435095.44
CZ14 | cAVVG | Existing | Exterior Equipment | 0 | 0
CZ14 | cAVVG | Existing | Fans | 4311712.2 | 0
CZ14 | cAVVG | Existing | Pumps | 174954.45 | 0
CZ14 | cAVVG | Existing | Heat Rejection | 0 | 0
CZ14 | cAVVG | Existing | Humidification | 0 | 0
CZ14 | cAVVG | Existing | Heat Recovery | 0 | 0
CZ14 | cAVVG | Existing | Water Systems | 0 | 2097307.26
CZ14 | cAVVG | Existing | Refrigeration | 0 | 0
CZ14 | cAVVG | Existing | Generators | 0 | 0
CZ14 | cAVVG | Existing | Total End Uses | 28652031.99 | 4167234.99
CZ15 | cAVVG | Existing | Heating | 0 | 1384857.69
CZ15 | cAVVG | Existing | Cooling | 10609579.59 | 0
CZ15 | cAVVG | Existing | Interior Lighting | 4351819.02 | 0
CZ15 | cAVVG | Existing | Exterior Lighting | 0 | 0
CZ15 | cAVVG | Existing | Interior Equipment | 12131475.91 | 435095.44
CZ15 | cAVVG | Existing | Exterior Equipment | 0 | 0
CZ15 | cAVVG | Existing | Fans | 4313598.46 | 0
CZ15 | cAVVG | Existing | Pumps | 170871.95 | 0
CZ15 | cAVVG | Existing | Heat Rejection | 0 | 0
CZ15 | cAVVG | Existing | Humidification | 0 | 0
CZ15 | cAVVG | Existing | Heat Recovery | 0 | 0
CZ15 | cAVVG | Existing | Water Systems | 0 | 1859912.61
CZ15 | cAVVG | Existing | Refrigeration | 0 | 0
CZ15 | cAVVG | Existing | Generators | 0 | 0
CZ15 | cAVVG | Existing | Total End Uses | 31577344.93 | 3679865.74
CZ16 | cAVVG | Existing | Heating | 0 | 3307704.84
CZ16 | cAVVG | Existing | Cooling | 5266152.34 | 0
CZ16 | cAVVG | Existing | Interior Lighting | 4351819.02 | 0
CZ16 | cAVVG | Existing | Exterior Lighting | 0 | 0
CZ16 | cAVVG | Existing | Interior Equipment | 12131475.91 | 435095.44
CZ16 | cAVVG | Existing | Exterior Equipment | 0 | 0
CZ16 | cAVVG | Existing | Fans | 4280702.24 | 0
CZ16 | cAVVG | Existing | Pumps | 131113.2 | 0
CZ16 | cAVVG | Existing | Heat Rejection | 0 | 0
CZ16 | cAVVG | Existing | Humidification | 0 | 0
CZ16 | cAVVG | Existing | Heat Recovery | 0 | 0
CZ16 | cAVVG | Existing | Water Systems | 0 | 2479122.57
CZ16 | cAVVG | Existing | Refrigeration | 0 | 0
CZ16 | cAVVG | Existing | Generators | 0 | 0
CZ16 | cAVVG | Existing | Total End Uses | 26161262.71 | 6221922.85
CZ01 | cAVVG | New Construction | Heating | 0 | 2703334.57
CZ01 | cAVVG | New Construction | Cooling | 342903.57 | 0
CZ01 | cAVVG | New Construction | Interior Lighting | 2195581.5 | 0
CZ01 | cAVVG | New Construction | Exterior Lighting | 0 | 0
CZ01 | cAVVG | New Construction | Interior Equipment | 12131475.91 | 435095.44
CZ01 | cAVVG | New Construction | Exterior Equipment | 0 | 0
CZ01 | cAVVG | New Construction | Fans | 2407435.14 | 0
CZ01 | cAVVG | New Construction | Pumps | 9949.32 | 0
CZ01 | cAVVG | New Construction | Heat Rejection | 0 | 0
CZ01 | cAVVG | New Construction | Humidification | 0 | 0
CZ01 | cAVVG | New Construction | Heat Recovery | 0 | 0
CZ01 | cAVVG | New Construction | Water Systems | 0 | 2743984.91
CZ01 | cAVVG | New Construction | Refrigeration | 0 | 0
CZ01 | cAVVG | New Construction | Generators | 0 | 0
CZ01 | cAVVG | New Construction | Total End Uses | 17087345.43 | 5882414.92
CZ02 | cAVVG | New Construction | Heating | 0 | 1800186.66
CZ02 | cAVVG | New Construction | Cooling | 2000668.28 | 0
CZ02 | cAVVG | New Construction | Interior Lighting | 2195581.5 | 0
CZ02 | cAVVG | New Construction | Exterior Lighting | 0 | 0
CZ02 | cAVVG | New Construction | Interior Equipment | 12131475.91 | 435095.44
CZ02 | cAVVG | New Construction | Exterior Equipment | 0 | 0
CZ02 | cAVVG | New Construction | Fans | 2518079.14 | 0
CZ02 | cAVVG | New Construction | Pumps | 49947.72 | 0
CZ02 | cAVVG | New Construction | Heat Rejection | 0 | 0
CZ02 | cAVVG | New Construction | Humidification | 0 | 0
CZ02 | cAVVG | New Construction | Heat Recovery | 0 | 0
CZ02 | cAVVG | New Construction | Water Systems | 0 | 2519273.29
CZ02 | cAVVG | New Construction | Refrigeration | 0 | 0
CZ02 | cAVVG | New Construction | Generators | 0 | 0
CZ02 | cAVVG | New Construction | Total End Uses | 18895752.54 | 4754555.39
CZ03 | cAVVG | New Construction | Heating | 0 | 1180919.36
CZ03 | cAVVG | New Construction | Cooling | 1331091.96 | 0
CZ03 | cAVVG | New Construction | Interior Lighting | 2195581.5 | 0
CZ03 | cAVVG | New Construction | Exterior Lighting | 0 | 0
CZ03 | cAVVG | New Construction | Interior Equipment | 12131475.91 | 435095.44
CZ03 | cAVVG | New Construction | Exterior Equipment | 0 | 0
CZ03 | cAVVG | New Construction | Fans | 2370838.04 | 0
CZ03 | cAVVG | New Construction | Pumps | 52796.01 | 0
CZ03 | cAVVG | New Construction | Heat Rejection | 0 | 0
CZ03 | cAVVG | New Construction | Humidification | 0 | 0
CZ03 | cAVVG | New Construction | Heat Recovery | 0 | 0
CZ03 | cAVVG | New Construction | Water Systems | 0 | 2510917.73
CZ03 | cAVVG | New Construction | Refrigeration | 0 | 0
CZ03 | cAVVG | New Construction | Generators | 0 | 0
CZ03 | cAVVG | New Construction | Total End Uses | 18081783.42 | 4126932.52
CZ04 | cAVVG | New Construction | Heating | 0 | 1114841.21
CZ04 | cAVVG | New Construction | Cooling | 2286750.15 | 0
CZ04 | cAVVG | New Construction | Interior Lighting | 2195581.5 | 0
CZ04 | cAVVG | New Construction | Exterior Lighting | 0 | 0
CZ04 | cAVVG | New Construction | Interior Equipment | 12131475.91 | 435095.44
CZ04 | cAVVG | New Construction | Exterior Equipment | 0 | 0
CZ04 | cAVVG | New Construction | Fans | 2502994.25 | 0
CZ04 | cAVVG | New Construction | Pumps | 58157.32 | 0
CZ04 | cAVVG | New Construction | Heat Rejection | 0 | 0
CZ04 | cAVVG | New Construction | Humidification | 0 | 0
CZ04 | cAVVG | New Construction | Heat Recovery | 0 | 0
CZ04 | cAVVG | New Construction | Water Systems | 0 | 2423155.28
CZ04 | cAVVG | New Construction | Refrigeration | 0 | 0
CZ04 | cAVVG | New Construction | Generators | 0 | 0
CZ04 | cAVVG | New Construction | Total End Uses | 19174959.13 | 3973091.93
CZ05 | cAVVG | New Construction | Heating | 0 | 1245546.13
CZ05 | cAVVG | New Construction | Cooling | 1604428 | 0
CZ05 | cAVVG | New Construction | Interior Lighting | 2195581.5 | 0
CZ05 | cAVVG | New Construction | Exterior Lighting | 0 | 0
CZ05 | cAVVG | New Construction | Interior Equipment | 12131475.91 | 435095.44
CZ05 | cAVVG | New Construction | Exterior Equipment | 0 | 0
CZ05 | cAVVG | New Construction | Fans | 2413510.76 | 0
CZ05 | cAVVG | New Construction | Pumps | 52703.56 | 0
CZ05 | cAVVG | New Construction | Heat Rejection | 0 | 0
CZ05 | cAVVG | New Construction | Humidification | 0 | 0
CZ05 | cAVVG | New Construction | Heat Recovery | 0 | 0
CZ05 | cAVVG | New Construction | Water Systems | 0 | 2510204.5
CZ05 | cAVVG | New Construction | Refrigeration | 0 | 0
CZ05 | cAVVG | New Construction | Generators | 0 | 0
CZ05 | cAVVG | New Construction | Total End Uses | 18397699.72 | 4190846.07
CZ06 | cAVVG | New Construction | Heating | 0 | 388273.08
CZ06 | cAVVG | New Construction | Cooling | 2724643.32 | 0
CZ06 | cAVVG | New Construction | Interior Lighting | 2195581.5 | 0
CZ06 | cAVVG | New Construction | Exterior Lighting | 0 | 0
CZ06 | cAVVG | New Construction | Interior Equipment | 12131475.91 | 435095.44
CZ06 | cAVVG | New Construction | Exterior Equipment | 0 | 0
CZ06 | cAVVG | New Construction | Fans | 2711800.56 | 0
CZ06 | cAVVG | New Construction | Pumps | 97653.87 | 0
CZ06 | cAVVG | New Construction | Heat Rejection | 0 | 0
CZ06 | cAVVG | New Construction | Humidification | 0 | 0
CZ06 | cAVVG | New Construction | Heat Recovery | 0 | 0
CZ06 | cAVVG | New Construction | Water Systems | 0 | 2310464.64
CZ06 | cAVVG | New Construction | Refrigeration | 0 | 0
CZ06 | cAVVG | New Construction | Generators | 0 | 0
CZ06 | cAVVG | New Construction | Total End Uses | 19861155.16 | 3133833.16
CZ07 | cAVVG | New Construction | Heating | 0 | 520468.8
CZ07 | cAVVG | New Construction | Cooling | 3017518.08 | 0
CZ07 | cAVVG | New Construction | Interior Lighting | 2195581.5 | 0
CZ07 | cAVVG | New Construction | Exterior Lighting | 0 | 0
CZ07 | cAVVG | New Construction | Interior Equipment | 12131475.91 | 435095.44
CZ07 | cAVVG | New Construction | Exterior Equipment | 0 | 0
CZ07 | cAVVG | New Construction | Fans | 2649905.66 | 0
CZ07 | cAVVG | New Construction | Pumps | 90389.86 | 0
CZ07 | cAVVG | New Construction | Heat Rejection | 0 | 0
CZ07 | cAVVG | New Construction | Humidification | 0 | 0
CZ07 | cAVVG | New Construction | Heat Recovery | 0 | 0
CZ07 | cAVVG | New Construction | Water Systems | 0 | 2281366.93
CZ07 | cAVVG | New Construction | Refrigeration | 0 | 0
CZ07 | cAVVG | New Construction | Generators | 0 | 0
CZ07 | cAVVG | New Construction | Total End Uses | 20084871.01 | 3236931.16
CZ08 | cAVVG | New Construction | Heating | 0 | 601799.86
CZ08 | cAVVG | New Construction | Cooling | 3289924.49 | 0
CZ08 | cAVVG | New Construction | Interior Lighting | 2195581.5 | 0
CZ08 | cAVVG | New Construction | Exterior Lighting | 0 | 0
CZ08 | cAVVG | New Construction | Interior Equipment | 12131475.91 | 435095.44
CZ08 | cAVVG | New Construction | Exterior Equipment | 0 | 0
CZ08 | cAVVG | New Construction | Fans | 2624532.93 | 0
CZ08 | cAVVG | New Construction | Pumps | 84585.26 | 0
CZ08 | cAVVG | New Construction | Heat Rejection | 0 | 0
CZ08 | cAVVG | New Construction | Humidification | 0 | 0
CZ08 | cAVVG | New Construction | Heat Recovery | 0 | 0
CZ08 | cAVVG | New Construction | Water Systems | 0 | 2276991.84
CZ08 | cAVVG | New Construction | Refrigeration | 0 | 0
CZ08 | cAVVG | New Construction | Generators | 0 | 0
CZ08 | cAVVG | New Construction | Total End Uses | 20326100.08 | 3313887.14
CZ09 | cAVVG | New Construction | Heating | 0 | 532771.31
CZ09 | cAVVG | New Construction | Cooling | 3539165.24 | 0
CZ09 | cAVVG | New Construction | Interior Lighting | 2195581.5 | 0
CZ09 | cAVVG | New Construction | Exterior Lighting | 0 | 0
CZ09 | cAVVG | New Construction | Interior Equipment | 12131475.91 | 435095.44
CZ09 | cAVVG | New Construction | Exterior Equipment | 0 | 0
CZ09 | cAVVG | New Construction | Fans | 2682173.56 | 0
CZ09 | cAVVG | New Construction | Pumps | 86436.72 | 0
CZ09 | cAVVG | New Construction | Heat Rejection | 0 | 0
CZ09 | cAVVG | New Construction | Humidification | 0 | 0
CZ09 | cAVVG | New Construction | Heat Recovery | 0 | 0
CZ09 | cAVVG | New Construction | Water Systems | 0 | 2246033.42
CZ09 | cAVVG | New Construction | Refrigeration | 0 | 0
CZ09 | cAVVG | New Construction | Generators | 0 | 0
CZ09 | cAVVG | New Construction | Total End Uses | 20634832.94 | 3213900.17
CZ10 | cAVVG | New Construction | Heating | 0 | 1024644.63
CZ10 | cAVVG | New Construction | Cooling | 4353635.2 | 0
CZ10 | cAVVG | New Construction | Interior Lighting | 2195581.5 | 0
CZ10 | cAVVG | New Construction | Exterior Lighting | 0 | 0
CZ10 | cAVVG | New Construction | Interior Equipment | 12131475.91 | 435095.44
CZ10 | cAVVG | New Construction | Exterior Equipment | 0 | 0
CZ10 | cAVVG | New Construction | Fans | 2878313.57 | 0
CZ10 | cAVVG | New Construction | Pumps | 87754.89 | 0
CZ10 | cAVVG | New Construction | Heat Rejection | 0 | 0
CZ10 | cAVVG | New Construction | Humidification | 0 | 0
CZ10 | cAVVG | New Construction | Heat Recovery | 0 | 0
CZ10 | cAVVG | New Construction | Water Systems | 0 | 2224940.85
CZ10 | cAVVG | New Construction | Refrigeration | 0 | 0
CZ10 | cAVVG | New Construction | Generators | 0 | 0
CZ10 | cAVVG | New Construction | Total End Uses | 21646761.07 | 3684680.92
CZ11 | cAVVG | New Construction | Heating | 0 | 1870896.27
CZ11 | cAVVG | New Construction | Cooling | 4320399.92 | 0
CZ11 | cAVVG | New Construction | Interior Lighting | 2195581.5 | 0
CZ11 | cAVVG | New Construction | Exterior Lighting | 0 | 0
CZ11 | cAVVG | New Construction | Interior Equipment | 12131475.91 | 435095.44
CZ11 | cAVVG | New Construction | Exterior Equipment | 0 | 0
CZ11 | cAVVG | New Construction | Fans | 2886278.79 | 0
CZ11 | cAVVG | New Construction | Pumps | 73768.58 | 0
CZ11 | cAVVG | New Construction | Heat Rejection | 0 | 0
CZ11 | cAVVG | New Construction | Humidification | 0 | 0
CZ11 | cAVVG | New Construction | Heat Recovery | 0 | 0
CZ11 | cAVVG | New Construction | Water Systems | 0 | 2272609.42
CZ11 | cAVVG | New Construction | Refrigeration | 0 | 0
CZ11 | cAVVG | New Construction | Generators | 0 | 0
CZ11 | cAVVG | New Construction | Total End Uses | 21607504.7 | 4578601.13
CZ12 | cAVVG | New Construction | Heating | 0 | 1654069.61
CZ12 | cAVVG | New Construction | Cooling | 3662648.54 | 0
CZ12 | cAVVG | New Construction | Interior Lighting | 2195581.5 | 0
CZ12 | cAVVG | New Construction | Exterior Lighting | 0 | 0
CZ12 | cAVVG | New Construction | Interior Equipment | 12131475.91 | 435095.44
CZ12 | cAVVG | New Construction | Exterior Equipment | 0 | 0
CZ12 | cAVVG | New Construction | Fans | 2759977.53 | 0
CZ12 | cAVVG | New Construction | Pumps | 73424.05 | 0
CZ12 | cAVVG | New Construction | Heat Rejection | 0 | 0
CZ12 | cAVVG | New Construction | Humidification | 0 | 0
CZ12 | cAVVG | New Construction | Heat Recovery | 0 | 0
CZ12 | cAVVG | New Construction | Water Systems | 0 | 2339490.38
CZ12 | cAVVG | New Construction | Refrigeration | 0 | 0
CZ12 | cAVVG | New Construction | Generators | 0 | 0
CZ12 | cAVVG | New Construction | Total End Uses | 20823107.53 | 4428655.43
CZ13 | cAVVG | New Construction | Heating | 0 | 1495970.32
CZ13 | cAVVG | New Construction | Cooling | 4774273.81 | 0
CZ13 | cAVVG | New Construction | Interior Lighting | 2195581.5 | 0
CZ13 | cAVVG | New Construction | Exterior Lighting | 0 | 0
CZ13 | cAVVG | New Construction | Interior Equipment | 12131475.91 | 435095.44
CZ13 | cAVVG | New Construction | Exterior Equipment | 0 | 0
CZ13 | cAVVG | New Construction | Fans | 2936757.54 | 0
CZ13 | cAVVG | New Construction | Pumps | 84820.63 | 0
CZ13 | cAVVG | New Construction | Heat Rejection | 0 | 0
CZ13 | cAVVG | New Construction | Humidification | 0 | 0
CZ13 | cAVVG | New Construction | Heat Recovery | 0 | 0
CZ13 | cAVVG | New Construction | Water Systems | 0 | 2206004.6
CZ13 | cAVVG | New Construction | Refrigeration | 0 | 0
CZ13 | cAVVG | New Construction | Generators | 0 | 0
CZ13 | cAVVG | New Construction | Total End Uses | 22122909.39 | 4137070.37
CZ14 | cAVVG | New Construction | Heating | 0 | 1268512.38
CZ14 | cAVVG | New Construction | Cooling | 5922324.18 | 0
CZ14 | cAVVG | New Construction | Interior Lighting | 2195581.5 | 0
CZ14 | cAVVG | New Construction | Exterior Lighting | 0 | 0
CZ14 | cAVVG | New Construction | Interior Equipment | 12131475.91 | 435095.44
CZ14 | cAVVG | New Construction | Exterior Equipment | 0 | 0
CZ14 | cAVVG | New Construction | Fans | 3235734.88 | 0
CZ14 | cAVVG | New Construction | Pumps | 81231.86 | 0
CZ14 | cAVVG | New Construction | Heat Rejection | 0 | 0
CZ14 | cAVVG | New Construction | Humidification | 0 | 0
CZ14 | cAVVG | New Construction | Heat Recovery | 0 | 0
CZ14 | cAVVG | New Construction | Water Systems | 0 | 2090880.19
CZ14 | cAVVG | New Construction | Refrigeration | 0 | 0
CZ14 | cAVVG | New Construction | Generators | 0 | 0
CZ14 | cAVVG | New Construction | Total End Uses | 23566348.33 | 3794488.01
CZ15 | cAVVG | New Construction | Heating | 0 | 876319.58
CZ15 | cAVVG | New Construction | Cooling | 8393294.34 | 0
CZ15 | cAVVG | New Construction | Interior Lighting | 2195581.5 | 0
CZ15 | cAVVG | New Construction | Exterior Lighting | 0 | 0
CZ15 | cAVVG | New Construction | Interior Equipment | 12131475.91 | 435095.44
CZ15 | cAVVG | New Construction | Exterior Equipment | 0 | 0
CZ15 | cAVVG | New Construction | Fans | 3265133.65 | 0
CZ15 | cAVVG | New Construction | Pumps | 119330.33 | 0
CZ15 | cAVVG | New Construction | Heat Rejection | 0 | 0
CZ15 | cAVVG | New Construction | Humidification | 0 | 0
CZ15 | cAVVG | New Construction | Heat Recovery | 0 | 0
CZ15 | cAVVG | New Construction | Water Systems | 0 | 1854216.08
CZ15 | cAVVG | New Construction | Refrigeration | 0 | 0
CZ15 | cAVVG | New Construction | Generators | 0 | 0
CZ15 | cAVVG | New Construction | Total End Uses | 26104815.72 | 3165631.1
CZ16 | cAVVG | New Construction | Heating | 0 | 2578206.19
CZ16 | cAVVG | New Construction | Cooling | 4067353.89 | 0
CZ16 | cAVVG | New Construction | Interior Lighting | 2195581.5 | 0
CZ16 | cAVVG | New Construction | Exterior Lighting | 0 | 0
CZ16 | cAVVG | New Construction | Interior Equipment | 12131475.91 | 435095.44
CZ16 | cAVVG | New Construction | Exterior Equipment | 0 | 0
CZ16 | cAVVG | New Construction | Fans | 3377763.55 | 0
CZ16 | cAVVG | New Construction | Pumps | 80644.53 | 0
CZ16 | cAVVG | New Construction | Heat Rejection | 0 | 0
CZ16 | cAVVG | New Construction | Humidification | 0 | 0
CZ16 | cAVVG | New Construction | Heat Recovery | 0 | 0
CZ16 | cAVVG | New Construction | Water Systems | 0 | 2474310.39
CZ16 | cAVVG | New Construction | Refrigeration | 0 | 0
CZ16 | cAVVG | New Construction | Generators | 0 | 0
CZ16 | cAVVG | New Construction | Total End Uses | 21852819.38 | 5487612.02
CZ01 | cDXGF | Existing | Heating | 0 | 1304793.44
CZ01 | cDXGF | Existing | Cooling | 327821.56 | 0
CZ01 | cDXGF | Existing | Interior Lighting | 4351819.02 | 0
CZ01 | cDXGF | Existing | Exterior Lighting | 0 | 0
CZ01 | cDXGF | Existing | Interior Equipment | 12131475.91 | 435095.44
CZ01 | cDXGF | Existing | Exterior Equipment | 0 | 0
CZ01 | cDXGF | Existing | Fans | 5567250.35 | 0
CZ01 | cDXGF | Existing | Pumps | 0 | 0
CZ01 | cDXGF | Existing | Heat Rejection | 0 | 0
CZ01 | cDXGF | Existing | Humidification | 0 | 0
CZ01 | cDXGF | Existing | Heat Recovery | 0 | 0
CZ01 | cDXGF | Existing | Water Systems | 0 | 2751023.43
CZ01 | cDXGF | Existing | Refrigeration | 0 | 0
CZ01 | cDXGF | Existing | Generators | 0 | 0
CZ01 | cDXGF | Existing | Total End Uses | 22378366.84 | 4490912.32
CZ02 | cDXGF | Existing | Heating | 0 | 894871.74
CZ02 | cDXGF | Existing | Cooling | 2156191.23 | 0
CZ02 | cDXGF | Existing | Interior Lighting | 4351819.02 | 0
CZ02 | cDXGF | Existing | Exterior Lighting | 0 | 0
CZ02 | cDXGF | Existing | Interior Equipment | 12131475.91 | 435095.44
CZ02 | cDXGF | Existing | Exterior Equipment | 0 | 0
CZ02 | cDXGF | Existing | Fans | 6048938.89 | 0
CZ02 | cDXGF | Existing | Pumps | 0 | 0
CZ02 | cDXGF | Existing | Heat Rejection | 0 | 0
CZ02 | cDXGF | Existing | Humidification | 0 | 0
CZ02 | cDXGF | Existing | Heat Recovery | 0 | 0
CZ02 | cDXGF | Existing | Water Systems | 0 | 2525223.46
CZ02 | cDXGF | Existing | Refrigeration | 0 | 0
CZ02 | cDXGF | Existing | Generators | 0 | 0
CZ02 | cDXGF | Existing | Total End Uses | 24688425.04 | 3855190.63
CZ03 | cDXGF | Existing | Heating | 0 | 482440.84
CZ03 | cDXGF | Existing | Cooling | 1362794.51 | 0
CZ03 | cDXGF | Existing | Interior Lighting | 4351819.02 | 0
CZ03 | cDXGF | Existing | Exterior Lighting | 0 | 0
CZ03 | cDXGF | Existing | Interior Equipment | 12131475.91 | 435095.44
CZ03 | cDXGF | Existing | Exterior Equipment | 0 | 0
CZ03 | cDXGF | Existing | Fans | 5931430.48 | 0
CZ03 | cDXGF | Existing | Pumps | 0 | 0
CZ03 | cDXGF | Existing | Heat Rejection | 0 | 0
CZ03 | cDXGF | Existing | Humidification | 0 | 0
CZ03 | cDXGF | Existing | Heat Recovery | 0 | 0
CZ03 | cDXGF | Existing | Water Systems | 0 | 2516399.14
CZ03 | cDXGF | Existing | Refrigeration | 0 | 0
CZ03 | cDXGF | Existing | Generators | 0 | 0
CZ03 | cDXGF | Existing | Total End Uses | 23777519.92 | 3433935.42
CZ04 | cDXGF | Existing | Heating | 0 | 430042.12
CZ04 | cDXGF | Existing | Cooling | 2518909.3 | 0
CZ04 | cDXGF | Existing | Interior Lighting | 4351819.02 | 0
CZ04 | cDXGF | Existing | Exterior Lighting | 0 | 0
CZ04 | cDXGF | Existing | Interior Equipment | 12131475.91 | 435095.44
CZ04 | cDXGF | Existing | Exterior Equipment | 0 | 0
CZ04 | cDXGF | Existing | Fans | 6108513.03 | 0
CZ04 | cDXGF | Existing | Pumps | 0 | 0
CZ04 | cDXGF | Existing | Heat Rejection | 0 | 0
CZ04 | cDXGF | Existing | Humidification | 0 | 0
CZ04 | cDXGF | Existing | Heat Recovery | 0 | 0
CZ04 | cDXGF | Existing | Water Systems | 0 | 2428123.99
CZ04 | cDXGF | Existing | Refrigeration | 0 | 0
CZ04 | cDXGF | Existing | Generators | 0 | 0
CZ04 | cDXGF | Existing | Total End Uses | 25110717.26 | 3293261.55
CZ05 | cDXGF | Existing | Heating | 0 | 486822.03
CZ05 | cDXGF | Existing | Cooling | 1792248.09 | 0
CZ05 | cDXGF | Existing | Interior Lighting | 4351819.02 | 0
CZ05 | cDXGF | Existing | Exterior Lighting | 0 | 0
CZ05 | cDXGF | Existing | Interior Equipment | 12131475.91 | 435095.44
CZ05 | cDXGF | Existing | Exterior Equipment | 0 | 0
CZ05 | cDXGF | Existing | Fans | 5930352.19 | 0
CZ05 | cDXGF | Existing | Pumps | 0 | 0
CZ05 | cDXGF | Existing | Heat Rejection | 0 | 0
CZ05 | cDXGF | Existing | Humidification | 0 | 0
CZ05 | cDXGF | Existing | Heat Recovery | 0 | 0
CZ05 | cDXGF | Existing | Water Systems | 0 | 2516379.43
CZ05 | cDXGF | Existing | Refrigeration | 0 | 0
CZ05 | cDXGF | Existing | Generators | 0 | 0
CZ05 | cDXGF | Existing | Total End Uses | 24205895.21 | 3438296.9
CZ06 | cDXGF | Existing | Heating | 0 | 88478.31
CZ06 | cDXGF | Existing | Cooling | 2823337.43 | 0
CZ06 | cDXGF | Existing | Interior Lighting | 4351819.02 | 0
CZ06 | cDXGF | Existing | Exterior Lighting | 0 | 0
CZ06 | cDXGF | Existing | Interior Equipment | 12131475.91 | 435095.44
CZ06 | cDXGF | Existing | Exterior Equipment | 0 | 0
CZ06 | cDXGF | Existing | Fans | 6022112.35 | 0
CZ06 | cDXGF | Existing | Pumps | 0 | 0
CZ06 | cDXGF | Existing | Heat Rejection | 0 | 0
CZ06 | cDXGF | Existing | Humidification | 0 | 0
CZ06 | cDXGF | Existing | Heat Recovery | 0 | 0
CZ06 | cDXGF | Existing | Water Systems | 0 | 2316909.03
CZ06 | cDXGF | Existing | Refrigeration | 0 | 0
CZ06 | cDXGF | Existing | Generators | 0 | 0
CZ06 | cDXGF | Existing | Total End Uses | 25328744.71 | 2840482.77
CZ07 | cDXGF | Existing | Heating | 0 | 79828.92
CZ07 | cDXGF | Existing | Cooling | 3163415.77 | 0
CZ07 | cDXGF | Existing | Interior Lighting | 4351819.02 | 0
CZ07 | cDXGF | Existing | Exterior Lighting | 0 | 0
CZ07 | cDXGF | Existing | Interior Equipment | 12131475.91 | 435095.44
CZ07 | cDXGF | Existing | Exterior Equipment | 0 | 0
CZ07 | cDXGF | Existing | Fans | 5933231.94 | 0
CZ07 | cDXGF | Existing | Pumps | 0 | 0
CZ07 | cDXGF | Existing | Heat Rejection | 0 | 0
CZ07 | cDXGF | Existing | Humidification | 0 | 0
CZ07 | cDXGF | Existing | Heat Recovery | 0 | 0
CZ07 | cDXGF | Existing | Water Systems | 0 | 2286840.79
CZ07 | cDXGF | Existing | Refrigeration | 0 | 0
CZ07 | cDXGF | Existing | Generators | 0 | 0
CZ07 | cDXGF | Existing | Total End Uses | 25579942.63 | 2801765.15
CZ08 | cDXGF | Existing | Heating | 0 | 135699.75
CZ08 | cDXGF | Existing | Cooling | 3529488.77 | 0
CZ08 | cDXGF | Existing | Interior Lighting | 4351819.02 | 0
CZ08 | cDXGF | Existing | Exterior Lighting | 0 | 0
CZ08 | cDXGF | Existing | Interior Equipment | 12131475.91 | 435095.44
CZ08 | cDXGF | Existing | Exterior Equipment | 0 | 0
CZ08 | cDXGF | Existing | Fans | 6136799.18 | 0
CZ08 | cDXGF | Existing | Pumps | 0 | 0
CZ08 | cDXGF | Existing | Heat Rejection | 0 | 0
CZ08 | cDXGF | Existing | Humidification | 0 | 0
CZ08 | cDXGF | Existing | Heat Recovery | 0 | 0
CZ08 | cDXGF | Existing | Water Systems | 0 | 2282865.35
CZ08 | cDXGF | Existing | Refrigeration | 0 | 0
CZ08 | cDXGF | Existing | Generators | 0 | 0
CZ08 | cDXGF | Existing | Total End Uses | 26149582.87 | 2853660.54
CZ09 | cDXGF | Existing | Heating | 0 | 100286.8
CZ09 | cDXGF | Existing | Cooling | 3960985.52 | 0
CZ09 | cDXGF | Existing | Interior Lighting | 4351819.02 | 0
CZ09 | cDXGF | Existing | Exterior Lighting | 0 | 0
CZ09 | cDXGF | Existing | Interior Equipment | 12131475.91 | 435095.44
CZ09 | cDXGF | Existing | Exterior Equipment | 0 | 0
CZ09 | cDXGF | Existing | Fans | 6391159.01 | 0
CZ09 | cDXGF | Existing | Pumps | 0 | 0
CZ09 | cDXGF | Existing | Heat Rejection | 0 | 0
CZ09 | cDXGF | Existing | Humidification | 0 | 0
CZ09 | cDXGF | Existing | Heat Recovery | 0 | 0
CZ09 | cDXGF | Existing | Water Systems | 0 | 2251798.63
CZ09 | cDXGF | Existing | Refrigeration | 0 | 0
CZ09 | cDXGF | Existing | Generators | 0 | 0
CZ09 | cDXGF | Existing | Total End Uses | 26835439.46 | 2787180.86
CZ10 | cDXGF | Existing | Heating | 0 | 325486.06
CZ10 | cDXGF | Existing | Cooling | 4647636.38 | 0
CZ10 | cDXGF | Existing | Interior Lighting | 4351819.02 | 0
CZ10 | cDXGF | Existing | Exterior Lighting | 0 | 0
CZ10 | cDXGF | Existing | Interior Equipment | 12131475.91 | 435095.44
CZ10 | cDXGF | Existing | Exterior Equipment | 0 | 0
CZ10 | cDXGF | Existing | Fans | 6215888.01 | 0
CZ10 | cDXGF | Existing | Pumps | 0 | 0
CZ10 | cDXGF | Existing | Heat Rejection | 0 | 0
CZ10 | cDXGF | Existing | Humidification | 0 | 0
CZ10 | cDXGF | Existing | Heat Recovery | 0 | 0
CZ10 | cDXGF | Existing | Water Systems | 0 | 2230410.79
CZ10 | cDXGF | Existing | Refrigeration | 0 | 0
CZ10 | cDXGF | Existing | Generators | 0 | 0
CZ10 | cDXGF | Existing | Total End Uses | 27346819.32 | 2990992.29
CZ11 | cDXGF | Existing | Heating | 0 | 860992.51
CZ11 | cDXGF | Existing | Cooling | 4790132.03 | 0
CZ11 | cDXGF | Existing | Interior Lighting | 4351819.02 | 0
CZ11 | cDXGF | Existing | Exterior Lighting | 0 | 0
CZ11 | cDXGF | Existing | Interior Equipment | 12131475.91 | 435095.44
CZ11 | cDXGF | Existing | Exterior Equipment | 0 | 0
CZ11 | cDXGF | Existing | Fans | 6465202.25 | 0
CZ11 | cDXGF | Existing | Pumps | 0 | 0
CZ11 | cDXGF | Existing | Heat Rejection | 0 | 0
CZ11 | cDXGF | Existing | Humidification | 0 | 0
CZ11 | cDXGF | Existing | Heat Recovery | 0 | 0
CZ11 | cDXGF | Existing | Water Systems | 0 | 2277947.07
CZ11 | cDXGF | Existing | Refrigeration | 0 | 0
CZ11 | cDXGF | Existing | Generators | 0 | 0
CZ11 | cDXGF | Existing | Total End Uses | 27738629.21 | 3574035.02
CZ12 | cDXGF | Existing | Heating | 0 | 813604.16
CZ12 | cDXGF | Existing | Cooling | 4030235.79 | 0
CZ12 | cDXGF | Existing | Interior Lighting | 4351819.02 | 0
CZ12 | cDXGF | Existing | Exterior Lighting | 0 | 0
CZ12 | cDXGF | Existing | Interior Equipment | 12131475.91 | 435095.44
CZ12 | cDXGF | Existing | Exterior Equipment | 0 | 0
CZ12 | cDXGF | Existing | Fans | 6123494.05 | 0
CZ12 | cDXGF | Existing | Pumps | 0 | 0
CZ12 | cDXGF | Existing | Heat Rejection | 0 | 0
CZ12 | cDXGF | Existing | Humidification | 0 | 0
CZ12 | cDXGF | Existing | Heat Recovery | 0 | 0
CZ12 | cDXGF | Existing | Water Systems | 0 | 2345356.9
CZ12 | cDXGF | Existing | Refrigeration | 0 | 0
CZ12 | cDXGF | Existing | Generators | 0 | 0
CZ12 | cDXGF | Existing | Total End Uses | 26637024.76 | 3594056.49
CZ13 | cDXGF | Existing | Heating | 0 | 598858.48
CZ13 | cDXGF | Existing | Cooling | 5285575.62 | 0
CZ13 | cDXGF | Existing | Interior Lighting | 4351819.02 | 0
CZ13 | cDXGF | Existing | Exterior Lighting | 0 | 0
CZ13 | cDXGF | Existing | Interior Equipment | 12131475.91 | 435095.44
CZ13 | cDXGF | Existing | Exterior Equipment | 0 | 0
CZ13 | cDXGF | Existing | Fans | 6365855.23 | 0
CZ13 | cDXGF | Existing | Pumps | 0 | 0
CZ13 | cDXGF | Existing | Heat Rejection | 0 | 0
CZ13 | cDXGF | Existing | Humidification | 0 | 0
CZ13 | cDXGF | Existing | Heat Recovery | 0 | 0
CZ13 | cDXGF | Existing | Water Systems | 0 | 2211468.86
CZ13 | cDXGF | Existing | Refrigeration | 0 | 0
CZ13 | cDXGF | Existing | Generators | 0 | 0
CZ13 | cDXGF | Existing | Total End Uses | 28134725.78 | 3245422.78
CZ14 | cDXGF | Existing | Heating | 0 | 411710.82
CZ14 | cDXGF | Existing | Cooling | 6597095.69 | 0
CZ14 | cDXGF | Existing | Interior Lighting | 4351819.02 | 0
CZ14 | cDXGF | Existing | Exterior Lighting | 0 | 0
CZ14 | cDXGF | Existing | Interior Equipment | 12131475.91 | 435095.44
CZ14 | cDXGF | Existing | Exterior Equipment | 0 | 0
CZ14 | cDXGF | Existing | Fans | 6866228.26 | 0
CZ14 | cDXGF | Existing | Pumps | 0 | 0
CZ14 | cDXGF | Existing | Heat Rejection | 0 | 0
CZ14 | cDXGF | Existing | Humidification | 0 | 0
CZ14 | cDXGF | Existing | Heat Recovery | 0 | 0
CZ14 | cDXGF | Existing | Water Systems | 0 | 2096621.79
CZ14 | cDXGF | Existing | Refrigeration | 0 | 0
CZ14 | cDXGF | Existing | Generators | 0 | 0
CZ14 | cDXGF | Existing | Total End Uses | 29946618.88 | 2943428.05
CZ15 | cDXGF | Existing | Heating | 0 | 135658.9
CZ15 | cDXGF | Existing | Cooling | 8783137.85 | 0
CZ15 | cDXGF | Existing | Interior Lighting | 4351819.02 | 0
CZ15 | cDXGF | Existing | Exterior Lighting | 0 | 0
CZ15 | cDXGF | Existing | Interior Equipment | 12131475.91 | 435095.44
CZ15 | cDXGF | Existing | Exterior Equipment | 0 | 0
CZ15 | cDXGF | Existing | Fans | 6518385.99 | 0
CZ15 | cDXGF | Existing | Pumps | 0 | 0
CZ15 | cDXGF | Existing | Heat Rejection | 0 | 0
CZ15 | cDXGF | Existing | Humidification | 0 | 0
CZ15 | cDXGF | Existing | Heat Recovery | 0 | 0
CZ15 | cDXGF | Existing | Water Systems | 0 | 1859976.66
CZ15 | cDXGF | Existing | Refrigeration | 0 | 0
CZ15 | cDXGF | Existing | Generators | 0 | 0
CZ15 | cDXGF | Existing | Total End Uses | 31784818.77 | 2430731
CZ16 | cDXGF | Existing | Heating | 0 | 1478091.37
CZ16 | cDXGF | Existing | Cooling | 4600579.93 | 0
CZ16 | cDXGF | Existing | Interior Lighting | 4351819.02 | 0
CZ16 | cDXGF | Existing | Exterior Lighting | 0 | 0
CZ16 | cDXGF | Existing | Interior Equipment | 12131475.91 | 435095.44
CZ16 | cDXGF | Existing | Exterior Equipment | 0 | 0
CZ16 | cDXGF | Existing | Fans | 7125165.06 | 0
CZ16 | cDXGF | Existing | Pumps | 0 | 0
CZ16 | cDXGF | Existing | Heat Rejection | 0 | 0
CZ16 | cDXGF | Existing | Humidification | 0 | 0
CZ16 | cDXGF | Existing | Heat Recovery | 0 | 0
CZ16 | cDXGF | Existing | Water Systems | 0 | 2479002.23
CZ16 | cDXGF | Existing | Refrigeration | 0 | 0
CZ16 | cDXGF | Existing | Generators | 0 | 0
CZ16 | cDXGF | Existing | Total End Uses | 28209039.92 | 4392189.04
CZ01 | cDXGF | New Construction | Heating | 0 | 1371007.03
CZ01 | cDXGF | New Construction | Cooling | 292408.34 | 0
CZ01 | cDXGF | New Construction | Interior Lighting | 2195581.5 | 0
CZ01 | cDXGF | New Construction | Exterior Lighting | 0 | 0
CZ01 | cDXGF | New Construction | Interior Equipment | 12131475.91 | 435095.44
CZ01 | cDXGF | New Construction | Exterior Equipment | 0 | 0
CZ01 | cDXGF | New Construction | Fans | 4079207.47 | 0
CZ01 | cDXGF | New Construction | Pumps | 0 | 0
CZ01 | cDXGF | New Construction | Heat Rejection | 0 | 0
CZ01 | cDXGF | New Construction | Humidification | 0 | 0
CZ01 | cDXGF | New Construction | Heat Recovery | 0 | 0
CZ01 | cDXGF | New Construction | Water Systems | 0 | 2743718.42
CZ01 | cDXGF | New Construction | Refrigeration | 0 | 0
CZ01 | cDXGF | New Construction | Generators | 0 | 0
CZ01 | cDXGF | New Construction | Total End Uses | 18698673.21 | 4549820.89
CZ02 | cDXGF | New Construction | Heating | 0 | 925182.35
CZ02 | cDXGF | New Construction | Cooling | 1709130.53 | 0
CZ02 | cDXGF | New Construction | Interior Lighting | 2195581.5 | 0
CZ02 | cDXGF | New Construction | Exterior Lighting | 0 | 0
CZ02 | cDXGF | New Construction | Interior Equipment | 12131475.91 | 435095.44
CZ02 | cDXGF | New Construction | Exterior Equipment | 0 | 0
CZ02 | cDXGF | New Construction | Fans | 4316363.27 | 0
CZ02 | cDXGF | New Construction | Pumps | 0 | 0
CZ02 | cDXGF | New Construction | Heat Rejection | 0 | 0
CZ02 | cDXGF | New Construction | Humidification | 0 | 0
CZ02 | cDXGF | New Construction | Heat Recovery | 0 | 0
CZ02 | cDXGF | New Construction | Water Systems | 0 | 2519005.72
CZ02 | cDXGF | New Construction | Refrigeration | 0 | 0
CZ02 | cDXGF | New Construction | Generators | 0 | 0
CZ02 | cDXGF | New Construction | Total End Uses | 20352551.2 | 3879283.51
CZ03 | cDXGF | New Construction | Heating | 0 | 527823.88
CZ03 | cDXGF | New Construction | Cooling | 1072904.59 | 0
CZ03 | cDXGF | New Construction | Interior Lighting | 2195581.5 | 0
CZ03 | cDXGF | New Construction | Exterior Lighting | 0 | 0
CZ03 | cDXGF | New Construction | Interior Equipment | 12131475.91 | 435095.44
CZ03 | cDXGF | New Construction | Exterior Equipment | 0 | 0
CZ03 | cDXGF | New Construction | Fans | 4249817.2 | 0
CZ03 | cDXGF | New Construction | Pumps | 0 | 0
CZ03 | cDXGF | New Construction | Heat Rejection | 0 | 0
CZ03 | cDXGF | New Construction | Humidification | 0 | 0
CZ03 | cDXGF | New Construction | Heat Recovery | 0 | 0
CZ03 | cDXGF | New Construction | Water Systems | 0 | 2510181.34
CZ03 | cDXGF | New Construction | Refrigeration | 0 | 0
CZ03 | cDXGF | New Construction | Generators | 0 | 0
CZ03 | cDXGF | New Construction | Total End Uses | 19649779.2 | 3473100.66
CZ04 | cDXGF | New Construction | Heating | 0 | 472704.01
CZ04 | cDXGF | New Construction | Cooling | 1957848.17 | 0
CZ04 | cDXGF | New Construction | Interior Lighting | 2195581.5 | 0
CZ04 | cDXGF | New Construction | Exterior Lighting | 0 | 0
CZ04 | cDXGF | New Construction | Interior Equipment | 12131475.91 | 435095.44
CZ04 | cDXGF | New Construction | Exterior Equipment | 0 | 0
CZ04 | cDXGF | New Construction | Fans | 4336079.03 | 0
CZ04 | cDXGF | New Construction | Pumps | 0 | 0
CZ04 | cDXGF | New Construction | Heat Rejection | 0 | 0
CZ04 | cDXGF | New Construction | Humidification | 0 | 0
CZ04 | cDXGF | New Construction | Heat Recovery | 0 | 0
CZ04 | cDXGF | New Construction | Water Systems | 0 | 2421990.71
CZ04 | cDXGF | New Construction | Refrigeration | 0 | 0
CZ04 | cDXGF | New Construction | Generators | 0 | 0
CZ04 | cDXGF | New Construction | Total End Uses | 20620984.61 | 3329790.16
CZ05 | cDXGF | New Construction | Heating | 0 | 568091.07
CZ05 | cDXGF | New Construction | Cooling | 1390201.4 | 0
CZ05 | cDXGF | New Construction | Interior Lighting | 2195581.5 | 0
CZ05 | cDXGF | New Construction | Exterior Lighting | 0 | 0
CZ05 | cDXGF | New Construction | Interior Equipment | 12131475.91 | 435095.44
CZ05 | cDXGF | New Construction | Exterior Equipment | 0 | 0
CZ05 | cDXGF | New Construction | Fans | 4249895.19 | 0
CZ05 | cDXGF | New Construction | Pumps | 0 | 0
CZ05 | cDXGF | New Construction | Heat Rejection | 0 | 0
CZ05 | cDXGF | New Construction | Humidification | 0 | 0
CZ05 | cDXGF | New Construction | Heat Recovery | 0 | 0
CZ05 | cDXGF | New Construction | Water Systems | 0 | 2509660.39
CZ05 | cDXGF | New Construction | Refrigeration | 0 | 0
CZ05 | cDXGF | New Construction | Generators | 0 | 0
CZ05 | cDXGF | New Construction | Total End Uses | 19967153.99 | 3512846.9
CZ06 | cDXGF | New Construction | Heating | 0 | 95538.75
CZ06 | cDXGF | New Construction | Cooling | 2210256.33 | 0
CZ06 | cDXGF | New Construction | Interior Lighting | 2195581.5 | 0
CZ06 | cDXGF | New Construction | Exterior Lighting | 0 | 0
CZ06 | cDXGF | New Construction | Interior Equipment | 12131475.91 | 435095.44
CZ06 | cDXGF | New Construction | Exterior Equipment | 0 | 0
CZ06 | cDXGF | New Construction | Fans | 4329836.28 | 0
CZ06 | cDXGF | New Construction | Pumps | 0 | 0
CZ06 | cDXGF | New Construction | Heat Rejection | 0 | 0
CZ06 | cDXGF | New Construction | Humidification | 0 | 0
CZ06 | cDXGF | New Construction | Heat Recovery | 0 | 0
CZ06 | cDXGF | New Construction | Water Systems | 0 | 2310840.72
CZ06 | cDXGF | New Construction | Refrigeration | 0 | 0
CZ06 | cDXGF | New Construction | Generators | 0 | 0
CZ06 | cDXGF | New Construction | Total End Uses | 20867150.01 | 2841474.91
CZ07 | cDXGF | New Construction | Heating | 0 | 92237.3
CZ07 | cDXGF | New Construction | Cooling | 2460035.41 | 0
CZ07 | cDXGF | New Construction | Interior Lighting | 2195581.5 | 0
CZ07 | cDXGF | New Construction | Exterior Lighting | 0 | 0
CZ07 | cDXGF | New Construction | Interior Equipment | 12131475.91 | 435095.44
CZ07 | cDXGF | New Construction | Exterior Equipment | 0 | 0
CZ07 | cDXGF | New Construction | Fans | 4282878.26 | 0
CZ07 | cDXGF | New Construction | Pumps | 0 | 0
CZ07 | cDXGF | New Construction | Heat Rejection | 0 | 0
CZ07 | cDXGF | New Construction | Humidification | 0 | 0
CZ07 | cDXGF | New Construction | Heat Recovery | 0 | 0
CZ07 | cDXGF | New Construction | Water Systems | 0 | 2280186.87
CZ07 | cDXGF | New Construction | Refrigeration | 0 | 0
CZ07 | cDXGF | New Construction | Generators | 0 | 0
CZ07 | cDXGF | New Construction | Total End Uses | 21069971.08 | 2807519.61
CZ08 | cDXGF | New Construction | Heating | 0 | 158240.8
CZ08 | cDXGF | New Construction | Cooling | 2729955.19 | 0
CZ08 | cDXGF | New Construction | Interior Lighting | 2195581.5 | 0
CZ08 | cDXGF | New Construction | Exterior Lighting | 0 | 0
CZ08 | cDXGF | New Construction | Interior Equipment | 12131475.91 | 435095.44
CZ08 | cDXGF | New Construction | Exterior Equipment | 0 | 0
CZ08 | cDXGF | New Construction | Fans | 4362368.55 | 0
CZ08 | cDXGF | New Construction | Pumps | 0 | 0
CZ08 | cDXGF | New Construction | Heat Rejection | 0 | 0
CZ08 | cDXGF | New Construction | Humidification | 0 | 0
CZ08 | cDXGF | New Construction | Heat Recovery | 0 | 0
CZ08 | cDXGF | New Construction | Water Systems | 0 | 2275670.71
CZ08 | cDXGF | New Construction | Refrigeration | 0 | 0
CZ08 | cDXGF | New Construction | Generators | 0 | 0
CZ08 | cDXGF | New Construction | Total End Uses | 21419381.14 | 2869006.94
CZ09 | cDXGF | New Construction | Heating | 0 | 121086.19
CZ09 | cDXGF | New Construction | Cooling | 2976313.7 | 0
CZ09 | cDXGF | New Construction | Interior Lighting | 2195581.5 | 0
CZ09 | cDXGF | New Construction | Exterior Lighting | 0 | 0
CZ09 | cDXGF | New Construction | Interior Equipment | 12131475.91 | 435095.44
CZ09 | cDXGF | New Construction | Exterior Equipment | 0 | 0
CZ09 | cDXGF | New Construction | Fans | 4400512.75 | 0
CZ09 | cDXGF | New Construction | Pumps | 0 | 0
CZ09 | cDXGF | New Construction | Heat Rejection | 0 | 0
CZ09 | cDXGF | New Construction | Humidification | 0 | 0
CZ09 | cDXGF | New Construction | Heat Recovery | 0 | 0
CZ09 | cDXGF | New Construction | Water Systems | 0 | 2242838.04
CZ09 | cDXGF | New Construction | Refrigeration | 0 | 0
CZ09 | cDXGF | New Construction | Generators | 0 | 0
CZ09 | cDXGF | New Construction | Total End Uses | 21703883.85 | 2799019.67
CZ10 | cDXGF | New Construction | Heating | 0 | 379612.63
CZ10 | cDXGF | New Construction | Cooling | 3733739.36 | 0
CZ10 | cDXGF | New Construction | Interior Lighting | 2195581.5 | 0
CZ10 | cDXGF | New Construction | Exterior Lighting | 0 | 0
CZ10 | cDXGF | New Construction | Interior Equipment | 12131475.91 | 435095.44
CZ10 | cDXGF | New Construction | Exterior Equipment | 0 | 0
CZ10 | cDXGF | New Construction | Fans | 4567292.08 | 0
CZ10 | cDXGF | New Construction | Pumps | 0 | 0
CZ10 | cDXGF | New Construction | Heat Rejection | 0 | 0
CZ10 | cDXGF | New Construction | Humidification | 0 | 0
CZ10 | cDXGF | New Construction | Heat Recovery | 0 | 0
CZ10 | cDXGF | New Construction | Water Systems | 0 | 2223718.63
CZ10 | cDXGF | New Construction | Refrigeration | 0 | 0
CZ10 | cDXGF | New Construction | Generators | 0 | 0
CZ10 | cDXGF | New Construction | Total End Uses | 22628088.84 | 3038426.69
CZ11 | cDXGF | New Construction | Heating | 0 | 884897.79
CZ11 | cDXGF | New Construction | Cooling | 3724550.42 | 0
CZ11 | cDXGF | New Construction | Interior Lighting | 2195581.5 | 0
CZ11 | cDXGF | New Construction | Exterior Lighting | 0 | 0
CZ11 | cDXGF | New Construction | Interior Equipment | 12131475.91 | 435095.44
CZ11 | cDXGF | New Construction | Exterior Equipment | 0 | 0
CZ11 | cDXGF | New Construction | Fans | 4509581.03 | 0
CZ11 | cDXGF | New Construction | Pumps | 0 | 0
CZ11 | cDXGF | New Construction | Heat Rejection | 0 | 0
CZ11 | cDXGF | New Construction | Humidification | 0 | 0
CZ11 | cDXGF | New Construction | Heat Recovery | 0 | 0
CZ11 | cDXGF | New Construction | Water Systems | 0 | 2271365.68
CZ11 | cDXGF | New Construction | Refrigeration | 0 | 0
CZ11 | cDXGF | New Construction | Generators | 0 | 0
CZ11 | cDXGF | New Construction | Total End Uses | 22561188.86 | 3591358.91
CZ12 | cDXGF | New Construction | Heating | 0 | 862751.43
CZ12 | cDXGF | New Construction | Cooling | 3147946.31 | 0
CZ12 | cDXGF | New Construction | Interior Lighting | 2195581.5 | 0
CZ12 | cDXGF | New Construction | Exterior Lighting | 0 | 0
CZ12 | cDXGF | New Construction | Interior Equipment | 12131475.91 | 435095.44
CZ12 | cDXGF | New Construction | Exterior Equipment | 0 | 0
CZ12 | cDXGF | New Construction | Fans | 4352780.34 | 0
CZ12 | cDXGF | New Construction | Pumps | 0 | 0
CZ12 | cDXGF | New Construction | Heat Rejection | 0 | 0
CZ12 | cDXGF | New Construction | Humidification | 0 | 0
CZ12 | cDXGF | New Construction | Heat Recovery | 0 | 0
CZ12 | cDXGF | New Construction | Water Systems | 0 | 2338604.62
CZ12 | cDXGF | New Construction | Refrigeration | 0 | 0
CZ12 | cDXGF | New Construction | Generators | 0 | 0
CZ12 | cDXGF | New Construction | Total End Uses | 21827784.06 | 3636451.49
CZ13 | cDXGF | New Construction | Heating | 0 | 669811.94
CZ13 | cDXGF | New Construction | Cooling | 4118660.85 | 0
CZ13 | cDXGF | New Construction | Interior Lighting | 2195581.5 | 0
CZ13 | cDXGF | New Construction | Exterior Lighting | 0 | 0
CZ13 | cDXGF | New Construction | Interior Equipment | 12131475.91 | 435095.44
CZ13 | cDXGF | New Construction | Exterior Equipment | 0 | 0
CZ13 | cDXGF | New Construction | Fans | 4482514.09 | 0
CZ13 | cDXGF | New Construction | Pumps | 0 | 0
CZ13 | cDXGF | New Construction | Heat Rejection | 0 | 0
CZ13 | cDXGF | New Construction | Humidification | 0 | 0
CZ13 | cDXGF | New Construction | Heat Recovery | 0 | 0
CZ13 | cDXGF | New Construction | Water Systems | 0 | 2205111.35
CZ13 | cDXGF | New Construction | Refrigeration | 0 | 0
CZ13 | cDXGF | New Construction | Generators | 0 | 0
CZ13 | cDXGF | New Construction | Total End Uses | 22928232.35 | 3310018.73
CZ14 | cDXGF | New Construction | Heating | 0 | 468548.69
CZ14 | cDXGF | New Construction | Cooling | 5193576.68 | 0
CZ14 | cDXGF | New Construction | Interior Lighting | 2195581.5 | 0
CZ14 | cDXGF | New Construction | Exterior Lighting | 0 | 0
CZ14 | cDXGF | New Construction | Interior Equipment | 12131475.91 | 435095.44
CZ14 | cDXGF | New Construction | Exterior Equipment | 0 | 0
CZ14 | cDXGF | New Construction | Fans | 4841112.13 | 0
CZ14 | cDXGF | New Construction | Pumps | 0 | 0
CZ14 | cDXGF | New Construction | Heat Rejection | 0 | 0
CZ14 | cDXGF | New Construction | Humidification | 0 | 0
CZ14 | cDXGF | New Construction | Heat Recovery | 0 | 0
CZ14 | cDXGF | New Construction | Water Systems | 0 | 2089559.56
CZ14 | cDXGF | New Construction | Refrigeration | 0 | 0
CZ14 | cDXGF | New Construction | Generators | 0 | 0
CZ14 | cDXGF | New Construction | Total End Uses | 24361746.21 | 2993203.68
CZ15 | cDXGF | New Construction | Heating | 0 | 184096.44
CZ15 | cDXGF | New Construction | Cooling | 6973783.49 | 0
CZ15 | cDXGF | New Construction | Interior Lighting | 2195581.5 | 0
CZ15 | cDXGF | New Construction | Exterior Lighting | 0 | 0
CZ15 | cDXGF | New Construction | Interior Equipment | 12131475.91 | 435095.44
CZ15 | cDXGF | New Construction | Exterior Equipment | 0 | 0
CZ15 | cDXGF | New Construction | Fans | 4595824.9 | 0
CZ15 | cDXGF | New Construction | Pumps | 0 | 0
CZ15 | cDXGF | New Construction | Heat Rejection | 0 | 0
CZ15 | cDXGF | New Construction | Humidification | 0 | 0
CZ15 | cDXGF | New Construction | Heat Recovery | 0 | 0
CZ15 | cDXGF | New Construction | Water Systems | 0 | 1851649.31
CZ15 | cDXGF | New Construction | Refrigeration | 0 | 0
CZ15 | cDXGF | New Construction | Generators | 0 | 0
CZ15 | cDXGF | New Construction | Total End Uses | 25896665.8 | 2470841.18
CZ16 | cDXGF | New Construction | Heating | 0 | 1501878.46
CZ16 | cDXGF | New Construction | Cooling | 3663287.75 | 0
CZ16 | cDXGF | New Construction | Interior Lighting | 2195581.5 | 0
CZ16 | cDXGF | New Construction | Exterior Lighting | 0 | 0
CZ16 | cDXGF | New Construction | Interior Equipment | 12131475.91 | 435095.44
CZ16 | cDXGF | New Construction | Exterior Equipment | 0 | 0
CZ16 | cDXGF | New Construction | Fans | 5124974.83 | 0
CZ16 | cDXGF | New Construction | Pumps | 0 | 0
CZ16 | cDXGF | New Construction | Heat Rejection | 0 | 0
CZ16 | cDXGF | New Construction | Humidification | 0 | 0
CZ16 | cDXGF | New Construction | Heat Recovery | 0 | 0
CZ16 | cDXGF | New Construction | Water Systems | 0 | 2472374.24
CZ16 | cDXGF | New Construction | Refrigeration | 0 | 0
CZ16 | cDXGF | New Construction | Generators | 0 | 0
CZ16 | cDXGF | New Construction | Total End Uses | 23115319.99 | 4409348.14
CZ01 | cDXHP | Existing | Heating | 301012.48 | 99336.19
CZ01 | cDXHP | Existing | Cooling | 325383.1 | 0
CZ01 | cDXHP | Existing | Interior Lighting | 4351819.02 | 0
CZ01 | cDXHP | Existing | Exterior Lighting | 0 | 0
CZ01 | cDXHP | Existing | Interior Equipment | 12131475.91 | 435095.44
CZ01 | cDXHP | Existing | Exterior Equipment | 0 | 0
CZ01 | cDXHP | Existing | Fans | 5567249.81 | 0
CZ01 | cDXHP | Existing | Pumps | 0 | 0
CZ01 | cDXHP | Existing | Heat Rejection | 0 | 0
CZ01 | cDXHP | Existing | Humidification | 0 | 0
CZ01 | cDXHP | Existing | Heat Recovery | 0 | 0
CZ01 | cDXHP | Existing | Water Systems | 0 | 2751025.67
CZ01 | cDXHP | Existing | Refrigeration | 0 | 0
CZ01 | cDXHP | Existing | Generators | 0 | 0
CZ01 | cDXHP | Existing | Total End Uses | 22676940.32 | 3285457.29
CZ02 | cDXHP | Existing | Heating | 238058.26 | 66019.79
CZ02 | cDXHP | Existing | Cooling | 2144973.23 | 0
CZ02 | cDXHP | Existing | Interior Lighting | 4351819.02 | 0
CZ02 | cDXHP | Existing | Exterior Lighting | 0 | 0
CZ02 | cDXHP | Existing | Interior Equipment | 12131475.91 | 435095.44
CZ02 | cDXHP | Existing | Exterior Equipment | 0 | 0
CZ02 | cDXHP | Existing | Fans | 6048921.11 | 0
CZ02 | cDXHP | Existing | Pumps | 0 | 0
CZ02 | cDXHP | Existing | Heat Rejection | 0 | 0
CZ02 | cDXHP | Existing | Humidification | 0 | 0
CZ02 | cDXHP | Existing | Heat Recovery | 0 | 0
CZ02 | cDXHP | Existing | Water Systems | 0 | 2525241.36
CZ02 | cDXHP | Existing | Refrigeration | 0 | 0
CZ02 | cDXHP | Existing | Generators | 0 | 0
CZ02 | cDXHP | Existing | Total End Uses | 24915247.52 | 3026356.59
CZ03 | cDXHP | Existing | Heating | 116886.1 | 26967.38
CZ03 | cDXHP | Existing | Cooling | 1350649.79 | 0
CZ03 | cDXHP | Existing | Interior Lighting | 4351819.02 | 0
CZ03 | cDXHP | Existing | Exterior Lighting | 0 | 0
CZ03 | cDXHP | Existing | Interior Equipment | 12131475.91 | 435095.44
CZ03 | cDXHP | Existing | Exterior Equipment | 0 | 0
CZ03 | cDXHP | Existing | Fans | 5931431.25 | 0
CZ03 | cDXHP | Existing | Pumps | 0 | 0
CZ03 | cDXHP | Existing | Heat Rejection | 0 | 0
CZ03 | cDXHP | Existing | Humidification | 0 | 0
CZ03 | cDXHP | Existing | Heat Recovery | 0 | 0
CZ03 | cDXHP | Existing | Water Systems | 0 | 2516026.2
CZ03 | cDXHP | Existing | Refrigeration | 0 | 0
CZ03 | cDXHP | Existing | Generators | 0 | 0
CZ03 | cDXHP | Existing | Total End Uses | 23882262.06 | 2978089.02
CZ04 | cDXHP | Existing | Heating | 105215.58 | 22127.25
CZ04 | cDXHP | Existing | Cooling | 2512774.86 | 0
CZ04 | cDXHP | Existing | Interior Lighting | 4351819.02 | 0
CZ04 | cDXHP | Existing | Exterior Lighting | 0 | 0
CZ04 | cDXHP | Existing | Interior Equipment | 12131475.91 | 435095.44
CZ04 | cDXHP | Existing | Exterior Equipment | 0 | 0
CZ04 | cDXHP | Existing | Fans | 6108494.82 | 0
CZ04 | cDXHP | Existing | Pumps | 0 | 0
CZ04 | cDXHP | Existing | Heat Rejection | 0 | 0
CZ04 | cDXHP | Existing | Humidification | 0 | 0
CZ04 | cDXHP | Existing | Heat Recovery | 0 | 0
CZ04 | cDXHP | Existing | Water Systems | 0 | 2428122.46
CZ04 | cDXHP | Existing | Refrigeration | 0 | 0
CZ04 | cDXHP | Existing | Generators | 0 | 0
CZ04 | cDXHP | Existing | Total End Uses | 25209780.19 | 2885345.15
CZ05 | cDXHP | Existing | Heating | 125195.7 | 18272.42
CZ05 | cDXHP | Existing | Cooling | 1783010.84 | 0
CZ05 | cDXHP | Existing | Interior Lighting | 4351819.02 | 0
CZ05 | cDXHP | Existing | Exterior Lighting | 0 | 0
CZ05 | cDXHP | Existing | Interior Equipment | 12131475.91 | 435095.44
CZ05 | cDXHP | Existing | Exterior Equipment | 0 | 0
CZ05 | cDXHP | Existing | Fans | 5930321.94 | 0
CZ05 | cDXHP | Existing | Pumps | 0 | 0
CZ05 | cDXHP | Existing | Heat Rejection | 0 | 0
CZ05 | cDXHP | Existing | Humidification | 0 | 0
CZ05 | cDXHP | Existing | Heat Recovery | 0 | 0
CZ05 | cDXHP | Existing | Water Systems | 0 | 2516383.79
CZ05 | cDXHP | Existing | Refrigeration | 0 | 0
CZ05 | cDXHP | Existing | Generators | 0 | 0
CZ05 | cDXHP | Existing | Total End Uses | 24321823.41 | 2969751.65
CZ06 | cDXHP | Existing | Heating | 20865.01 | 1432.66
CZ06 | cDXHP | Existing | Cooling | 2769017.7 | 0
CZ06 | cDXHP | Existing | Interior Lighting | 4351819.02 | 0
CZ06 | cDXHP | Existing | Exterior Lighting | 0 | 0
CZ06 | cDXHP | Existing | Interior Equipment | 12131475.91 | 435095.44
CZ06 | cDXHP | Existing | Exterior Equipment | 0 | 0
CZ06 | cDXHP | Existing | Fans | 6021936.19 | 0
CZ06 | cDXHP | Existing | Pumps | 0 | 0
CZ06 | cDXHP | Existing | Heat Rejection | 0 | 0
CZ06 | cDXHP | Existing | Humidification | 0 | 0
CZ06 | cDXHP | Existing | Heat Recovery | 0 | 0
CZ06 | cDXHP | Existing | Water Systems | 0 | 2317263.87
CZ06 | cDXHP | Existing | Refrigeration | 0 | 0
CZ06 | cDXHP | Existing | Generators | 0 | 0
CZ06 | cDXHP | Existing | Total End Uses | 25295113.83 | 2753791.98
CZ07 | cDXHP | Existing | Heating | 19045.77 | 921.78
CZ07 | cDXHP | Existing | Cooling | 3129297.79 | 0
CZ07 | cDXHP | Existing | Interior Lighting | 4351819.02 | 0
CZ07 | cDXHP | Existing | Exterior Lighting | 0 | 0
CZ07 | cDXHP | Existing | Interior Equipment | 12131475.91 | 435095.44
CZ07 | cDXHP | Existing | Exterior Equipment | 0 | 0
CZ07 | cDXHP | Existing | Fans | 5933180.37 | 0
CZ07 | cDXHP | Existing | Pumps | 0 | 0
CZ07 | cDXHP | Existing | Heat Rejection | 0 | 0
CZ07 | cDXHP | Existing | Humidification | 0 | 0
CZ07 | cDXHP | Existing | Heat Recovery | 0 | 0
CZ07 | cDXHP | Existing | Water Systems | 0 | 2286787.34
CZ07 | cDXHP | Existing | Refrigeration | 0 | 0
CZ07 | cDXHP | Existing | Generators | 0 | 0
CZ07 | cDXHP | Existing | Total End Uses | 25564818.86 | 2722804.56
CZ08 | cDXHP | Existing | Heating | 32443.53 | 3297.72
CZ08 | cDXHP | Existing | Cooling | 3510672.29 | 0
CZ08 | cDXHP | Existing | Interior Lighting | 4351819.02 | 0
CZ08 | cDXHP | Existing | Exterior Lighting | 0 | 0
CZ08 | cDXHP | Existing | Interior Equipment | 12131475.91 | 435095.44
CZ08 | cDXHP | Existing | Exterior Equipment | 0 | 0
CZ08 | cDXHP | Existing | Fans | 6136742.3 | 0
CZ08 | cDXHP | Existing | Pumps | 0 | 0
CZ08 | cDXHP | Existing | Heat Rejection | 0 | 0
CZ08 | cDXHP | Existing | Humidification | 0 | 0
CZ08 | cDXHP | Existing | Heat Recovery | 0 | 0
CZ08 | cDXHP | Existing | Water Systems | 0 | 2282891.47
CZ08 | cDXHP | Existing | Refrigeration | 0 | 0
CZ08 | cDXHP | Existing | Generators | 0 | 0
CZ08 | cDXHP | Existing | Total End Uses | 26163153.04 | 2721284.63
CZ09 | cDXHP | Existing | Heating | 23712.45 | 2934.92
CZ09 | cDXHP | Existing | Cooling | 3942087.59 | 0
CZ09 | cDXHP | Existing | Interior Lighting | 4351819.02 | 0
CZ09 | cDXHP | Existing | Exterior Lighting | 0 | 0
CZ09 | cDXHP | Existing | Interior Equipment | 12131475.91 | 435095.44
CZ09 | cDXHP | Existing | Exterior Equipment | 0 | 0
CZ09 | cDXHP | Existing | Fans | 6391077.1 | 0
CZ09 | cDXHP | Existing | Pumps | 0 | 0
CZ09 | cDXHP | Existing | Heat Rejection | 0 | 0
CZ09 | cDXHP | Existing | Humidification | 0 | 0
CZ09 | cDXHP | Existing | Heat Recovery | 0 | 0
CZ09 | cDXHP | Existing | Water Systems | 0 | 2251344.45
CZ09 | cDXHP | Existing | Refrigeration | 0 | 0
CZ09 | cDXHP | Existing | Generators | 0 | 0
CZ09 | cDXHP | Existing | Total End Uses | 26840172.07 | 2689374.82
CZ10 | cDXHP | Existing | Heating | 90209.38 | 8465.25
CZ10 | cDXHP | Existing | Cooling | 4647052.16 | 0
CZ10 | cDXHP | Existing | Interior Lighting | 4351819.02 | 0
CZ10 | cDXHP | Existing | Exterior Lighting | 0 | 0
CZ10 | cDXHP | Existing | Interior Equipment | 12131475.91 | 435095.44
CZ10 | cDXHP | Existing | Exterior Equipment | 0 | 0
CZ10 | cDXHP | Existing | Fans | 6215866.23 | 0
CZ10 | cDXHP | Existing | Pumps | 0 | 0
CZ10 | cDXHP | Existing | Heat Rejection | 0 | 0
CZ10 | cDXHP | Existing | Humidification | 0 | 0
CZ10 | cDXHP | Existing | Heat Recovery | 0 | 0
CZ10 | cDXHP | Existing | Water Systems | 0 | 2230465.87
CZ10 | cDXHP | Existing | Refrigeration | 0 | 0
CZ10 | cDXHP | Existing | Generators | 0 | 0
CZ10 | cDXHP | Existing | Total End Uses | 27436422.69 | 2674026.56
CZ11 | cDXHP | Existing | Heating | 214448.66 | 83414.69
CZ11 | cDXHP | Existing | Cooling | 4805501.93 | 0
CZ11 | cDXHP | Existing | Interior Lighting | 4351819.02 | 0
CZ11 | cDXHP | Existing | Exterior Lighting | 0 | 0
CZ11 | cDXHP | Existing | Interior Equipment | 12131475.91 | 435095.44
CZ11 | cDXHP | Existing | Exterior Equipment | 0 | 0
CZ11 | cDXHP | Existing | Fans | 6465135 | 0
CZ11 | cDXHP | Existing | Pumps | 0 | 0
CZ11 | cDXHP | Existing | Heat Rejection | 0 | 0
CZ11 | cDXHP | Existing | Humidification | 0 | 0
CZ11 | cDXHP | Existing | Heat Recovery | 0 | 0
CZ11 | cDXHP | Existing | Water Systems | 0 | 2277952.52
CZ11 | cDXHP | Existing | Refrigeration | 0 | 0
CZ11 | cDXHP | Existing | Generators | 0 | 0
CZ11 | cDXHP | Existing | Total End Uses | 27968380.51 | 2796462.65
CZ12 | cDXHP | Existing | Heating | 212486.84 | 65554.43
CZ12 | cDXHP | Existing | Cooling | 4035619.56 | 0
CZ12 | cDXHP | Existing | Interior Lighting | 4351819.02 | 0
CZ12 | cDXHP | Existing | Exterior Lighting | 0 | 0
CZ12 | cDXHP | Existing | Interior Equipment | 12131475.91 | 435095.44
CZ12 | cDXHP | Existing | Exterior Equipment | 0 | 0
CZ12 | cDXHP | Existing | Fans | 6123471.85 | 0
CZ12 | cDXHP | Existing | Pumps | 0 | 0
CZ12 | cDXHP | Existing | Heat Rejection | 0 | 0
CZ12 | cDXHP | Existing | Humidification | 0 | 0
CZ12 | cDXHP | Existing | Heat Recovery | 0 | 0
CZ12 | cDXHP | Existing | Water Systems | 0 | 2345359.23
CZ12 | cDXHP | Existing | Refrigeration | 0 | 0
CZ12 | cDXHP | Existing | Generators | 0 | 0
CZ12 | cDXHP | Existing | Total End Uses | 26854873.18 | 2846009.1
CZ13 | cDXHP | Existing | Heating | 152108.72 | 43490.17
CZ13 | cDXHP | Existing | Cooling | 5293043.7 | 0
CZ13 | cDXHP | Existing | Interior Lighting | 4351819.02 | 0
CZ13 | cDXHP | Existing | Exterior Lighting | 0 | 0
CZ13 | cDXHP | Existing | Interior Equipment | 12131475.91 | 435095.44
CZ13 | cDXHP | Existing | Exterior Equipment | 0 | 0
CZ13 | cDXHP | Existing | Fans | 6365849.66 | 0
CZ13 | cDXHP | Existing | Pumps | 0 | 0
CZ13 | cDXHP | Existing | Heat Rejection | 0 | 0
CZ13 | cDXHP | Existing | Humidification | 0 | 0
CZ13 | cDXHP | Existing | Heat Recovery | 0 | 0
CZ13 | cDXHP | Existing | Water Systems | 0 | 2211468.88
CZ13 | cDXHP | Existing | Refrigeration | 0 | 0
CZ13 | cDXHP | Existing | Generators | 0 | 0
CZ13 | cDXHP | Existing | Total End Uses | 28294297 | 2690054.49
CZ14 | cDXHP | Existing | Heating | 107945.93 | 26345.76
CZ14 | cDXHP | Existing | Cooling | 6609836.15 | 0
CZ14 | cDXHP | Existing | Interior Lighting | 4351819.02 | 0
CZ14 | cDXHP | Existing | Exterior Lighting | 0 | 0
CZ14 | cDXHP | Existing | Interior Equipment | 12131475.91 | 435095.44
CZ14 | cDXHP | Existing | Exterior Equipment | 0 | 0
CZ14 | cDXHP | Existing | Fans | 6866199.21 | 0
CZ14 | cDXHP | Existing | Pumps | 0 | 0
CZ14 | cDXHP | Existing | Heat Rejection | 0 | 0
CZ14 | cDXHP | Existing | Humidification | 0 | 0
CZ14 | cDXHP | Existing | Heat Recovery | 0 | 0
CZ14 | cDXHP | Existing | Water Systems | 0 | 2096847.47
CZ14 | cDXHP | Existing | Refrigeration | 0 | 0
CZ14 | cDXHP | Existing | Generators | 0 | 0
CZ14 | cDXHP | Existing | Total End Uses | 30067276.21 | 2558288.67
CZ15 | cDXHP | Existing | Heating | 35210.86 | 1735.76
CZ15 | cDXHP | Existing | Cooling | 8784886.23 | 0
CZ15 | cDXHP | Existing | Interior Lighting | 4351819.02 | 0
CZ15 | cDXHP | Existing | Exterior Lighting | 0 | 0
CZ15 | cDXHP | Existing | Interior Equipment | 12131475.91 | 435095.44
CZ15 | cDXHP | Existing | Exterior Equipment | 0 | 0
CZ15 | cDXHP | Existing | Fans | 6518384.17 | 0
CZ15 | cDXHP | Existing | Pumps | 0 | 0
CZ15 | cDXHP | Existing | Heat Rejection | 0 | 0
CZ15 | cDXHP | Existing | Humidification | 0 | 0
CZ15 | cDXHP | Existing | Heat Recovery | 0 | 0
CZ15 | cDXHP | Existing | Water Systems | 0 | 1859976.65
CZ15 | cDXHP | Existing | Refrigeration | 0 | 0
CZ15 | cDXHP | Existing | Generators | 0 | 0
CZ15 | cDXHP | Existing | Total End Uses | 31821776.18 | 2296807.86
CZ16 | cDXHP | Existing | Heating | 459300.58 | 171111.24
CZ16 | cDXHP | Existing | Cooling | 4638085.63 | 0
CZ16 | cDXHP | Existing | Interior Lighting | 4351819.02 | 0
CZ16 | cDXHP | Existing | Exterior Lighting | 0 | 0
CZ16 | cDXHP | Existing | Interior Equipment | 12131475.91 | 435095.44
CZ16 | cDXHP | Existing | Exterior Equipment | 0 | 0
CZ16 | cDXHP | Existing | Fans | 7125189.65 | 0
CZ16 | cDXHP | Existing | Pumps | 0 | 0
CZ16 | cDXHP | Existing | Heat Rejection | 0 | 0
CZ16 | cDXHP | Existing | Humidification | 0 | 0
CZ16 | cDXHP | Existing | Heat Recovery | 0 | 0
CZ16 | cDXHP | Existing | Water Systems | 0 | 2479050.4
CZ16 | cDXHP | Existing | Refrigeration | 0 | 0
CZ16 | cDXHP | Existing | Generators | 0 | 0
CZ16 | cDXHP | Existing | Total End Uses | 28705870.78 | 3085257.08
CZ01 | cDXHP | New Construction | Heating | 338828.61 | 3318.32
CZ01 | cDXHP | New Construction | Cooling | 288986.56 | 0
CZ01 | cDXHP | New Construction | Interior Lighting | 2195581.5 | 0
CZ01 | cDXHP | New Construction | Exterior Lighting | 0 | 0
CZ01 | cDXHP | New Construction | Interior Equipment | 12131475.91 | 435095.44
CZ01 | cDXHP | New Construction | Exterior Equipment | 0 | 0
CZ01 | cDXHP | New Construction | Fans | 4079207.37 | 0
CZ01 | cDXHP | New Construction | Pumps | 0 | 0
CZ01 | cDXHP | New Construction | Heat Rejection | 0 | 0
CZ01 | cDXHP | New Construction | Humidification | 0 | 0
CZ01 | cDXHP | New Construction | Heat Recovery | 0 | 0
CZ01 | cDXHP | New Construction | Water Systems | 0 | 2743718.42
CZ01 | cDXHP | New Construction | Refrigeration | 0 | 0
CZ01 | cDXHP | New Construction | Generators | 0 | 0
CZ01 | cDXHP | New Construction | Total End Uses | 19034079.95 | 3182132.17
CZ02 | cDXHP | New Construction | Heating | 258349.86 | 1332.89
CZ02 | cDXHP | New Construction | Cooling | 1698116.63 | 0
CZ02 | cDXHP | New Construction | Interior Lighting | 2195581.5 | 0
CZ02 | cDXHP | New Construction | Exterior Lighting | 0 | 0
CZ02 | cDXHP | New Construction | Interior Equipment | 12131475.91 | 435095.44
CZ02 | cDXHP | New Construction | Exterior Equipment | 0 | 0
CZ02 | cDXHP | New Construction | Fans | 4316379.37 | 0
CZ02 | cDXHP | New Construction | Pumps | 0 | 0
CZ02 | cDXHP | New Construction | Heat Rejection | 0 | 0
CZ02 | cDXHP | New Construction | Humidification | 0 | 0
CZ02 | cDXHP | New Construction | Heat Recovery | 0 | 0
CZ02 | cDXHP | New Construction | Water Systems | 0 | 2519540.39
CZ02 | cDXHP | New Construction | Refrigeration | 0 | 0
CZ02 | cDXHP | New Construction | Generators | 0 | 0
CZ02 | cDXHP | New Construction | Total End Uses | 20599903.27 | 2955968.72
CZ03 | cDXHP | New Construction | Heating | 133346.05 | 500.68
CZ03 | cDXHP | New Construction | Cooling | 1060994.27 | 0
CZ03 | cDXHP | New Construction | Interior Lighting | 2195581.5 | 0
CZ03 | cDXHP | New Construction | Exterior Lighting | 0 | 0
CZ03 | cDXHP | New Construction | Interior Equipment | 12131475.91 | 435095.44
CZ03 | cDXHP | New Construction | Exterior Equipment | 0 | 0
CZ03 | cDXHP | New Construction | Fans | 4249817.4 | 0
CZ03 | cDXHP | New Construction | Pumps | 0 | 0
CZ03 | cDXHP | New Construction | Heat Rejection | 0 | 0
CZ03 | cDXHP | New Construction | Humidification | 0 | 0
CZ03 | cDXHP | New Construction | Heat Recovery | 0 | 0
CZ03 | cDXHP | New Construction | Water Systems | 0 | 2510181.93
CZ03 | cDXHP | New Construction | Refrigeration | 0 | 0
CZ03 | cDXHP | New Construction | Generators | 0 | 0
CZ03 | cDXHP | New Construction | Total End Uses | 19771215.13 | 2945778.05
CZ04 | cDXHP | New Construction | Heating | 119543.48 | 202.94
CZ04 | cDXHP | New Construction | Cooling | 1949890.98 | 0
CZ04 | cDXHP | New Construction | Interior Lighting | 2195581.5 | 0
CZ04 | cDXHP | New Construction | Exterior Lighting | 0 | 0
CZ04 | cDXHP | New Construction | Interior Equipment | 12131475.91 | 435095.44
CZ04 | cDXHP | New Construction | Exterior Equipment | 0 | 0
CZ04 | cDXHP | New Construction | Fans | 4336078.4 | 0
CZ04 | cDXHP | New Construction | Pumps | 0 | 0
CZ04 | cDXHP | New Construction | Heat Rejection | 0 | 0
CZ04 | cDXHP | New Construction | Humidification | 0 | 0
CZ04 | cDXHP | New Construction | Heat Recovery | 0 | 0
CZ04 | cDXHP | New Construction | Water Systems | 0 | 2421990.11
CZ04 | cDXHP | New Construction | Refrigeration | 0 | 0
CZ04 | cDXHP | New Construction | Generators | 0 | 0
CZ04 | cDXHP | New Construction | Total End Uses | 20732570.28 | 2857288.49
CZ05 | cDXHP | New Construction | Heating | 148299.66 | 17.5
CZ05 | cDXHP | New Construction | Cooling | 1379183.66 | 0
CZ05 | cDXHP | New Construction | Interior Lighting | 2195581.5 | 0
CZ05 | cDXHP | New Construction | Exterior Lighting | 0 | 0
CZ05 | cDXHP | New Construction | Interior Equipment | 12131475.91 | 435095.44
CZ05 | cDXHP | New Construction | Exterior Equipment | 0 | 0
CZ05 | cDXHP | New Construction | Fans | 4249894.57 | 0
CZ05 | cDXHP | New Construction | Pumps | 0 | 0
CZ05 | cDXHP | New Construction | Heat Rejection | 0 | 0
CZ05 | cDXHP | New Construction | Humidification | 0 | 0
CZ05 | cDXHP | New Construction | Heat Recovery | 0 | 0
CZ05 | cDXHP | New Construction | Water Systems | 0 | 2509658.92
CZ05 | cDXHP | New Construction | Refrigeration | 0 | 0
CZ05 | cDXHP | New Construction | Generators | 0 | 0
CZ05 | cDXHP | New Construction | Total End Uses | 20104435.29 | 2944771.86
CZ06 | cDXHP | New Construction | Heating | 22868.74 | 0
CZ06 | cDXHP | New Construction | Cooling | 2147830.05 | 0
CZ06 | cDXHP | New Construction | Interior Lighting | 2195581.5 | 0
CZ06 | cDXHP | New Construction | Exterior Lighting | 0 | 0
CZ06 | cDXHP | New Construction | Interior Equipment | 12131475.91 | 435095.44
CZ06 | cDXHP | New Construction | Exterior Equipment | 0 | 0
CZ06 | cDXHP | New Construction | Fans | 4329848.44 | 0
CZ06 | cDXHP | New Construction | Pumps | 0 | 0
CZ06 | cDXHP | New Construction | Heat Rejection | 0 | 0
CZ06 | cDXHP | New Construction | Humidification | 0 | 0
CZ06 | cDXHP | New Construction | Heat Recovery | 0 | 0
CZ06 | cDXHP | New Construction | Water Systems | 0 | 2311166.74
CZ06 | cDXHP | New Construction | Refrigeration | 0 | 0
CZ06 | cDXHP | New Construction | Generators | 0 | 0
CZ06 | cDXHP | New Construction | Total End Uses | 20827604.63 | 2746262.18
CZ07 | cDXHP | New Construction | Heating | 22181.11 | 0
CZ07 | cDXHP | New Construction | Cooling | 2423226.96 | 0
CZ07 | cDXHP | New Construction | Interior Lighting | 2195581.5 | 0
CZ07 | cDXHP | New Construction | Exterior Lighting | 0 | 0
CZ07 | cDXHP | New Construction | Interior Equipment | 12131475.91 | 435095.44
CZ07 | cDXHP | New Construction | Exterior Equipment | 0 | 0
CZ07 | cDXHP | New Construction | Fans | 4282893.45 | 0
CZ07 | cDXHP | New Construction | Pumps | 0 | 0
CZ07 | cDXHP | New Construction | Heat Rejection | 0 | 0
CZ07 | cDXHP | New Construction | Humidification | 0 | 0
CZ07 | cDXHP | New Construction | Heat Recovery | 0 | 0
CZ07 | cDXHP | New Construction | Water Systems | 0 | 2280171.68
CZ07 | cDXHP | New Construction | Refrigeration | 0 | 0
CZ07 | cDXHP | New Construction | Generators | 0 | 0
CZ07 | cDXHP | New Construction | Total End Uses | 21055358.93 | 2715267.12
CZ08 | cDXHP | New Construction | Heating | 38594.57 | 0
CZ08 | cDXHP | New Construction | Cooling | 2710282.73 | 0
CZ08 | cDXHP | New Construction | Interior Lighting | 2195581.5 | 0
CZ08 | cDXHP | New Construction | Exterior Lighting | 0 | 0
CZ08 | cDXHP | New Construction | Interior Equipment | 12131475.91 | 435095.44
CZ08 | cDXHP | New Construction | Exterior Equipment | 0 | 0
CZ08 | cDXHP | New Construction | Fans | 4362370.64 | 0
CZ08 | cDXHP | New Construction | Pumps | 0 | 0
CZ08 | cDXHP | New Construction | Heat Rejection | 0 | 0
CZ08 | cDXHP | New Construction | Humidification | 0 | 0
CZ08 | cDXHP | New Construction | Heat Recovery | 0 | 0
CZ08 | cDXHP | New Construction | Water Systems | 0 | 2275670.7
CZ08 | cDXHP | New Construction | Refrigeration | 0 | 0
CZ08 | cDXHP | New Construction | Generators | 0 | 0
CZ08 | cDXHP | New Construction | Total End Uses | 21438305.35 | 2710766.14
CZ09 | cDXHP | New Construction | Heating | 29368.69 | 0
CZ09 | cDXHP | New Construction | Cooling | 2952121.15 | 0
CZ09 | cDXHP | New Construction | Interior Lighting | 2195581.5 | 0
CZ09 | cDXHP | New Construction | Exterior Lighting | 0 | 0
CZ09 | cDXHP | New Construction | Interior Equipment | 12131475.91 | 435095.44
CZ09 | cDXHP | New Construction | Exterior Equipment | 0 | 0
CZ09 | cDXHP | New Construction | Fans | 4400506.8 | 0
CZ09 | cDXHP | New Construction | Pumps | 0 | 0
CZ09 | cDXHP | New Construction | Heat Rejection | 0 | 0
CZ09 | cDXHP | New Construction | Humidification | 0 | 0
CZ09 | cDXHP | New Construction | Heat Recovery | 0 | 0
CZ09 | cDXHP | New Construction | Water Systems | 0 | 2243087.82
CZ09 | cDXHP | New Construction | Refrigeration | 0 | 0
CZ09 | cDXHP | New Construction | Generators | 0 | 0
CZ09 | cDXHP | New Construction | Total End Uses | 21709054.04 | 2678183.26
CZ10 | cDXHP | New Construction | Heating | 105249.05 | 10.87
CZ10 | cDXHP | New Construction | Cooling | 3733711.9 | 0
CZ10 | cDXHP | New Construction | Interior Lighting | 2195581.5 | 0
CZ10 | cDXHP | New Construction | Exterior Lighting | 0 | 0
CZ10 | cDXHP | New Construction | Interior Equipment | 12131475.91 | 435095.44
CZ10 | cDXHP | New Construction | Exterior Equipment | 0 | 0
CZ10 | cDXHP | New Construction | Fans | 4567292.2 | 0
CZ10 | cDXHP | New Construction | Pumps | 0 | 0
CZ10 | cDXHP | New Construction | Heat Rejection | 0 | 0
CZ10 | cDXHP | New Construction | Humidification | 0 | 0
CZ10 | cDXHP | New Construction | Heat Recovery | 0 | 0
CZ10 | cDXHP | New Construction | Water Systems | 0 | 2223137.09
CZ10 | cDXHP | New Construction | Refrigeration | 0 | 0
CZ10 | cDXHP | New Construction | Generators | 0 | 0
CZ10 | cDXHP | New Construction | Total End Uses | 22733310.55 | 2658243.4
CZ11 | cDXHP | New Construction | Heating | 238803.2 | 2693.71
CZ11 | cDXHP | New Construction | Cooling | 3738230.93 | 0
CZ11 | cDXHP | New Construction | Interior Lighting | 2195581.5 | 0
CZ11 | cDXHP | New Construction | Exterior Lighting | 0 | 0
CZ11 | cDXHP | New Construction | Interior Equipment | 12131475.91 | 435095.44
CZ11 | cDXHP | New Construction | Exterior Equipment | 0 | 0
CZ11 | cDXHP | New Construction | Fans | 4509601.18 | 0
CZ11 | cDXHP | New Construction | Pumps | 0 | 0
CZ11 | cDXHP | New Construction | Heat Rejection | 0 | 0
CZ11 | cDXHP | New Construction | Humidification | 0 | 0
CZ11 | cDXHP | New Construction | Heat Recovery | 0 | 0
CZ11 | cDXHP | New Construction | Water Systems | 0 | 2272195.84
CZ11 | cDXHP | New Construction | Refrigeration | 0 | 0
CZ11 | cDXHP | New Construction | Generators | 0 | 0
CZ11 | cDXHP | New Construction | Total End Uses | 22813692.72 | 2709984.98
CZ12 | cDXHP | New Construction | Heating | 238235.93 | 3168.61
CZ12 | cDXHP | New Construction | Cooling | 3153355.39 | 0
CZ12 | cDXHP | New Construction | Interior Lighting | 2195581.5 | 0
CZ12 | cDXHP | New Construction | Exterior Lighting | 0 | 0
CZ12 | cDXHP | New Construction | Interior Equipment | 12131475.91 | 435095.44
CZ12 | cDXHP | New Construction | Exterior Equipment | 0 | 0
CZ12 | cDXHP | New Construction | Fans | 4352772.5 | 0
CZ12 | cDXHP | New Construction | Pumps | 0 | 0
CZ12 | cDXHP | New Construction | Heat Rejection | 0 | 0
CZ12 | cDXHP | New Construction | Humidification | 0 | 0
CZ12 | cDXHP | New Construction | Heat Recovery | 0 | 0
CZ12 | cDXHP | New Construction | Water Systems | 0 | 2337988.38
CZ12 | cDXHP | New Construction | Refrigeration | 0 | 0
CZ12 | cDXHP | New Construction | Generators | 0 | 0
CZ12 | cDXHP | New Construction | Total End Uses | 22071421.22 | 2776252.44
CZ13 | cDXHP | New Construction | Heating | 178798.22 | 816.02
CZ13 | cDXHP | New Construction | Cooling | 4125712.16 | 0
CZ13 | cDXHP | New Construction | Interior Lighting | 2195581.5 | 0
CZ13 | cDXHP | New Construction | Exterior Lighting | 0 | 0
CZ13 | cDXHP | New Construction | Interior Equipment | 12131475.91 | 435095.44
CZ13 | cDXHP | New Construction | Exterior Equipment | 0 | 0
CZ13 | cDXHP | New Construction | Fans | 4482512.07 | 0
CZ13 | cDXHP | New Construction | Pumps | 0 | 0
CZ13 | cDXHP | New Construction | Heat Rejection | 0 | 0
CZ13 | cDXHP | New Construction | Humidification | 0 | 0
CZ13 | cDXHP | New Construction | Heat Recovery | 0 | 0
CZ13 | cDXHP | New Construction | Water Systems | 0 | 2205151.06
CZ13 | cDXHP | New Construction | Refrigeration | 0 | 0
CZ13 | cDXHP | New Construction | Generators | 0 | 0
CZ13 | cDXHP | New Construction | Total End Uses | 23114079.85 | 2641062.51
CZ14 | cDXHP | New Construction | Heating | 128008.03 | 607.5
CZ14 | cDXHP | New Construction | Cooling | 5207503.56 | 0
CZ14 | cDXHP | New Construction | Interior Lighting | 2195581.5 | 0
CZ14 | cDXHP | New Construction | Exterior Lighting | 0 | 0
CZ14 | cDXHP | New Construction | Interior Equipment | 12131475.91 | 435095.44
CZ14 | cDXHP | New Construction | Exterior Equipment | 0 | 0
CZ14 | cDXHP | New Construction | Fans | 4841055.76 | 0
CZ14 | cDXHP | New Construction | Pumps | 0 | 0
CZ14 | cDXHP | New Construction | Heat Rejection | 0 | 0
CZ14 | cDXHP | New Construction | Humidification | 0 | 0
CZ14 | cDXHP | New Construction | Heat Recovery | 0 | 0
CZ14 | cDXHP | New Construction | Water Systems | 0 | 2088830.88
CZ14 | cDXHP | New Construction | Refrigeration | 0 | 0
CZ14 | cDXHP | New Construction | Generators | 0 | 0
CZ14 | cDXHP | New Construction | Total End Uses | 24503624.76 | 2524533.82
CZ15 | cDXHP | New Construction | Heating | 47442.96 | 0
CZ15 | cDXHP | New Construction | Cooling | 6977664.4 | 0
CZ15 | cDXHP | New Construction | Interior Lighting | 2195581.5 | 0
CZ15 | cDXHP | New Construction | Exterior Lighting | 0 | 0
CZ15 | cDXHP | New Construction | Interior Equipment | 12131475.91 | 435095.44
CZ15 | cDXHP | New Construction | Exterior Equipment | 0 | 0
CZ15 | cDXHP | New Construction | Fans | 4595796.57 | 0
CZ15 | cDXHP | New Construction | Pumps | 0 | 0
CZ15 | cDXHP | New Construction | Heat Rejection | 0 | 0
CZ15 | cDXHP | New Construction | Humidification | 0 | 0
CZ15 | cDXHP | New Construction | Heat Recovery | 0 | 0
CZ15 | cDXHP | New Construction | Water Systems | 0 | 1851931.53
CZ15 | cDXHP | New Construction | Refrigeration | 0 | 0
CZ15 | cDXHP | New Construction | Generators | 0 | 0
CZ15 | cDXHP | New Construction | Total End Uses | 25947961.33 | 2287026.96
CZ16 | cDXHP | New Construction | Heating | 500276.09 | 32024.26
CZ16 | cDXHP | New Construction | Cooling | 3705511.88 | 0
CZ16 | cDXHP | New Construction | Interior Lighting | 2195581.5 | 0
CZ16 | cDXHP | New Construction | Exterior Lighting | 0 | 0
CZ16 | cDXHP | New Construction | Interior Equipment | 12131475.91 | 435095.44
CZ16 | cDXHP | New Construction | Exterior Equipment | 0 | 0
CZ16 | cDXHP | New Construction | Fans | 5124790.21 | 0
CZ16 | cDXHP | New Construction | Pumps | 0 | 0
CZ16 | cDXHP | New Construction | Heat Rejection | 0 | 0
CZ16 | cDXHP | New Construction | Humidification | 0 | 0
CZ16 | cDXHP | New Construction | Heat Recovery | 0 | 0
CZ16 | cDXHP | New Construction | Water Systems | 0 | 2472020.79
CZ16 | cDXHP | New Construction | Refrigeration | 0 | 0
CZ16 | cDXHP | New Construction | Generators | 0 | 0
CZ16 | cDXHP | New Construction | Total End Uses | 23657635.59 | 2939140.49
CZ01 | cDXOH | Existing | Heating | 0 | 120508.04
CZ01 | cDXOH | Existing | Cooling | 321503.22 | 0
CZ01 | cDXOH | Existing | Interior Lighting | 4351819.02 | 0
CZ01 | cDXOH | Existing | Exterior Lighting | 0 | 0
CZ01 | cDXOH | Existing | Interior Equipment | 12131475.91 | 435095.44
CZ01 | cDXOH | Existing | Exterior Equipment | 0 | 0
CZ01 | cDXOH | Existing | Fans | 5570908.83 | 0
CZ01 | cDXOH | Existing | Pumps | 0 | 0
CZ01 | cDXOH | Existing | Heat Rejection | 0 | 0
CZ01 | cDXOH | Existing | Humidification | 0 | 0
CZ01 | cDXOH | Existing | Heat Recovery | 0 | 0
CZ01 | cDXOH | Existing | Water Systems | 0 | 2750996.08
CZ01 | cDXOH | Existing | Refrigeration | 0 | 0
CZ01 | cDXOH | Existing | Generators | 0 | 0
CZ01 | cDXOH | Existing | Total End Uses | 22375706.97 | 3306599.55
CZ02 | cDXOH | Existing | Heating | 0 | 77176.26
CZ02 | cDXOH | Existing | Cooling | 2146414.26 | 0
CZ02 | cDXOH | Existing | Interior Lighting | 4351819.02 | 0
CZ02 | cDXOH | Existing | Exterior Lighting | 0 | 0
CZ02 | cDXOH | Existing | Interior Equipment | 12131475.91 | 435095.44
CZ02 | cDXOH | Existing | Exterior Equipment | 0 | 0
CZ02 | cDXOH | Existing | Fans | 6050973.81 | 0
CZ02 | cDXOH | Existing | Pumps | 0 | 0
CZ02 | cDXOH | Existing | Heat Rejection | 0 | 0
CZ02 | cDXOH | Existing | Humidification | 0 | 0
CZ02 | cDXOH | Existing | Heat Recovery | 0 | 0
CZ02 | cDXOH | Existing | Water Systems | 0 | 2525794.9
CZ02 | cDXOH | Existing | Refrigeration | 0 | 0
CZ02 | cDXOH | Existing | Generators | 0 | 0
CZ02 | cDXOH | Existing | Total End Uses | 24680682.99 | 3038066.6
CZ03 | cDXOH | Existing | Heating | 0 | 30892.39
CZ03 | cDXOH | Existing | Cooling | 1359283.12 | 0
CZ03 | cDXOH | Existing | Interior Lighting | 4351819.02 | 0
CZ03 | cDXOH | Existing | Exterior Lighting | 0 | 0
CZ03 | cDXOH | Existing | Interior Equipment | 12131475.91 | 435095.44
CZ03 | cDXOH | Existing | Exterior Equipment | 0 | 0
CZ03 | cDXOH | Existing | Fans | 5931544.37 | 0
CZ03 | cDXOH | Existing | Pumps | 0 | 0
CZ03 | cDXOH | Existing | Heat Rejection | 0 | 0
CZ03 | cDXOH | Existing | Humidification | 0 | 0
CZ03 | cDXOH | Existing | Heat Recovery | 0 | 0
CZ03 | cDXOH | Existing | Water Systems | 0 | 2516622.67
CZ03 | cDXOH | Existing | Refrigeration | 0 | 0
CZ03 | cDXOH | Existing | Generators | 0 | 0
CZ03 | cDXOH | Existing | Total End Uses | 23774122.42 | 2982610.51
CZ04 | cDXOH | Existing | Heating | 0 | 25256.04
CZ04 | cDXOH | Existing | Cooling | 2514741.15 | 0
CZ04 | cDXOH | Existing | Interior Lighting | 4351819.02 | 0
CZ04 | cDXOH | Existing | Exterior Lighting | 0 | 0
CZ04 | cDXOH | Existing | Interior Equipment | 12131475.91 | 435095.44
CZ04 | cDXOH | Existing | Exterior Equipment | 0 | 0
CZ04 | cDXOH | Existing | Fans | 6108588.34 | 0
CZ04 | cDXOH | Existing | Pumps | 0 | 0
CZ04 | cDXOH | Existing | Heat Rejection | 0 | 0
CZ04 | cDXOH | Existing | Humidification | 0 | 0
CZ04 | cDXOH | Existing | Heat Recovery | 0 | 0
CZ04 | cDXOH | Existing | Water Systems | 0 | 2428109.46
CZ04 | cDXOH | Existing | Refrigeration | 0 | 0
CZ04 | cDXOH | Existing | Generators | 0 | 0
CZ04 | cDXOH | Existing | Total End Uses | 25106624.42 | 2888460.93
CZ05 | cDXOH | Existing | Heating | 0 | 20033.96
CZ05 | cDXOH | Existing | Cooling | 1784970.46 | 0
CZ05 | cDXOH | Existing | Interior Lighting | 4351819.02 | 0
CZ05 | cDXOH | Existing | Exterior Lighting | 0 | 0
CZ05 | cDXOH | Existing | Interior Equipment | 12131475.91 | 435095.44
CZ05 | cDXOH | Existing | Exterior Equipment | 0 | 0
CZ05 | cDXOH | Existing | Fans | 5930125.53 | 0
CZ05 | cDXOH | Existing | Pumps | 0 | 0
CZ05 | cDXOH | Existing | Heat Rejection | 0 | 0
CZ05 | cDXOH | Existing | Humidification | 0 | 0
CZ05 | cDXOH | Existing | Heat Recovery | 0 | 0
CZ05 | cDXOH | Existing | Water Systems | 0 | 2516523.73
CZ05 | cDXOH | Existing | Refrigeration | 0 | 0
CZ05 | cDXOH | Existing | Generators | 0 | 0
CZ05 | cDXOH | Existing | Total End Uses | 24198390.92 | 2971653.13
CZ06 | cDXOH | Existing | Heating | 0 | 1531.51
CZ06 | cDXOH | Existing | Cooling | 2822250.55 | 0
CZ06 | cDXOH | Existing | Interior Lighting | 4351819.02 | 0
CZ06 | cDXOH | Existing | Exterior Lighting | 0 | 0
CZ06 | cDXOH | Existing | Interior Equipment | 12131475.91 | 435095.44
CZ06 | cDXOH | Existing | Exterior Equipment | 0 | 0
CZ06 | cDXOH | Existing | Fans | 6021954.4 | 0
CZ06 | cDXOH | Existing | Pumps | 0 | 0
CZ06 | cDXOH | Existing | Heat Rejection | 0 | 0
CZ06 | cDXOH | Existing | Humidification | 0 | 0
CZ06 | cDXOH | Existing | Heat Recovery | 0 | 0
CZ06 | cDXOH | Existing | Water Systems | 0 | 2317283.48
CZ06 | cDXOH | Existing | Refrigeration | 0 | 0
CZ06 | cDXOH | Existing | Generators | 0 | 0
CZ06 | cDXOH | Existing | Total End Uses | 25327499.87 | 2753910.43
CZ07 | cDXOH | Existing | Heating | 0 | 983.85
CZ07 | cDXOH | Existing | Cooling | 3162380.11 | 0
CZ07 | cDXOH | Existing | Interior Lighting | 4351819.02 | 0
CZ07 | cDXOH | Existing | Exterior Lighting | 0 | 0
CZ07 | cDXOH | Existing | Interior Equipment | 12131475.91 | 435095.44
CZ07 | cDXOH | Existing | Exterior Equipment | 0 | 0
CZ07 | cDXOH | Existing | Fans | 5933183.7 | 0
CZ07 | cDXOH | Existing | Pumps | 0 | 0
CZ07 | cDXOH | Existing | Heat Rejection | 0 | 0
CZ07 | cDXOH | Existing | Humidification | 0 | 0
CZ07 | cDXOH | Existing | Heat Recovery | 0 | 0
CZ07 | cDXOH | Existing | Water Systems | 0 | 2286680.12
CZ07 | cDXOH | Existing | Refrigeration | 0 | 0
CZ07 | cDXOH | Existing | Generators | 0 | 0
CZ07 | cDXOH | Existing | Total End Uses | 25578858.73 | 2722759.41
CZ08 | cDXOH | Existing | Heating | 0 | 3557.31
CZ08 | cDXOH | Existing | Cooling | 3527445.27 | 0
CZ08 | cDXOH | Existing | Interior Lighting | 4351819.02 | 0
CZ08 | cDXOH | Existing | Exterior Lighting | 0 | 0
CZ08 | cDXOH | Existing | Interior Equipment | 12131475.91 | 435095.44
CZ08 | cDXOH | Existing | Exterior Equipment | 0 | 0
CZ08 | cDXOH | Existing | Fans | 6136682.13 | 0
CZ08 | cDXOH | Existing | Pumps | 0 | 0
CZ08 | cDXOH | Existing | Heat Rejection | 0 | 0
CZ08 | cDXOH | Existing | Humidification | 0 | 0
CZ08 | cDXOH | Existing | Heat Recovery | 0 | 0
CZ08 | cDXOH | Existing | Water Systems | 0 | 2283029.27
CZ08 | cDXOH | Existing | Refrigeration | 0 | 0
CZ08 | cDXOH | Existing | Generators | 0 | 0
CZ08 | cDXOH | Existing | Total End Uses | 26147422.33 | 2721682.03
CZ09 | cDXOH | Existing | Heating | 0 | 3133.37
CZ09 | cDXOH | Existing | Cooling | 3959503.81 | 0
CZ09 | cDXOH | Existing | Interior Lighting | 4351819.02 | 0
CZ09 | cDXOH | Existing | Exterior Lighting | 0 | 0
CZ09 | cDXOH | Existing | Interior Equipment | 12131475.91 | 435095.44
CZ09 | cDXOH | Existing | Exterior Equipment | 0 | 0
CZ09 | cDXOH | Existing | Fans | 6390968.33 | 0
CZ09 | cDXOH | Existing | Pumps | 0 | 0
CZ09 | cDXOH | Existing | Heat Rejection | 0 | 0
CZ09 | cDXOH | Existing | Humidification | 0 | 0
CZ09 | cDXOH | Existing | Heat Recovery | 0 | 0
CZ09 | cDXOH | Existing | Water Systems | 0 | 2251307.43
CZ09 | cDXOH | Existing | Refrigeration | 0 | 0
CZ09 | cDXOH | Existing | Generators | 0 | 0
CZ09 | cDXOH | Existing | Total End Uses | 26833767.07 | 2689536.23
CZ10 | cDXOH | Existing | Heating | 0 | 9483.82
CZ10 | cDXOH | Existing | Cooling | 4641417.39 | 0
CZ10 | cDXOH | Existing | Interior Lighting | 4351819.02 | 0
CZ10 | cDXOH | Existing | Exterior Lighting | 0 | 0
CZ10 | cDXOH | Existing | Interior Equipment | 12131475.91 | 435095.44
CZ10 | cDXOH | Existing | Exterior Equipment | 0 | 0
CZ10 | cDXOH | Existing | Fans | 6215486.87 | 0
CZ10 | cDXOH | Existing | Pumps | 0 | 0
CZ10 | cDXOH | Existing | Heat Rejection | 0 | 0
CZ10 | cDXOH | Existing | Humidification | 0 | 0
CZ10 | cDXOH | Existing | Heat Recovery | 0 | 0
CZ10 | cDXOH | Existing | Water Systems | 0 | 2230198.9
CZ10 | cDXOH | Existing | Refrigeration | 0 | 0
CZ10 | cDXOH | Existing | Generators | 0 | 0
CZ10 | cDXOH | Existing | Total End Uses | 27340199.18 | 2674778.16
CZ11 | cDXOH | Existing | Heating | 0 | 99938.4
CZ11 | cDXOH | Existing | Cooling | 4781981.89 | 0
CZ11 | cDXOH | Existing | Interior Lighting | 4351819.02 | 0
CZ11 | cDXOH | Existing | Exterior Lighting | 0 | 0
CZ11 | cDXOH | Existing | Interior Equipment | 12131475.91 | 435095.44
CZ11 | cDXOH | Existing | Exterior Equipment | 0 | 0
CZ11 | cDXOH | Existing | Fans | 6469374.64 | 0
CZ11 | cDXOH | Existing | Pumps | 0 | 0
CZ11 | cDXOH | Existing | Heat Rejection | 0 | 0
CZ11 | cDXOH | Existing | Humidification | 0 | 0
CZ11 | cDXOH | Existing | Heat Recovery | 0 | 0
CZ11 | cDXOH | Existing | Water Systems | 0 | 2278513.05
CZ11 | cDXOH | Existing | Refrigeration | 0 | 0
CZ11 | cDXOH | Existing | Generators | 0 | 0
CZ11 | cDXOH | Existing | Total End Uses | 27734651.46 | 2813546.88
CZ12 | cDXOH | Existing | Heating | 0 | 80011.46
CZ12 | cDXOH | Existing | Cooling | 4022325.24 | 0
CZ12 | cDXOH | Existing | Interior Lighting | 4351819.02 | 0
CZ12 | cDXOH | Existing | Exterior Lighting | 0 | 0
CZ12 | cDXOH | Existing | Interior Equipment | 12131475.91 | 435095.44
CZ12 | cDXOH | Existing | Exterior Equipment | 0 | 0
CZ12 | cDXOH | Existing | Fans | 6127165.28 | 0
CZ12 | cDXOH | Existing | Pumps | 0 | 0
CZ12 | cDXOH | Existing | Heat Rejection | 0 | 0
CZ12 | cDXOH | Existing | Humidification | 0 | 0
CZ12 | cDXOH | Existing | Heat Recovery | 0 | 0
CZ12 | cDXOH | Existing | Water Systems | 0 | 2345306.24
CZ12 | cDXOH | Existing | Refrigeration | 0 | 0
CZ12 | cDXOH | Existing | Generators | 0 | 0
CZ12 | cDXOH | Existing | Total End Uses | 26632785.45 | 2860413.14
CZ13 | cDXOH | Existing | Heating | 0 | 53562.52
CZ13 | cDXOH | Existing | Cooling | 5280264.74 | 0
CZ13 | cDXOH | Existing | Interior Lighting | 4351819.02 | 0
CZ13 | cDXOH | Existing | Exterior Lighting | 0 | 0
CZ13 | cDXOH | Existing | Interior Equipment | 12131475.91 | 435095.44
CZ13 | cDXOH | Existing | Exterior Equipment | 0 | 0
CZ13 | cDXOH | Existing | Fans | 6367888.33 | 0
CZ13 | cDXOH | Existing | Pumps | 0 | 0
CZ13 | cDXOH | Existing | Heat Rejection | 0 | 0
CZ13 | cDXOH | Existing | Humidification | 0 | 0
CZ13 | cDXOH | Existing | Heat Recovery | 0 | 0
CZ13 | cDXOH | Existing | Water Systems | 0 | 2211209.17
CZ13 | cDXOH | Existing | Refrigeration | 0 | 0
CZ13 | cDXOH | Existing | Generators | 0 | 0
CZ13 | cDXOH | Existing | Total End Uses | 28131447.99 | 2699867.12
CZ14 | cDXOH | Existing | Heating | 0 | 29028.66
CZ14 | cDXOH | Existing | Cooling | 6590993.97 | 0
CZ14 | cDXOH | Existing | Interior Lighting | 4351819.02 | 0
CZ14 | cDXOH | Existing | Exterior Lighting | 0 | 0
CZ14 | cDXOH | Existing | Interior Equipment | 12131475.91 | 435095.44
CZ14 | cDXOH | Existing | Exterior Equipment | 0 | 0
CZ14 | cDXOH | Existing | Fans | 6866800.33 | 0
CZ14 | cDXOH | Existing | Pumps | 0 | 0
CZ14 | cDXOH | Existing | Heat Rejection | 0 | 0
CZ14 | cDXOH | Existing | Humidification | 0 | 0
CZ14 | cDXOH | Existing | Heat Recovery | 0 | 0
CZ14 | cDXOH | Existing | Water Systems | 0 | 2096567.57
CZ14 | cDXOH | Existing | Refrigeration | 0 | 0
CZ14 | cDXOH | Existing | Generators | 0 | 0
CZ14 | cDXOH | Existing | Total End Uses | 29941089.23 | 2560691.67
CZ15 | cDXOH | Existing | Heating | 0 | 1869.01
CZ15 | cDXOH | Existing | Cooling | 8779161.98 | 0
CZ15 | cDXOH | Existing | Interior Lighting | 4351819.02 | 0
CZ15 | cDXOH | Existing | Exterior Lighting | 0 | 0
CZ15 | cDXOH | Existing | Interior Equipment | 12131475.91 | 435095.44
CZ15 | cDXOH | Existing | Exterior Equipment | 0 | 0
CZ15 | cDXOH | Existing | Fans | 6518230.65 | 0
CZ15 | cDXOH | Existing | Pumps | 0 | 0
CZ15 | cDXOH | Existing | Heat Rejection | 0 | 0
CZ15 | cDXOH | Existing | Humidification | 0 | 0
CZ15 | cDXOH | Existing | Heat Recovery | 0 | 0
CZ15 | cDXOH | Existing | Water Systems | 0 | 1859612.1
CZ15 | cDXOH | Existing | Refrigeration | 0 | 0
CZ15 | cDXOH | Existing | Generators | 0 | 0
CZ15 | cDXOH | Existing | Total End Uses | 31780687.56 | 2296576.54
CZ16 | cDXOH | Existing | Heating | 0 | 193490.64
CZ16 | cDXOH | Existing | Cooling | 4576803.44 | 0
CZ16 | cDXOH | Existing | Interior Lighting | 4351819.02 | 0
CZ16 | cDXOH | Existing | Exterior Lighting | 0 | 0
CZ16 | cDXOH | Existing | Interior Equipment | 12131475.91 | 435095.44
CZ16 | cDXOH | Existing | Exterior Equipment | 0 | 0
CZ16 | cDXOH | Existing | Fans | 7154232.19 | 0
CZ16 | cDXOH | Existing | Pumps | 0 | 0
CZ16 | cDXOH | Existing | Heat Rejection | 0 | 0
CZ16 | cDXOH | Existing | Humidification | 0 | 0
CZ16 | cDXOH | Existing | Heat Recovery | 0 | 0
CZ16 | cDXOH | Existing | Water Systems | 0 | 2479016.2
CZ16 | cDXOH | Existing | Refrigeration | 0 | 0
CZ16 | cDXOH | Existing | Generators | 0 | 0
CZ16 | cDXOH | Existing | Total End Uses | 28214330.56 | 3107602.28
CZ01 | cDXOH | New Construction | Heating | 0 | 8087.11
CZ01 | cDXOH | New Construction | Cooling | 281504.29 | 0
CZ01 | cDXOH | New Construction | Interior Lighting | 2195581.5 | 0
CZ01 | cDXOH | New Construction | Exterior Lighting | 0 | 0
CZ01 | cDXOH | New Construction | Interior Equipment | 12131475.91 | 435095.44
CZ01 | cDXOH | New Construction | Exterior Equipment | 0 | 0
CZ01 | cDXOH | New Construction | Fans | 4081187.02 | 0
CZ01 | cDXOH | New Construction | Pumps | 0 | 0
CZ01 | cDXOH | New Construction | Heat Rejection | 0 | 0
CZ01 | cDXOH | New Construction | Humidification | 0 | 0
CZ01 | cDXOH | New Construction | Heat Recovery | 0 | 0
CZ01 | cDXOH | New Construction | Water Systems | 0 | 2743600.43
CZ01 | cDXOH | New Construction | Refrigeration | 0 | 0
CZ01 | cDXOH | New Construction | Generators | 0 | 0
CZ01 | cDXOH | New Construction | Total End Uses | 18689748.72 | 3186782.98
CZ02 | cDXOH | New Construction | Heating | 0 | 2937.91
CZ02 | cDXOH | New Construction | Cooling | 1687536.77 | 0
CZ02 | cDXOH | New Construction | Interior Lighting | 2195581.5 | 0
CZ02 | cDXOH | New Construction | Exterior Lighting | 0 | 0
CZ02 | cDXOH | New Construction | Interior Equipment | 12131475.91 | 435095.44
CZ02 | cDXOH | New Construction | Exterior Equipment | 0 | 0
CZ02 | cDXOH | New Construction | Fans | 4317217.55 | 0
CZ02 | cDXOH | New Construction | Pumps | 0 | 0
CZ02 | cDXOH | New Construction | Heat Rejection | 0 | 0
CZ02 | cDXOH | New Construction | Humidification | 0 | 0
CZ02 | cDXOH | New Construction | Heat Recovery | 0 | 0
CZ02 | cDXOH | New Construction | Water Systems | 0 | 2518900.86
CZ02 | cDXOH | New Construction | Refrigeration | 0 | 0
CZ02 | cDXOH | New Construction | Generators | 0 | 0
CZ02 | cDXOH | New Construction | Total End Uses | 20331811.72 | 2956934.21
CZ03 | cDXOH | New Construction | Heating | 0 | 952.03
CZ03 | cDXOH | New Construction | Cooling | 1064039.84 | 0
CZ03 | cDXOH | New Construction | Interior Lighting | 2195581.5 | 0
CZ03 | cDXOH | New Construction | Exterior Lighting | 0 | 0
CZ03 | cDXOH | New Construction | Interior Equipment | 12131475.91 | 435095.44
CZ03 | cDXOH | New Construction | Exterior Equipment | 0 | 0
CZ03 | cDXOH | New Construction | Fans | 4249616.71 | 0
CZ03 | cDXOH | New Construction | Pumps | 0 | 0
CZ03 | cDXOH | New Construction | Heat Rejection | 0 | 0
CZ03 | cDXOH | New Construction | Humidification | 0 | 0
CZ03 | cDXOH | New Construction | Heat Recovery | 0 | 0
CZ03 | cDXOH | New Construction | Water Systems | 0 | 2510181.11
CZ03 | cDXOH | New Construction | Refrigeration | 0 | 0
CZ03 | cDXOH | New Construction | Generators | 0 | 0
CZ03 | cDXOH | New Construction | Total End Uses | 19640713.96 | 2946228.58
CZ04 | cDXOH | New Construction | Heating | 0 | 373.34
CZ04 | cDXOH | New Construction | Cooling | 1947535.02 | 0
CZ04 | cDXOH | New Construction | Interior Lighting | 2195581.5 | 0
CZ04 | cDXOH | New Construction | Exterior Lighting | 0 | 0
CZ04 | cDXOH | New Construction | Interior Equipment | 12131475.91 | 435095.44
CZ04 | cDXOH | New Construction | Exterior Equipment | 0 | 0
CZ04 | cDXOH | New Construction | Fans | 4335684.71 | 0
CZ04 | cDXOH | New Construction | Pumps | 0 | 0
CZ04 | cDXOH | New Construction | Heat Rejection | 0 | 0
CZ04 | cDXOH | New Construction | Humidification | 0 | 0
CZ04 | cDXOH | New Construction | Heat Recovery | 0 | 0
CZ04 | cDXOH | New Construction | Water Systems | 0 | 2423275.51
CZ04 | cDXOH | New Construction | Refrigeration | 0 | 0
CZ04 | cDXOH | New Construction | Generators | 0 | 0
CZ04 | cDXOH | New Construction | Total End Uses | 20610277.13 | 2858744.29
CZ05 | cDXOH | New Construction | Heating | 0 | 34.24
CZ05 | cDXOH | New Construction | Cooling | 1371932.02 | 0
CZ05 | cDXOH | New Construction | Interior Lighting | 2195581.5 | 0
CZ05 | cDXOH | New Construction | Exterior Lighting | 0 | 0
CZ05 | cDXOH | New Construction | Interior Equipment | 12131475.91 | 435095.44
CZ05 | cDXOH | New Construction | Exterior Equipment | 0 | 0
CZ05 | cDXOH | New Construction | Fans | 4248800.99 | 0
CZ05 | cDXOH | New Construction | Pumps | 0 | 0
CZ05 | cDXOH | New Construction | Heat Rejection | 0 | 0
CZ05 | cDXOH | New Construction | Humidification | 0 | 0
CZ05 | cDXOH | New Construction | Heat Recovery | 0 | 0
CZ05 | cDXOH | New Construction | Water Systems | 0 | 2510785.44
CZ05 | cDXOH | New Construction | Refrigeration | 0 | 0
CZ05 | cDXOH | New Construction | Generators | 0 | 0
CZ05 | cDXOH | New Construction | Total End Uses | 19947790.42 | 2945915.12
CZ06 | cDXOH | New Construction | Heating | 0 | 0
CZ06 | cDXOH | New Construction | Cooling | 2207961.65 | 0
CZ06 | cDXOH | New Construction | Interior Lighting | 2195581.5 | 0
CZ06 | cDXOH | New Construction | Exterior Lighting | 0 | 0
CZ06 | cDXOH | New Construction | Interior Equipment | 12131475.91 | 435095.44
CZ06 | cDXOH | New Construction | Exterior Equipment | 0 | 0
CZ06 | cDXOH | New Construction | Fans | 4329683.91 | 0
CZ06 | cDXOH | New Construction | Pumps | 0 | 0
CZ06 | cDXOH | New Construction | Heat Rejection | 0 | 0
CZ06 | cDXOH | New Construction | Humidification | 0 | 0
CZ06 | cDXOH | New Construction | Heat Recovery | 0 | 0
CZ06 | cDXOH | New Construction | Water Systems | 0 | 2310236.65
CZ06 | cDXOH | New Construction | Refrigeration | 0 | 0
CZ06 | cDXOH | New Construction | Generators | 0 | 0
CZ06 | cDXOH | New Construction | Total End Uses | 20864702.96 | 2745332.09
CZ07 | cDXOH | New Construction | Heating | 0 | 0
CZ07 | cDXOH | New Construction | Cooling | 2457852.65 | 0
CZ07 | cDXOH | New Construction | Interior Lighting | 2195581.5 | 0
CZ07 | cDXOH | New Construction | Exterior Lighting | 0 | 0
CZ07 | cDXOH | New Construction | Interior Equipment | 12131475.91 | 435095.44
CZ07 | cDXOH | New Construction | Exterior Equipment | 0 | 0
CZ07 | cDXOH | New Construction | Fans | 4282770 | 0
CZ07 | cDXOH | New Construction | Pumps | 0 | 0
CZ07 | cDXOH | New Construction | Heat Rejection | 0 | 0
CZ07 | cDXOH | New Construction | Humidification | 0 | 0
CZ07 | cDXOH | New Construction | Heat Recovery | 0 | 0
CZ07 | cDXOH | New Construction | Water Systems | 0 | 2279053.74
CZ07 | cDXOH | New Construction | Refrigeration | 0 | 0
CZ07 | cDXOH | New Construction | Generators | 0 | 0
CZ07 | cDXOH | New Construction | Total End Uses | 21067680.05 | 2714149.18
CZ08 | cDXOH | New Construction | Heating | 0 | 0
CZ08 | cDXOH | New Construction | Cooling | 2724993.04 | 0
CZ08 | cDXOH | New Construction | Interior Lighting | 2195581.5 | 0
CZ08 | cDXOH | New Construction | Exterior Lighting | 0 | 0
CZ08 | cDXOH | New Construction | Interior Equipment | 12131475.91 | 435095.44
CZ08 | cDXOH | New Construction | Exterior Equipment | 0 | 0
CZ08 | cDXOH | New Construction | Fans | 4362079.44 | 0
CZ08 | cDXOH | New Construction | Pumps | 0 | 0
CZ08 | cDXOH | New Construction | Heat Rejection | 0 | 0
CZ08 | cDXOH | New Construction | Humidification | 0 | 0
CZ08 | cDXOH | New Construction | Heat Recovery | 0 | 0
CZ08 | cDXOH | New Construction | Water Systems | 0 | 2276740.16
CZ08 | cDXOH | New Construction | Refrigeration | 0 | 0
CZ08 | cDXOH | New Construction | Generators | 0 | 0
CZ08 | cDXOH | New Construction | Total End Uses | 21414129.89 | 2711835.6
CZ09 | cDXOH | New Construction | Heating | 0 | 0
CZ09 | cDXOH | New Construction | Cooling | 2972399.95 | 0
CZ09 | cDXOH | New Construction | Interior Lighting | 2195581.5 | 0
CZ09 | cDXOH | New Construction | Exterior Lighting | 0 | 0
CZ09 | cDXOH | New Construction | Interior Equipment | 12131475.91 | 435095.44
CZ09 | cDXOH | New Construction | Exterior Equipment | 0 | 0
CZ09 | cDXOH | New Construction | Fans | 4400287.16 | 0
CZ09 | cDXOH | New Construction | Pumps | 0 | 0
CZ09 | cDXOH | New Construction | Heat Rejection | 0 | 0
CZ09 | cDXOH | New Construction | Humidification | 0 | 0
CZ09 | cDXOH | New Construction | Heat Recovery | 0 | 0
CZ09 | cDXOH | New Construction | Water Systems | 0 | 2245485.39
CZ09 | cDXOH | New Construction | Refrigeration | 0 | 0
CZ09 | cDXOH | New Construction | Generators | 0 | 0
CZ09 | cDXOH | New Construction | Total End Uses | 21699744.52 | 2680580.83
CZ10 | cDXOH | New Construction | Heating | 0 | 17.81
CZ10 | cDXOH | New Construction | Cooling | 3719759.46 | 0
CZ10 | cDXOH | New Construction | Interior Lighting | 2195581.5 | 0
CZ10 | cDXOH | New Construction | Exterior Lighting | 0 | 0
CZ10 | cDXOH | New Construction | Interior Equipment | 12131475.91 | 435095.44
CZ10 | cDXOH | New Construction | Exterior Equipment | 0 | 0
CZ10 | cDXOH | New Construction | Fans | 4566746.13 | 0
CZ10 | cDXOH | New Construction | Pumps | 0 | 0
CZ10 | cDXOH | New Construction | Heat Rejection | 0 | 0
CZ10 | cDXOH | New Construction | Humidification | 0 | 0
CZ10 | cDXOH | New Construction | Heat Recovery | 0 | 0
CZ10 | cDXOH | New Construction | Water Systems | 0 | 2223187.65
CZ10 | cDXOH | New Construction | Refrigeration | 0 | 0
CZ10 | cDXOH | New Construction | Generators | 0 | 0
CZ10 | cDXOH | New Construction | Total End Uses | 22613562.99 | 2658300.9
CZ11 | cDXOH | New Construction | Heating | 0 | 7586.22
CZ11 | cDXOH | New Construction | Cooling | 3707989.76 | 0
CZ11 | cDXOH | New Construction | Interior Lighting | 2195581.5 | 0
CZ11 | cDXOH | New Construction | Exterior Lighting | 0 | 0
CZ11 | cDXOH | New Construction | Interior Equipment | 12131475.91 | 435095.44
CZ11 | cDXOH | New Construction | Exterior Equipment | 0 | 0
CZ11 | cDXOH | New Construction | Fans | 4512411.6 | 0
CZ11 | cDXOH | New Construction | Pumps | 0 | 0
CZ11 | cDXOH | New Construction | Heat Rejection | 0 | 0
CZ11 | cDXOH | New Construction | Humidification | 0 | 0
CZ11 | cDXOH | New Construction | Heat Recovery | 0 | 0
CZ11 | cDXOH | New Construction | Water Systems | 0 | 2271733.21
CZ11 | cDXOH | New Construction | Refrigeration | 0 | 0
CZ11 | cDXOH | New Construction | Generators | 0 | 0
CZ11 | cDXOH | New Construction | Total End Uses | 22547458.76 | 2714414.87
CZ12 | cDXOH | New Construction | Heating | 0 | 7085.67
CZ12 | cDXOH | New Construction | Cooling | 3131002.44 | 0
CZ12 | cDXOH | New Construction | Interior Lighting | 2195581.5 | 0
CZ12 | cDXOH | New Construction | Exterior Lighting | 0 | 0
CZ12 | cDXOH | New Construction | Interior Equipment | 12131475.91 | 435095.44
CZ12 | cDXOH | New Construction | Exterior Equipment | 0 | 0
CZ12 | cDXOH | New Construction | Fans | 4354803.99 | 0
CZ12 | cDXOH | New Construction | Pumps | 0 | 0
CZ12 | cDXOH | New Construction | Heat Rejection | 0 | 0
CZ12 | cDXOH | New Construction | Humidification | 0 | 0
CZ12 | cDXOH | New Construction | Heat Recovery | 0 | 0
CZ12 | cDXOH | New Construction | Water Systems | 0 | 2338122.87
CZ12 | cDXOH | New Construction | Refrigeration | 0 | 0
CZ12 | cDXOH | New Construction | Generators | 0 | 0
CZ12 | cDXOH | New Construction | Total End Uses | 21812863.84 | 2780303.98
CZ13 | cDXOH | New Construction | Heating | 0 | 2467.07
CZ13 | cDXOH | New Construction | Cooling | 4106800.48 | 0
CZ13 | cDXOH | New Construction | Interior Lighting | 2195581.5 | 0
CZ13 | cDXOH | New Construction | Exterior Lighting | 0 | 0
CZ13 | cDXOH | New Construction | Interior Equipment | 12131475.91 | 435095.44
CZ13 | cDXOH | New Construction | Exterior Equipment | 0 | 0
CZ13 | cDXOH | New Construction | Fans | 4483325.74 | 0
CZ13 | cDXOH | New Construction | Pumps | 0 | 0
CZ13 | cDXOH | New Construction | Heat Rejection | 0 | 0
CZ13 | cDXOH | New Construction | Humidification | 0 | 0
CZ13 | cDXOH | New Construction | Heat Recovery | 0 | 0
CZ13 | cDXOH | New Construction | Water Systems | 0 | 2204306.42
CZ13 | cDXOH | New Construction | Refrigeration | 0 | 0
CZ13 | cDXOH | New Construction | Generators | 0 | 0
CZ13 | cDXOH | New Construction | Total End Uses | 22917183.62 | 2641868.93
CZ14 | cDXOH | New Construction | Heating | 0 | 912.71
CZ14 | cDXOH | New Construction | Cooling | 5179748.09 | 0
CZ14 | cDXOH | New Construction | Interior Lighting | 2195581.5 | 0
CZ14 | cDXOH | New Construction | Exterior Lighting | 0 | 0
CZ14 | cDXOH | New Construction | Interior Equipment | 12131475.91 | 435095.44
CZ14 | cDXOH | New Construction | Exterior Equipment | 0 | 0
CZ14 | cDXOH | New Construction | Fans | 4840872.56 | 0
CZ14 | cDXOH | New Construction | Pumps | 0 | 0
CZ14 | cDXOH | New Construction | Heat Rejection | 0 | 0
CZ14 | cDXOH | New Construction | Humidification | 0 | 0
CZ14 | cDXOH | New Construction | Heat Recovery | 0 | 0
CZ14 | cDXOH | New Construction | Water Systems | 0 | 2089496.06
CZ14 | cDXOH | New Construction | Refrigeration | 0 | 0
CZ14 | cDXOH | New Construction | Generators | 0 | 0
CZ14 | cDXOH | New Construction | Total End Uses | 24347678.05 | 2525504.21
CZ15 | cDXOH | New Construction | Heating | 0 | 0
CZ15 | cDXOH | New Construction | Cooling | 6962682.03 | 0
CZ15 | cDXOH | New Construction | Interior Lighting | 2195581.5 | 0
CZ15 | cDXOH | New Construction | Exterior Lighting | 0 | 0
CZ15 | cDXOH | New Construction | Interior Equipment | 12131475.91 | 435095.44
CZ15 | cDXOH | New Construction | Exterior Equipment | 0 | 0
CZ15 | cDXOH | New Construction | Fans | 4595416.82 | 0
CZ15 | cDXOH | New Construction | Pumps | 0 | 0
CZ15 | cDXOH | New Construction | Heat Rejection | 0 | 0
CZ15 | cDXOH | New Construction | Humidification | 0 | 0
CZ15 | cDXOH | New Construction | Heat Recovery | 0 | 0
CZ15 | cDXOH | New Construction | Water Systems | 0 | 1853267.82
CZ15 | cDXOH | New Construction | Refrigeration | 0 | 0
CZ15 | cDXOH | New Construction | Generators | 0 | 0
CZ15 | cDXOH | New Construction | Total End Uses | 25885156.26 | 2288363.26
CZ16 | cDXOH | New Construction | Heating | 0 | 50777.3
CZ16 | cDXOH | New Construction | Cooling | 3624063.16 | 0
CZ16 | cDXOH | New Construction | Interior Lighting | 2195581.5 | 0
CZ16 | cDXOH | New Construction | Exterior Lighting | 0 | 0
CZ16 | cDXOH | New Construction | Interior Equipment | 12131475.91 | 435095.44
CZ16 | cDXOH | New Construction | Exterior Equipment | 0 | 0
CZ16 | cDXOH | New Construction | Fans | 5141493.38 | 0
CZ16 | cDXOH | New Construction | Pumps | 0 | 0
CZ16 | cDXOH | New Construction | Heat Rejection | 0 | 0
CZ16 | cDXOH | New Construction | Humidification | 0 | 0
CZ16 | cDXOH | New Construction | Heat Recovery | 0 | 0
CZ16 | cDXOH | New Construction | Water Systems | 0 | 2473835
CZ16 | cDXOH | New Construction | Refrigeration | 0 | 0
CZ16 | cDXOH | New Construction | Generators | 0 | 0
CZ16 | cDXOH | New Construction | Total End Uses | 23092613.95 | 2959707.74
CZ01 | cPVVG | Existing | Heating | 0 | 2200965.38
CZ01 | cPVVG | Existing | Cooling | 377779.12 | 0
CZ01 | cPVVG | Existing | Interior Lighting | 4351819.02 | 0
CZ01 | cPVVG | Existing | Exterior Lighting | 0 | 0
CZ01 | cPVVG | Existing | Interior Equipment | 12131475.91 | 435095.44
CZ01 | cPVVG | Existing | Exterior Equipment | 0 | 0
CZ01 | cPVVG | Existing | Fans | 2609125.43 | 0
CZ01 | cPVVG | Existing | Pumps | 0 | 0
CZ01 | cPVVG | Existing | Heat Rejection | 0 | 0
CZ01 | cPVVG | Existing | Humidification | 0 | 0
CZ01 | cPVVG | Existing | Heat Recovery | 0 | 0
CZ01 | cPVVG | Existing | Water Systems | 0 | 2751220.42
CZ01 | cPVVG | Existing | Refrigeration | 0 | 0
CZ01 | cPVVG | Existing | Generators | 0 | 0
CZ01 | cPVVG | Existing | Total End Uses | 19470199.47 | 5387281.24
CZ02 | cPVVG | Existing | Heating | 0 | 1505230.44
CZ02 | cPVVG | Existing | Cooling | 2135215.56 | 0
CZ02 | cPVVG | Existing | Interior Lighting | 4351819.02 | 0
CZ02 | cPVVG | Existing | Exterior Lighting | 0 | 0
CZ02 | cPVVG | Existing | Interior Equipment | 12131475.91 | 435095.44
CZ02 | cPVVG | Existing | Exterior Equipment | 0 | 0
CZ02 | cPVVG | Existing | Fans | 3105665.5 | 0
CZ02 | cPVVG | Existing | Pumps | 0 | 0
CZ02 | cPVVG | Existing | Heat Rejection | 0 | 0
CZ02 | cPVVG | Existing | Humidification | 0 | 0
CZ02 | cPVVG | Existing | Heat Recovery | 0 | 0
CZ02 | cPVVG | Existing | Water Systems | 0 | 2525309.57
CZ02 | cPVVG | Existing | Refrigeration | 0 | 0
CZ02 | cPVVG | Existing | Generators | 0 | 0
CZ02 | cPVVG | Existing | Total End Uses | 21724175.99 | 4465635.45
CZ03 | cPVVG | Existing | Heating | 0 | 912198.52
CZ03 | cPVVG | Existing | Cooling | 1449786.39 | 0
CZ03 | cPVVG | Existing | Interior Lighting | 4351819.02 | 0
CZ03 | cPVVG | Existing | Exterior Lighting | 0 | 0
CZ03 | cPVVG | Existing | Interior Equipment | 12131475.91 | 435095.44
CZ03 | cPVVG | Existing | Exterior Equipment | 0 | 0
CZ03 | cPVVG | Existing | Fans | 2961567.51 | 0
CZ03 | cPVVG | Existing | Pumps | 0 | 0
CZ03 | cPVVG | Existing | Heat Rejection | 0 | 0
CZ03 | cPVVG | Existing | Humidification | 0 | 0
CZ03 | cPVVG | Existing | Heat Recovery | 0 | 0
CZ03 | cPVVG | Existing | Water Systems | 0 | 2516420.07
CZ03 | cPVVG | Existing | Refrigeration | 0 | 0
CZ03 | cPVVG | Existing | Generators | 0 | 0
CZ03 | cPVVG | Existing | Total End Uses | 20894648.82 | 3863714.03
CZ04 | cPVVG | Existing | Heating | 0 | 822463.89
CZ04 | cPVVG | Existing | Cooling | 2498459.24 | 0
CZ04 | cPVVG | Existing | Interior Lighting | 4351819.02 | 0
CZ04 | cPVVG | Existing | Exterior Lighting | 0 | 0
CZ04 | cPVVG | Existing | Interior Equipment | 12131475.91 | 435095.44
CZ04 | cPVVG | Existing | Exterior Equipment | 0 | 0
CZ04 | cPVVG | Existing | Fans | 3197523.55 | 0
CZ04 | cPVVG | Existing | Pumps | 0 | 0
CZ04 | cPVVG | Existing | Heat Rejection | 0 | 0
CZ04 | cPVVG | Existing | Humidification | 0 | 0
CZ04 | cPVVG | Existing | Heat Recovery | 0 | 0
CZ04 | cPVVG | Existing | Water Systems | 0 | 2428218.93
CZ04 | cPVVG | Existing | Refrigeration | 0 | 0
CZ04 | cPVVG | Existing | Generators | 0 | 0
CZ04 | cPVVG | Existing | Total End Uses | 22179277.72 | 3685778.25
CZ05 | cPVVG | Existing | Heating | 0 | 903118.44
CZ05 | cPVVG | Existing | Cooling | 1841906.92 | 0
CZ05 | cPVVG | Existing | Interior Lighting | 4351819.02 | 0
CZ05 | cPVVG | Existing | Exterior Lighting | 0 | 0
CZ05 | cPVVG | Existing | Interior Equipment | 12131475.91 | 435095.44
CZ05 | cPVVG | Existing | Exterior Equipment | 0 | 0
CZ05 | cPVVG | Existing | Fans | 3059577.07 | 0
CZ05 | cPVVG | Existing | Pumps | 0 | 0
CZ05 | cPVVG | Existing | Heat Rejection | 0 | 0
CZ05 | cPVVG | Existing | Humidification | 0 | 0
CZ05 | cPVVG | Existing | Heat Recovery | 0 | 0
CZ05 | cPVVG | Existing | Water Systems | 0 | 2516622.23
CZ05 | cPVVG | Existing | Refrigeration | 0 | 0
CZ05 | cPVVG | Existing | Generators | 0 | 0
CZ05 | cPVVG | Existing | Total End Uses | 21384778.92 | 3854836.11
CZ06 | cPVVG | Existing | Heating | 0 | 213825.8
CZ06 | cPVVG | Existing | Cooling | 2877701.56 | 0
CZ06 | cPVVG | Existing | Interior Lighting | 4351819.02 | 0
CZ06 | cPVVG | Existing | Exterior Lighting | 0 | 0
CZ06 | cPVVG | Existing | Interior Equipment | 12131475.91 | 435095.44
CZ06 | cPVVG | Existing | Exterior Equipment | 0 | 0
CZ06 | cPVVG | Existing | Fans | 3297623.97 | 0
CZ06 | cPVVG | Existing | Pumps | 0 | 0
CZ06 | cPVVG | Existing | Heat Rejection | 0 | 0
CZ06 | cPVVG | Existing | Humidification | 0 | 0
CZ06 | cPVVG | Existing | Heat Recovery | 0 | 0
CZ06 | cPVVG | Existing | Water Systems | 0 | 2317199.43
CZ06 | cPVVG | Existing | Refrigeration | 0 | 0
CZ06 | cPVVG | Existing | Generators | 0 | 0
CZ06 | cPVVG | Existing | Total End Uses | 22658620.45 | 2966120.67
CZ07 | cPVVG | Existing | Heating | 0 | 187661.41
CZ07 | cPVVG | Existing | Cooling | 3131144.12 | 0
CZ07 | cPVVG | Existing | Interior Lighting | 4351819.02 | 0
CZ07 | cPVVG | Existing | Exterior Lighting | 0 | 0
CZ07 | cPVVG | Existing | Interior Equipment | 12131475.91 | 435095.44
CZ07 | cPVVG | Existing | Exterior Equipment | 0 | 0
CZ07 | cPVVG | Existing | Fans | 3278415.05 | 0
CZ07 | cPVVG | Existing | Pumps | 0 | 0
CZ07 | cPVVG | Existing | Heat Rejection | 0 | 0
CZ07 | cPVVG | Existing | Humidification | 0 | 0
CZ07 | cPVVG | Existing | Heat Recovery | 0 | 0
CZ07 | cPVVG | Existing | Water Systems | 0 | 2287011.8
CZ07 | cPVVG | Existing | Refrigeration | 0 | 0
CZ07 | cPVVG | Existing | Generators | 0 | 0
CZ07 | cPVVG | Existing | Total End Uses | 22892854.09 | 2909768.65
CZ08 | cPVVG | Existing | Heating | 0 | 297585.83
CZ08 | cPVVG | Existing | Cooling | 3482375.04 | 0
CZ08 | cPVVG | Existing | Interior Lighting | 4351819.02 | 0
CZ08 | cPVVG | Existing | Exterior Lighting | 0 | 0
CZ08 | cPVVG | Existing | Interior Equipment | 12131475.91 | 435095.44
CZ08 | cPVVG | Existing | Exterior Equipment | 0 | 0
CZ08 | cPVVG | Existing | Fans | 3376407.29 | 0
CZ08 | cPVVG | Existing | Pumps | 0 | 0
CZ08 | cPVVG | Existing | Heat Rejection | 0 | 0
CZ08 | cPVVG | Existing | Humidification | 0 | 0
CZ08 | cPVVG | Existing | Heat Recovery | 0 | 0
CZ08 | cPVVG | Existing | Water Systems | 0 | 2282754
CZ08 | cPVVG | Existing | Refrigeration | 0 | 0
CZ08 | cPVVG | Existing | Generators | 0 | 0
CZ08 | cPVVG | Existing | Total End Uses | 23342077.26 | 3015435.27
CZ09 | cPVVG | Existing | Heating | 0 | 237812.61
CZ09 | cPVVG | Existing | Cooling | 3864608.73 | 0
CZ09 | cPVVG | Existing | Interior Lighting | 4351819.02 | 0
CZ09 | cPVVG | Existing | Exterior Lighting | 0 | 0
CZ09 | cPVVG | Existing | Interior Equipment | 12131475.91 | 435095.44
CZ09 | cPVVG | Existing | Exterior Equipment | 0 | 0
CZ09 | cPVVG | Existing | Fans | 3559981.82 | 0
CZ09 | cPVVG | Existing | Pumps | 0 | 0
CZ09 | cPVVG | Existing | Heat Rejection | 0 | 0
CZ09 | cPVVG | Existing | Humidification | 0 | 0
CZ09 | cPVVG | Existing | Heat Recovery | 0 | 0
CZ09 | cPVVG | Existing | Water Systems | 0 | 2251132.87
CZ09 | cPVVG | Existing | Refrigeration | 0 | 0
CZ09 | cPVVG | Existing | Generators | 0 | 0
CZ09 | cPVVG | Existing | Total End Uses | 23907885.47 | 2924040.91
CZ10 | cPVVG | Existing | Heating | 0 | 595194.11
CZ10 | cPVVG | Existing | Cooling | 4493458.54 | 0
CZ10 | cPVVG | Existing | Interior Lighting | 4351819.02 | 0
CZ10 | cPVVG | Existing | Exterior Lighting | 0 | 0
CZ10 | cPVVG | Existing | Interior Equipment | 12131475.91 | 435095.44
CZ10 | cPVVG | Existing | Exterior Equipment | 0 | 0
CZ10 | cPVVG | Existing | Fans | 3506097.67 | 0
CZ10 | cPVVG | Existing | Pumps | 0 | 0
CZ10 | cPVVG | Existing | Heat Rejection | 0 | 0
CZ10 | cPVVG | Existing | Humidification | 0 | 0
CZ10 | cPVVG | Existing | Heat Recovery | 0 | 0
CZ10 | cPVVG | Existing | Water Systems | 0 | 2229923.74
CZ10 | cPVVG | Existing | Refrigeration | 0 | 0
CZ10 | cPVVG | Existing | Generators | 0 | 0
CZ10 | cPVVG | Existing | Total End Uses | 24482851.14 | 3260213.29
CZ11 | cPVVG | Existing | Heating | 0 | 1451732.78
CZ11 | cPVVG | Existing | Cooling | 4616502 | 0
CZ11 | cPVVG | Existing | Interior Lighting | 4351819.02 | 0
CZ11 | cPVVG | Existing | Exterior Lighting | 0 | 0
CZ11 | cPVVG | Existing | Interior Equipment | 12131475.91 | 435095.44
CZ11 | cPVVG | Existing | Exterior Equipment | 0 | 0
CZ11 | cPVVG | Existing | Fans | 3603987.31 | 0
CZ11 | cPVVG | Existing | Pumps | 0 | 0
CZ11 | cPVVG | Existing | Heat Rejection | 0 | 0
CZ11 | cPVVG | Existing | Humidification | 0 | 0
CZ11 | cPVVG | Existing | Heat Recovery | 0 | 0
CZ11 | cPVVG | Existing | Water Systems | 0 | 2278202.55
CZ11 | cPVVG | Existing | Refrigeration | 0 | 0
CZ11 | cPVVG | Existing | Generators | 0 | 0
CZ11 | cPVVG | Existing | Total End Uses | 24703784.24 | 4165030.77
CZ12 | cPVVG | Existing | Heating | 0 | 1341968.7
CZ12 | cPVVG | Existing | Cooling | 3907351.24 | 0
CZ12 | cPVVG | Existing | Interior Lighting | 4351819.02 | 0
CZ12 | cPVVG | Existing | Exterior Lighting | 0 | 0
CZ12 | cPVVG | Existing | Interior Equipment | 12131475.91 | 435095.44
CZ12 | cPVVG | Existing | Exterior Equipment | 0 | 0
CZ12 | cPVVG | Existing | Fans | 3367133.03 | 0
CZ12 | cPVVG | Existing | Pumps | 0 | 0
CZ12 | cPVVG | Existing | Heat Rejection | 0 | 0
CZ12 | cPVVG | Existing | Humidification | 0 | 0
CZ12 | cPVVG | Existing | Heat Recovery | 0 | 0
CZ12 | cPVVG | Existing | Water Systems | 0 | 2345384.98
CZ12 | cPVVG | Existing | Refrigeration | 0 | 0
CZ12 | cPVVG | Existing | Generators | 0 | 0
CZ12 | cPVVG | Existing | Total End Uses | 23757779.2 | 4122449.12
CZ13 | cPVVG | Existing | Heating | 0 | 1041935.4
CZ13 | cPVVG | Existing | Cooling | 5102985.13 | 0
CZ13 | cPVVG | Existing | Interior Lighting | 4351819.02 | 0
CZ13 | cPVVG | Existing | Exterior Lighting | 0 | 0
CZ13 | cPVVG | Existing | Interior Equipment | 12131475.91 | 435095.44
CZ13 | cPVVG | Existing | Exterior Equipment | 0 | 0
CZ13 | cPVVG | Existing | Fans | 3619323.89 | 0
CZ13 | cPVVG | Existing | Pumps | 0 | 0
CZ13 | cPVVG | Existing | Heat Rejection | 0 | 0
CZ13 | cPVVG | Existing | Humidification | 0 | 0
CZ13 | cPVVG | Existing | Heat Recovery | 0 | 0
CZ13 | cPVVG | Existing | Water Systems | 0 | 2211781.52
CZ13 | cPVVG | Existing | Refrigeration | 0 | 0
CZ13 | cPVVG | Existing | Generators | 0 | 0
CZ13 | cPVVG | Existing | Total End Uses | 25205603.94 | 3688812.36
CZ14 | cPVVG | Existing | Heating | 0 | 749362.66
CZ14 | cPVVG | Existing | Cooling | 6335298.88 | 0
CZ14 | cPVVG | Existing | Interior Lighting | 4351819.02 | 0
CZ14 | cPVVG | Existing | Exterior Lighting | 0 | 0
CZ14 | cPVVG | Existing | Interior Equipment | 12131475.91 | 435095.44
CZ14 | cPVVG | Existing | Exterior Equipment | 0 | 0
CZ14 | cPVVG | Existing | Fans | 4043301.95 | 0
CZ14 | cPVVG | Existing | Pumps | 0 | 0
CZ14 | cPVVG | Existing | Heat Rejection | 0 | 0
CZ14 | cPVVG | Existing | Humidification | 0 | 0
CZ14 | cPVVG | Existing | Heat Recovery | 0 | 0
CZ14 | cPVVG | Existing | Water Systems | 0 | 2097009.51
CZ14 | cPVVG | Existing | Refrigeration | 0 | 0
CZ14 | cPVVG | Existing | Generators | 0 | 0
CZ14 | cPVVG | Existing | Total End Uses | 26861895.75 | 3281467.61
CZ15 | cPVVG | Existing | Heating | 0 | 278415.54
CZ15 | cPVVG | Existing | Cooling | 8460920.72 | 0
CZ15 | cPVVG | Existing | Interior Lighting | 4351819.02 | 0
CZ15 | cPVVG | Existing | Exterior Lighting | 0 | 0
CZ15 | cPVVG | Existing | Interior Equipment | 12131475.91 | 435095.44
CZ15 | cPVVG | Existing | Exterior Equipment | 0 | 0
CZ15 | cPVVG | Existing | Fans | 4076239.81 | 0
CZ15 | cPVVG | Existing | Pumps | 0 | 0
CZ15 | cPVVG | Existing | Heat Rejection | 0 | 0
CZ15 | cPVVG | Existing | Humidification | 0 | 0
CZ15 | cPVVG | Existing | Heat Recovery | 0 | 0
CZ15 | cPVVG | Existing | Water Systems | 0 | 1860016.57
CZ15 | cPVVG | Existing | Refrigeration | 0 | 0
CZ15 | cPVVG | Existing | Generators | 0 | 0
CZ15 | cPVVG | Existing | Total End Uses | 29020455.45 | 2573527.55
CZ16 | cPVVG | Existing | Heating | 0 | 2267739.73
CZ16 | cPVVG | Existing | Cooling | 4418983.09 | 0
CZ16 | cPVVG | Existing | Interior Lighting | 4351819.02 | 0
CZ16 | cPVVG | Existing | Exterior Lighting | 0 | 0
CZ16 | cPVVG | Existing | Interior Equipment | 12131475.91 | 435095.44
CZ16 | cPVVG | Existing | Exterior Equipment | 0 | 0
CZ16 | cPVVG | Existing | Fans | 3996025.24 | 0
CZ16 | cPVVG | Existing | Pumps | 0 | 0
CZ16 | cPVVG | Existing | Heat Rejection | 0 | 0
CZ16 | cPVVG | Existing | Humidification | 0 | 0
CZ16 | cPVVG | Existing | Heat Recovery | 0 | 0
CZ16 | cPVVG | Existing | Water Systems | 0 | 2478865.93
CZ16 | cPVVG | Existing | Refrigeration | 0 | 0
CZ16 | cPVVG | Existing | Generators | 0 | 0
CZ16 | cPVVG | Existing | Total End Uses | 24898303.26 | 5181701.1
CZ01 | cPVVG | New Construction | Heating | 0 | 2167020.95
CZ01 | cPVVG | New Construction | Cooling | 326472.25 | 0
CZ01 | cPVVG | New Construction | Interior Lighting | 2195581.5 | 0
CZ01 | cPVVG | New Construction | Exterior Lighting | 0 | 0
CZ01 | cPVVG | New Construction | Interior Equipment | 12131475.91 | 435095.44
CZ01 | cPVVG | New Construction | Exterior Equipment | 0 | 0
CZ01 | cPVVG | New Construction | Fans | 2038382.1 | 0
CZ01 | cPVVG | New Construction | Pumps | 0 | 0
CZ01 | cPVVG | New Construction | Heat Rejection | 0 | 0
CZ01 | cPVVG | New Construction | Humidification | 0 | 0
CZ01 | cPVVG | New Construction | Heat Recovery | 0 | 0
CZ01 | cPVVG | New Construction | Water Systems | 0 | 2744695.07
CZ01 | cPVVG | New Construction | Refrigeration | 0 | 0
CZ01 | cPVVG | New Construction | Generators | 0 | 0
CZ01 | cPVVG | New Construction | Total End Uses | 16691911.76 | 5346811.46
CZ02 | cPVVG | New Construction | Heating | 0 | 1431178.55
CZ02 | cPVVG | New Construction | Cooling | 1692232.92 | 0
CZ02 | cPVVG | New Construction | Interior Lighting | 2195581.5 | 0
CZ02 | cPVVG | New Construction | Exterior Lighting | 0 | 0
CZ02 | cPVVG | New Construction | Interior Equipment | 12131475.91 | 435095.44
CZ02 | cPVVG | New Construction | Exterior Equipment | 0 | 0
CZ02 | cPVVG | New Construction | Fans | 2356234.57 | 0
CZ02 | cPVVG | New Construction | Pumps | 0 | 0
CZ02 | cPVVG | New Construction | Heat Rejection | 0 | 0
CZ02 | cPVVG | New Construction | Humidification | 0 | 0
CZ02 | cPVVG | New Construction | Heat Recovery | 0 | 0
CZ02 | cPVVG | New Construction | Water Systems | 0 | 2520173.92
CZ02 | cPVVG | New Construction | Refrigeration | 0 | 0
CZ02 | cPVVG | New Construction | Generators | 0 | 0
CZ02 | cPVVG | New Construction | Total End Uses | 18375524.9 | 4386447.91
CZ03 | cPVVG | New Construction | Heating | 0 | 911949.51
CZ03 | cPVVG | New Construction | Cooling | 1127370.75 | 0
CZ03 | cPVVG | New Construction | Interior Lighting | 2195581.5 | 0
CZ03 | cPVVG | New Construction | Exterior Lighting | 0 | 0
CZ03 | cPVVG | New Construction | Interior Equipment | 12131475.91 | 435095.44
CZ03 | cPVVG | New Construction | Exterior Equipment | 0 | 0
CZ03 | cPVVG | New Construction | Fans | 2253071.17 | 0
CZ03 | cPVVG | New Construction | Pumps | 0 | 0
CZ03 | cPVVG | New Construction | Heat Rejection | 0 | 0
CZ03 | cPVVG | New Construction | Humidification | 0 | 0
CZ03 | cPVVG | New Construction | Heat Recovery | 0 | 0
CZ03 | cPVVG | New Construction | Water Systems | 0 | 2509932.81
CZ03 | cPVVG | New Construction | Refrigeration | 0 | 0
CZ03 | cPVVG | New Construction | Generators | 0 | 0
CZ03 | cPVVG | New Construction | Total End Uses | 17707499.33 | 3856977.77
CZ04 | cPVVG | New Construction | Heating | 0 | 811227.61
CZ04 | cPVVG | New Construction | Cooling | 1941994.3 | 0
CZ04 | cPVVG | New Construction | Interior Lighting | 2195581.5 | 0
CZ04 | cPVVG | New Construction | Exterior Lighting | 0 | 0
CZ04 | cPVVG | New Construction | Interior Equipment | 12131475.91 | 435095.44
CZ04 | cPVVG | New Construction | Exterior Equipment | 0 | 0
CZ04 | cPVVG | New Construction | Fans | 2408806.88 | 0
CZ04 | cPVVG | New Construction | Pumps | 0 | 0
CZ04 | cPVVG | New Construction | Heat Rejection | 0 | 0
CZ04 | cPVVG | New Construction | Humidification | 0 | 0
CZ04 | cPVVG | New Construction | Heat Recovery | 0 | 0
CZ04 | cPVVG | New Construction | Water Systems | 0 | 2421527.6
CZ04 | cPVVG | New Construction | Refrigeration | 0 | 0
CZ04 | cPVVG | New Construction | Generators | 0 | 0
CZ04 | cPVVG | New Construction | Total End Uses | 18677858.6 | 3667850.65
CZ05 | cPVVG | New Construction | Heating | 0 | 954560.82
CZ05 | cPVVG | New Construction | Cooling | 1413869.05 | 0
CZ05 | cPVVG | New Construction | Interior Lighting | 2195581.5 | 0
CZ05 | cPVVG | New Construction | Exterior Lighting | 0 | 0
CZ05 | cPVVG | New Construction | Interior Equipment | 12131475.91 | 435095.44
CZ05 | cPVVG | New Construction | Exterior Equipment | 0 | 0
CZ05 | cPVVG | New Construction | Fans | 2322414.6 | 0
CZ05 | cPVVG | New Construction | Pumps | 0 | 0
CZ05 | cPVVG | New Construction | Heat Rejection | 0 | 0
CZ05 | cPVVG | New Construction | Humidification | 0 | 0
CZ05 | cPVVG | New Construction | Heat Recovery | 0 | 0
CZ05 | cPVVG | New Construction | Water Systems | 0 | 2509648.88
CZ05 | cPVVG | New Construction | Refrigeration | 0 | 0
CZ05 | cPVVG | New Construction | Generators | 0 | 0
CZ05 | cPVVG | New Construction | Total End Uses | 18063341.06 | 3899305.14
CZ06 | cPVVG | New Construction | Heating | 0 | 213012.52
CZ06 | cPVVG | New Construction | Cooling | 2250630.25 | 0
CZ06 | cPVVG | New Construction | Interior Lighting | 2195581.5 | 0
CZ06 | cPVVG | New Construction | Exterior Lighting | 0 | 0
CZ06 | cPVVG | New Construction | Interior Equipment | 12131475.91 | 435095.44
CZ06 | cPVVG | New Construction | Exterior Equipment | 0 | 0
CZ06 | cPVVG | New Construction | Fans | 2509622.03 | 0
CZ06 | cPVVG | New Construction | Pumps | 0 | 0
CZ06 | cPVVG | New Construction | Heat Rejection | 0 | 0
CZ06 | cPVVG | New Construction | Humidification | 0 | 0
CZ06 | cPVVG | New Construction | Heat Recovery | 0 | 0
CZ06 | cPVVG | New Construction | Water Systems | 0 | 2310727.9
CZ06 | cPVVG | New Construction | Refrigeration | 0 | 0
CZ06 | cPVVG | New Construction | Generators | 0 | 0
CZ06 | cPVVG | New Construction | Total End Uses | 19087309.69 | 2958835.86
CZ07 | cPVVG | New Construction | Heating | 0 | 197852.81
CZ07 | cPVVG | New Construction | Cooling | 2443749.29 | 0
CZ07 | cPVVG | New Construction | Interior Lighting | 2195581.5 | 0
CZ07 | cPVVG | New Construction | Exterior Lighting | 0 | 0
CZ07 | cPVVG | New Construction | Interior Equipment | 12131475.91 | 435095.44
CZ07 | cPVVG | New Construction | Exterior Equipment | 0 | 0
CZ07 | cPVVG | New Construction | Fans | 2495264.06 | 0
CZ07 | cPVVG | New Construction | Pumps | 0 | 0
CZ07 | cPVVG | New Construction | Heat Rejection | 0 | 0
CZ07 | cPVVG | New Construction | Humidification | 0 | 0
CZ07 | cPVVG | New Construction | Heat Recovery | 0 | 0
CZ07 | cPVVG | New Construction | Water Systems | 0 | 2279652.27
CZ07 | cPVVG | New Construction | Refrigeration | 0 | 0
CZ07 | cPVVG | New Construction | Generators | 0 | 0
CZ07 | cPVVG | New Construction | Total End Uses | 19266070.75 | 2912600.52
CZ08 | cPVVG | New Construction | Heating | 0 | 308034.16
CZ08 | cPVVG | New Construction | Cooling | 2708066.81 | 0
CZ08 | cPVVG | New Construction | Interior Lighting | 2195581.5 | 0
CZ08 | cPVVG | New Construction | Exterior Lighting | 0 | 0
CZ08 | cPVVG | New Construction | Interior Equipment | 12131475.91 | 435095.44
CZ08 | cPVVG | New Construction | Exterior Equipment | 0 | 0
CZ08 | cPVVG | New Construction | Fans | 2535712.46 | 0
CZ08 | cPVVG | New Construction | Pumps | 0 | 0
CZ08 | cPVVG | New Construction | Heat Rejection | 0 | 0
CZ08 | cPVVG | New Construction | Humidification | 0 | 0
CZ08 | cPVVG | New Construction | Heat Recovery | 0 | 0
CZ08 | cPVVG | New Construction | Water Systems | 0 | 2276435.59
CZ08 | cPVVG | New Construction | Refrigeration | 0 | 0
CZ08 | cPVVG | New Construction | Generators | 0 | 0
CZ08 | cPVVG | New Construction | Total End Uses | 19570836.68 | 3019565.19
CZ09 | cPVVG | New Construction | Heating | 0 | 250946.14
CZ09 | cPVVG | New Construction | Cooling | 2920012.75 | 0
CZ09 | cPVVG | New Construction | Interior Lighting | 2195581.5 | 0
CZ09 | cPVVG | New Construction | Exterior Lighting | 0 | 0
CZ09 | cPVVG | New Construction | Interior Equipment | 12131475.91 | 435095.44
CZ09 | cPVVG | New Construction | Exterior Equipment | 0 | 0
CZ09 | cPVVG | New Construction | Fans | 2602733.18 | 0
CZ09 | cPVVG | New Construction | Pumps | 0 | 0
CZ09 | cPVVG | New Construction | Heat Rejection | 0 | 0
CZ09 | cPVVG | New Construction | Humidification | 0 | 0
CZ09 | cPVVG | New Construction | Heat Recovery | 0 | 0
CZ09 | cPVVG | New Construction | Water Systems | 0 | 2244587.45
CZ09 | cPVVG | New Construction | Refrigeration | 0 | 0
CZ09 | cPVVG | New Construction | Generators | 0 | 0
CZ09 | cPVVG | New Construction | Total End Uses | 19849803.34 | 2930629.03
CZ10 | cPVVG | New Construction | Heating | 0 | 622472.02
CZ10 | cPVVG | New Construction | Cooling | 3636688.49 | 0
CZ10 | cPVVG | New Construction | Interior Lighting | 2195581.5 | 0
CZ10 | cPVVG | New Construction | Exterior Lighting | 0 | 0
CZ10 | cPVVG | New Construction | Interior Equipment | 12131475.91 | 435095.44
CZ10 | cPVVG | New Construction | Exterior Equipment | 0 | 0
CZ10 | cPVVG | New Construction | Fans | 2713462.49 | 0
CZ10 | cPVVG | New Construction | Pumps | 0 | 0
CZ10 | cPVVG | New Construction | Heat Rejection | 0 | 0
CZ10 | cPVVG | New Construction | Humidification | 0 | 0
CZ10 | cPVVG | New Construction | Heat Recovery | 0 | 0
CZ10 | cPVVG | New Construction | Water Systems | 0 | 2223784.18
CZ10 | cPVVG | New Construction | Refrigeration | 0 | 0
CZ10 | cPVVG | New Construction | Generators | 0 | 0
CZ10 | cPVVG | New Construction | Total End Uses | 20677208.39 | 3281351.64
CZ11 | cPVVG | New Construction | Heating | 0 | 1359075.09
CZ11 | cPVVG | New Construction | Cooling | 3623376.71 | 0
CZ11 | cPVVG | New Construction | Interior Lighting | 2195581.5 | 0
CZ11 | cPVVG | New Construction | Exterior Lighting | 0 | 0
CZ11 | cPVVG | New Construction | Interior Equipment | 12131475.91 | 435095.44
CZ11 | cPVVG | New Construction | Exterior Equipment | 0 | 0
CZ11 | cPVVG | New Construction | Fans | 2673992.7 | 0
CZ11 | cPVVG | New Construction | Pumps | 0 | 0
CZ11 | cPVVG | New Construction | Heat Rejection | 0 | 0
CZ11 | cPVVG | New Construction | Humidification | 0 | 0
CZ11 | cPVVG | New Construction | Heat Recovery | 0 | 0
CZ11 | cPVVG | New Construction | Water Systems | 0 | 2270776.99
CZ11 | cPVVG | New Construction | Refrigeration | 0 | 0
CZ11 | cPVVG | New Construction | Generators | 0 | 0
CZ11 | cPVVG | New Construction | Total End Uses | 20624426.82 | 4064947.52
CZ12 | cPVVG | New Construction | Heating | 0 | 1298978.78
CZ12 | cPVVG | New Construction | Cooling | 3070500.43 | 0
CZ12 | cPVVG | New Construction | Interior Lighting | 2195581.5 | 0
CZ12 | cPVVG | New Construction | Exterior Lighting | 0 | 0
CZ12 | cPVVG | New Construction | Interior Equipment | 12131475.91 | 435095.44
CZ12 | cPVVG | New Construction | Exterior Equipment | 0 | 0
CZ12 | cPVVG | New Construction | Fans | 2536179.94 | 0
CZ12 | cPVVG | New Construction | Pumps | 0 | 0
CZ12 | cPVVG | New Construction | Heat Rejection | 0 | 0
CZ12 | cPVVG | New Construction | Humidification | 0 | 0
CZ12 | cPVVG | New Construction | Heat Recovery | 0 | 0
CZ12 | cPVVG | New Construction | Water Systems | 0 | 2338421.71
CZ12 | cPVVG | New Construction | Refrigeration | 0 | 0
CZ12 | cPVVG | New Construction | Generators | 0 | 0
CZ12 | cPVVG | New Construction | Total End Uses | 19933737.79 | 4072495.93
CZ13 | cPVVG | New Construction | Heating | 0 | 1045997.84
CZ13 | cPVVG | New Construction | Cooling | 4011642.47 | 0
CZ13 | cPVVG | New Construction | Interior Lighting | 2195581.5 | 0
CZ13 | cPVVG | New Construction | Exterior Lighting | 0 | 0
CZ13 | cPVVG | New Construction | Interior Equipment | 12131475.91 | 435095.44
CZ13 | cPVVG | New Construction | Exterior Equipment | 0 | 0
CZ13 | cPVVG | New Construction | Fans | 2704866.68 | 0
CZ13 | cPVVG | New Construction | Pumps | 0 | 0
CZ13 | cPVVG | New Construction | Heat Rejection | 0 | 0
CZ13 | cPVVG | New Construction | Humidification | 0 | 0
CZ13 | cPVVG | New Construction | Heat Recovery | 0 | 0
CZ13 | cPVVG | New Construction | Water Systems | 0 | 2203948.49
CZ13 | cPVVG | New Construction | Refrigeration | 0 | 0
CZ13 | cPVVG | New Construction | Generators | 0 | 0
CZ13 | cPVVG | New Construction | Total End Uses | 21043566.56 | 3685041.77
CZ14 | cPVVG | New Construction | Heating | 0 | 761482.62
CZ14 | cPVVG | New Construction | Cooling | 5038080.11 | 0
CZ14 | cPVVG | New Construction | Interior Lighting | 2195581.5 | 0
CZ14 | cPVVG | New Construction | Exterior Lighting | 0 | 0
CZ14 | cPVVG | New Construction | Interior Equipment | 12131475.91 | 435095.44
CZ14 | cPVVG | New Construction | Exterior Equipment | 0 | 0
CZ14 | cPVVG | New Construction | Fans | 3028690.2 | 0
CZ14 | cPVVG | New Construction | Pumps | 0 | 0
CZ14 | cPVVG | New Construction | Heat Rejection | 0 | 0
CZ14 | cPVVG | New Construction | Humidification | 0 | 0
CZ14 | cPVVG | New Construction | Heat Recovery | 0 | 0
CZ14 | cPVVG | New Construction | Water Systems | 0 | 2090522.95
CZ14 | cPVVG | New Construction | Refrigeration | 0 | 0
CZ14 | cPVVG | New Construction | Generators | 0 | 0
CZ14 | cPVVG | New Construction | Total End Uses | 22393827.72 | 3287101.01
CZ15 | cPVVG | New Construction | Heating | 0 | 316363.53
CZ15 | cPVVG | New Construction | Cooling | 6792550.57 | 0
CZ15 | cPVVG | New Construction | Interior Lighting | 2195581.5 | 0
CZ15 | cPVVG | New Construction | Exterior Lighting | 0 | 0
CZ15 | cPVVG | New Construction | Interior Equipment | 12131475.91 | 435095.44
CZ15 | cPVVG | New Construction | Exterior Equipment | 0 | 0
CZ15 | cPVVG | New Construction | Fans | 3084979.26 | 0
CZ15 | cPVVG | New Construction | Pumps | 0 | 0
CZ15 | cPVVG | New Construction | Heat Rejection | 0 | 0
CZ15 | cPVVG | New Construction | Humidification | 0 | 0
CZ15 | cPVVG | New Construction | Heat Recovery | 0 | 0
CZ15 | cPVVG | New Construction | Water Systems | 0 | 1852542.01
CZ15 | cPVVG | New Construction | Refrigeration | 0 | 0
CZ15 | cPVVG | New Construction | Generators | 0 | 0
CZ15 | cPVVG | New Construction | Total End Uses | 24204587.24 | 2604000.98
CZ16 | cPVVG | New Construction | Heating | 0 | 2150611.59
CZ16 | cPVVG | New Construction | Cooling | 3546584.15 | 0
CZ16 | cPVVG | New Construction | Interior Lighting | 2195581.5 | 0
CZ16 | cPVVG | New Construction | Exterior Lighting | 0 | 0
CZ16 | cPVVG | New Construction | Interior Equipment | 12131475.91 | 435095.44
CZ16 | cPVVG | New Construction | Exterior Equipment | 0 | 0
CZ16 | cPVVG | New Construction | Fans | 3040114.3 | 0
CZ16 | cPVVG | New Construction | Pumps | 0 | 0
CZ16 | cPVVG | New Construction | Heat Rejection | 0 | 0
CZ16 | cPVVG | New Construction | Humidification | 0 | 0
CZ16 | cPVVG | New Construction | Heat Recovery | 0 | 0
CZ16 | cPVVG | New Construction | Water Systems | 0 | 2475247.2
CZ16 | cPVVG | New Construction | Refrigeration | 0 | 0
CZ16 | cPVVG | New Construction | Generators | 0 | 0
CZ16 | cPVVG | New Construction | Total End Uses | 20913755.86 | 5060954.23

## Raw_endusebreakdownannual (hidden)
Vintage | Climate Zone | HVAC System | End Use | Electricity [kBtu] | Natural Gas [kBtu]
Existing | CZ01 | cAVVG | Heating | 0 | 3017009.87
Existing | CZ01 | cAVVG | Cooling | 390137.84 | 0
Existing | CZ01 | cAVVG | Interior Lighting | 4351819.02 | 0
Existing | CZ01 | cAVVG | Exterior Lighting | 0 | 0
Existing | CZ01 | cAVVG | Interior Equipment | 12131475.91 | 435095.44
Existing | CZ01 | cAVVG | Exterior Equipment | 0 | 0
Existing | CZ01 | cAVVG | Fans | 2498099.69 | 0
Existing | CZ01 | cAVVG | Pumps | 14324.82 | 0
Existing | CZ01 | cAVVG | Heat Rejection | 0 | 0
Existing | CZ01 | cAVVG | Humidification | 0 | 0
Existing | CZ01 | cAVVG | Heat Recovery | 0 | 0
Existing | CZ01 | cAVVG | Water Systems | 0 | 2751240.17
Existing | CZ01 | cAVVG | Refrigeration | 0 | 0
Existing | CZ01 | cAVVG | Generators | 0 | 0
Existing | CZ01 | cAVVG | Total End Uses | 19385857.28 | 6203345.48
Existing | CZ02 | cAVVG | Heating | 0 | 2093957.12
Existing | CZ02 | cAVVG | Cooling | 2617411.28 | 0
Existing | CZ02 | cAVVG | Interior Lighting | 4351819.02 | 0
Existing | CZ02 | cAVVG | Exterior Lighting | 0 | 0
Existing | CZ02 | cAVVG | Interior Equipment | 12131475.91 | 435095.44
Existing | CZ02 | cAVVG | Exterior Equipment | 0 | 0
Existing | CZ02 | cAVVG | Fans | 2936009.76 | 0
Existing | CZ02 | cAVVG | Pumps | 90009.04 | 0
Existing | CZ02 | cAVVG | Heat Rejection | 0 | 0
Existing | CZ02 | cAVVG | Humidification | 0 | 0
Existing | CZ02 | cAVVG | Heat Recovery | 0 | 0
Existing | CZ02 | cAVVG | Water Systems | 0 | 2525318.88
Existing | CZ02 | cAVVG | Refrigeration | 0 | 0
Existing | CZ02 | cAVVG | Generators | 0 | 0
Existing | CZ02 | cAVVG | Total End Uses | 22126725.01 | 5054371.44
Existing | CZ03 | cAVVG | Heating | 0 | 1395986.82
Existing | CZ03 | cAVVG | Cooling | 1725866 | 0
Existing | CZ03 | cAVVG | Interior Lighting | 4351819.02 | 0
Existing | CZ03 | cAVVG | Exterior Lighting | 0 | 0
Existing | CZ03 | cAVVG | Interior Equipment | 12131475.91 | 435095.44
Existing | CZ03 | cAVVG | Exterior Equipment | 0 | 0
Existing | CZ03 | cAVVG | Fans | 2644964.23 | 0
Existing | CZ03 | cAVVG | Pumps | 80024.81 | 0
Existing | CZ03 | cAVVG | Heat Rejection | 0 | 0
Existing | CZ03 | cAVVG | Humidification | 0 | 0
Existing | CZ03 | cAVVG | Heat Recovery | 0 | 0
Existing | CZ03 | cAVVG | Water Systems | 0 | 2516504.16
Existing | CZ03 | cAVVG | Refrigeration | 0 | 0
Existing | CZ03 | cAVVG | Generators | 0 | 0
Existing | CZ03 | cAVVG | Total End Uses | 20934149.97 | 4347586.41
Existing | CZ04 | cAVVG | Heating | 0 | 1334021.41
Existing | CZ04 | cAVVG | Cooling | 3040092.71 | 0
Existing | CZ04 | cAVVG | Interior Lighting | 4351819.02 | 0
Existing | CZ04 | cAVVG | Exterior Lighting | 0 | 0
Existing | CZ04 | cAVVG | Interior Equipment | 12131475.91 | 435095.44
Existing | CZ04 | cAVVG | Exterior Equipment | 0 | 0
Existing | CZ04 | cAVVG | Fans | 3014508.72 | 0
Existing | CZ04 | cAVVG | Pumps | 104537.7 | 0
Existing | CZ04 | cAVVG | Heat Rejection | 0 | 0
Existing | CZ04 | cAVVG | Humidification | 0 | 0
Existing | CZ04 | cAVVG | Heat Recovery | 0 | 0
Existing | CZ04 | cAVVG | Water Systems | 0 | 2428660.93
Existing | CZ04 | cAVVG | Refrigeration | 0 | 0
Existing | CZ04 | cAVVG | Generators | 0 | 0
Existing | CZ04 | cAVVG | Total End Uses | 22642434.05 | 4197777.78
Existing | CZ05 | cAVVG | Heating | 0 | 1387813.21
Existing | CZ05 | cAVVG | Cooling | 2108313.97 | 0
Existing | CZ05 | cAVVG | Interior Lighting | 4351819.02 | 0
Existing | CZ05 | cAVVG | Exterior Lighting | 0 | 0
Existing | CZ05 | cAVVG | Interior Equipment | 12131475.91 | 435095.44
Existing | CZ05 | cAVVG | Exterior Equipment | 0 | 0
Existing | CZ05 | cAVVG | Fans | 2697642.79 | 0
Existing | CZ05 | cAVVG | Pumps | 78732.74 | 0
Existing | CZ05 | cAVVG | Heat Rejection | 0 | 0
Existing | CZ05 | cAVVG | Humidification | 0 | 0
Existing | CZ05 | cAVVG | Heat Recovery | 0 | 0
Existing | CZ05 | cAVVG | Water Systems | 0 | 2516824.55
Existing | CZ05 | cAVVG | Refrigeration | 0 | 0
Existing | CZ05 | cAVVG | Generators | 0 | 0
Existing | CZ05 | cAVVG | Total End Uses | 21367984.43 | 4339733.2
Existing | CZ06 | cAVVG | Heating | 0 | 446436.81
Existing | CZ06 | cAVVG | Cooling | 3513311.94 | 0
Existing | CZ06 | cAVVG | Interior Lighting | 4351819.02 | 0
Existing | CZ06 | cAVVG | Exterior Lighting | 0 | 0
Existing | CZ06 | cAVVG | Interior Equipment | 12131475.91 | 435095.44
Existing | CZ06 | cAVVG | Exterior Equipment | 0 | 0
Existing | CZ06 | cAVVG | Fans | 3220974.25 | 0
Existing | CZ06 | cAVVG | Pumps | 138369.81 | 0
Existing | CZ06 | cAVVG | Heat Rejection | 0 | 0
Existing | CZ06 | cAVVG | Humidification | 0 | 0
Existing | CZ06 | cAVVG | Heat Recovery | 0 | 0
Existing | CZ06 | cAVVG | Water Systems | 0 | 2317095.03
Existing | CZ06 | cAVVG | Refrigeration | 0 | 0
Existing | CZ06 | cAVVG | Generators | 0 | 0
Existing | CZ06 | cAVVG | Total End Uses | 23355950.92 | 3198627.28
Existing | CZ07 | cAVVG | Heating | 0 | 602979.13
Existing | CZ07 | cAVVG | Cooling | 3928113.85 | 0
Existing | CZ07 | cAVVG | Interior Lighting | 4351819.02 | 0
Existing | CZ07 | cAVVG | Exterior Lighting | 0 | 0
Existing | CZ07 | cAVVG | Interior Equipment | 12131475.91 | 435095.44
Existing | CZ07 | cAVVG | Exterior Equipment | 0 | 0
Existing | CZ07 | cAVVG | Fans | 3287921.56 | 0
Existing | CZ07 | cAVVG | Pumps | 146511.23 | 0
Existing | CZ07 | cAVVG | Heat Rejection | 0 | 0
Existing | CZ07 | cAVVG | Humidification | 0 | 0
Existing | CZ07 | cAVVG | Heat Recovery | 0 | 0
Existing | CZ07 | cAVVG | Water Systems | 0 | 2286905.73
Existing | CZ07 | cAVVG | Refrigeration | 0 | 0
Existing | CZ07 | cAVVG | Generators | 0 | 0
Existing | CZ07 | cAVVG | Total End Uses | 23845841.56 | 3324980.3
Existing | CZ08 | cAVVG | Heating | 0 | 767357.37
Existing | CZ08 | cAVVG | Cooling | 4296000.22 | 0
Existing | CZ08 | cAVVG | Interior Lighting | 4351819.02 | 0
Existing | CZ08 | cAVVG | Exterior Lighting | 0 | 0
Existing | CZ08 | cAVVG | Interior Equipment | 12131475.91 | 435095.44
Existing | CZ08 | cAVVG | Exterior Equipment | 0 | 0
Existing | CZ08 | cAVVG | Fans | 3152911.88 | 0
Existing | CZ08 | cAVVG | Pumps | 123077.31 | 0
Existing | CZ08 | cAVVG | Heat Rejection | 0 | 0
Existing | CZ08 | cAVVG | Humidification | 0 | 0
Existing | CZ08 | cAVVG | Heat Recovery | 0 | 0
Existing | CZ08 | cAVVG | Water Systems | 0 | 2283537.53
Existing | CZ08 | cAVVG | Refrigeration | 0 | 0
Existing | CZ08 | cAVVG | Generators | 0 | 0
Existing | CZ08 | cAVVG | Total End Uses | 24055284.33 | 3485990.34
Existing | CZ09 | cAVVG | Heating | 0 | 611645.4
Existing | CZ09 | cAVVG | Cooling | 4846838.4 | 0
Existing | CZ09 | cAVVG | Interior Lighting | 4351819.02 | 0
Existing | CZ09 | cAVVG | Exterior Lighting | 0 | 0
Existing | CZ09 | cAVVG | Interior Equipment | 12131475.91 | 435095.44
Existing | CZ09 | cAVVG | Exterior Equipment | 0 | 0
Existing | CZ09 | cAVVG | Fans | 3537303.2 | 0
Existing | CZ09 | cAVVG | Pumps | 157481.34 | 0
Existing | CZ09 | cAVVG | Heat Rejection | 0 | 0
Existing | CZ09 | cAVVG | Humidification | 0 | 0
Existing | CZ09 | cAVVG | Heat Recovery | 0 | 0
Existing | CZ09 | cAVVG | Water Systems | 0 | 2251083.14
Existing | CZ09 | cAVVG | Refrigeration | 0 | 0
Existing | CZ09 | cAVVG | Generators | 0 | 0
Existing | CZ09 | cAVVG | Total End Uses | 25024917.86 | 3297823.98
Existing | CZ10 | cAVVG | Heating | 0 | 1223918.77
Existing | CZ10 | cAVVG | Cooling | 5458970.51 | 0
Existing | CZ10 | cAVVG | Interior Lighting | 4351819.02 | 0
Existing | CZ10 | cAVVG | Exterior Lighting | 0 | 0
Existing | CZ10 | cAVVG | Interior Equipment | 12131475.91 | 435095.44
Existing | CZ10 | cAVVG | Exterior Equipment | 0 | 0
Existing | CZ10 | cAVVG | Fans | 3440403.16 | 0
Existing | CZ10 | cAVVG | Pumps | 121416.47 | 0
Existing | CZ10 | cAVVG | Heat Rejection | 0 | 0
Existing | CZ10 | cAVVG | Humidification | 0 | 0
Existing | CZ10 | cAVVG | Heat Recovery | 0 | 0
Existing | CZ10 | cAVVG | Water Systems | 0 | 2230264.64
Existing | CZ10 | cAVVG | Refrigeration | 0 | 0
Existing | CZ10 | cAVVG | Generators | 0 | 0
Existing | CZ10 | cAVVG | Total End Uses | 25504085.07 | 3889278.85
Existing | CZ11 | cAVVG | Heating | 0 | 2436160.86
Existing | CZ11 | cAVVG | Cooling | 5641604.59 | 0
Existing | CZ11 | cAVVG | Interior Lighting | 4351819.02 | 0
Existing | CZ11 | cAVVG | Exterior Lighting | 0 | 0
Existing | CZ11 | cAVVG | Interior Equipment | 12131475.91 | 435095.44
Existing | CZ11 | cAVVG | Exterior Equipment | 0 | 0
Existing | CZ11 | cAVVG | Fans | 3599799.75 | 0
Existing | CZ11 | cAVVG | Pumps | 110691.41 | 0
Existing | CZ11 | cAVVG | Heat Rejection | 0 | 0
Existing | CZ11 | cAVVG | Humidification | 0 | 0
Existing | CZ11 | cAVVG | Heat Recovery | 0 | 0
Existing | CZ11 | cAVVG | Water Systems | 0 | 2278278.46
Existing | CZ11 | cAVVG | Refrigeration | 0 | 0
Existing | CZ11 | cAVVG | Generators | 0 | 0
Existing | CZ11 | cAVVG | Total End Uses | 25835390.67 | 5149534.76
Existing | CZ12 | cAVVG | Heating | 0 | 2026141.08
Existing | CZ12 | cAVVG | Cooling | 4749295.55 | 0
Existing | CZ12 | cAVVG | Interior Lighting | 4351819.02 | 0
Existing | CZ12 | cAVVG | Exterior Lighting | 0 | 0
Existing | CZ12 | cAVVG | Interior Equipment | 12131475.91 | 435095.44
Existing | CZ12 | cAVVG | Exterior Equipment | 0 | 0
Existing | CZ12 | cAVVG | Fans | 3331375.16 | 0
Existing | CZ12 | cAVVG | Pumps | 108314.43 | 0
Existing | CZ12 | cAVVG | Heat Rejection | 0 | 0
Existing | CZ12 | cAVVG | Humidification | 0 | 0
Existing | CZ12 | cAVVG | Heat Recovery | 0 | 0
Existing | CZ12 | cAVVG | Water Systems | 0 | 2345397.04
Existing | CZ12 | cAVVG | Refrigeration | 0 | 0
Existing | CZ12 | cAVVG | Generators | 0 | 0
Existing | CZ12 | cAVVG | Total End Uses | 24672280.07 | 4806633.57
Existing | CZ13 | cAVVG | Heating | 0 | 1879460.8
Existing | CZ13 | cAVVG | Cooling | 6207862.23 | 0
Existing | CZ13 | cAVVG | Interior Lighting | 4351819.02 | 0
Existing | CZ13 | cAVVG | Exterior Lighting | 0 | 0
Existing | CZ13 | cAVVG | Interior Equipment | 12131475.91 | 435095.44
Existing | CZ13 | cAVVG | Exterior Equipment | 0 | 0
Existing | CZ13 | cAVVG | Fans | 3676597.58 | 0
Existing | CZ13 | cAVVG | Pumps | 125565.29 | 0
Existing | CZ13 | cAVVG | Heat Rejection | 0 | 0
Existing | CZ13 | cAVVG | Humidification | 0 | 0
Existing | CZ13 | cAVVG | Heat Recovery | 0 | 0
Existing | CZ13 | cAVVG | Water Systems | 0 | 2211703.31
Existing | CZ13 | cAVVG | Refrigeration | 0 | 0
Existing | CZ13 | cAVVG | Generators | 0 | 0
Existing | CZ13 | cAVVG | Total End Uses | 26493320.03 | 4526259.55
Existing | CZ14 | cAVVG | Heating | 0 | 1634832.3
Existing | CZ14 | cAVVG | Cooling | 7682070.42 | 0
Existing | CZ14 | cAVVG | Interior Lighting | 4351819.02 | 0
Existing | CZ14 | cAVVG | Exterior Lighting | 0 | 0
Existing | CZ14 | cAVVG | Interior Equipment | 12131475.91 | 435095.44
Existing | CZ14 | cAVVG | Exterior Equipment | 0 | 0
Existing | CZ14 | cAVVG | Fans | 4311712.2 | 0
Existing | CZ14 | cAVVG | Pumps | 174954.45 | 0
Existing | CZ14 | cAVVG | Heat Rejection | 0 | 0
Existing | CZ14 | cAVVG | Humidification | 0 | 0
Existing | CZ14 | cAVVG | Heat Recovery | 0 | 0
Existing | CZ14 | cAVVG | Water Systems | 0 | 2097307.26
Existing | CZ14 | cAVVG | Refrigeration | 0 | 0
Existing | CZ14 | cAVVG | Generators | 0 | 0
Existing | CZ14 | cAVVG | Total End Uses | 28652031.99 | 4167234.99
Existing | CZ15 | cAVVG | Heating | 0 | 1384857.69
Existing | CZ15 | cAVVG | Cooling | 10609579.59 | 0
Existing | CZ15 | cAVVG | Interior Lighting | 4351819.02 | 0
Existing | CZ15 | cAVVG | Exterior Lighting | 0 | 0
Existing | CZ15 | cAVVG | Interior Equipment | 12131475.91 | 435095.44
Existing | CZ15 | cAVVG | Exterior Equipment | 0 | 0
Existing | CZ15 | cAVVG | Fans | 4313598.46 | 0
Existing | CZ15 | cAVVG | Pumps | 170871.95 | 0
Existing | CZ15 | cAVVG | Heat Rejection | 0 | 0
Existing | CZ15 | cAVVG | Humidification | 0 | 0
Existing | CZ15 | cAVVG | Heat Recovery | 0 | 0
Existing | CZ15 | cAVVG | Water Systems | 0 | 1859912.61
Existing | CZ15 | cAVVG | Refrigeration | 0 | 0
Existing | CZ15 | cAVVG | Generators | 0 | 0
Existing | CZ15 | cAVVG | Total End Uses | 31577344.93 | 3679865.74
Existing | CZ16 | cAVVG | Heating | 0 | 3307704.84
Existing | CZ16 | cAVVG | Cooling | 5266152.34 | 0
Existing | CZ16 | cAVVG | Interior Lighting | 4351819.02 | 0
Existing | CZ16 | cAVVG | Exterior Lighting | 0 | 0
Existing | CZ16 | cAVVG | Interior Equipment | 12131475.91 | 435095.44
Existing | CZ16 | cAVVG | Exterior Equipment | 0 | 0
Existing | CZ16 | cAVVG | Fans | 4280702.24 | 0
Existing | CZ16 | cAVVG | Pumps | 131113.2 | 0
Existing | CZ16 | cAVVG | Heat Rejection | 0 | 0
Existing | CZ16 | cAVVG | Humidification | 0 | 0
Existing | CZ16 | cAVVG | Heat Recovery | 0 | 0
Existing | CZ16 | cAVVG | Water Systems | 0 | 2479122.57
Existing | CZ16 | cAVVG | Refrigeration | 0 | 0
Existing | CZ16 | cAVVG | Generators | 0 | 0
Existing | CZ16 | cAVVG | Total End Uses | 26161262.71 | 6221922.85
New Construction | CZ01 | cAVVG | Heating | 0 | 2703334.57
New Construction | CZ01 | cAVVG | Cooling | 342903.57 | 0
New Construction | CZ01 | cAVVG | Interior Lighting | 2195581.5 | 0
New Construction | CZ01 | cAVVG | Exterior Lighting | 0 | 0
New Construction | CZ01 | cAVVG | Interior Equipment | 12131475.91 | 435095.44
New Construction | CZ01 | cAVVG | Exterior Equipment | 0 | 0
New Construction | CZ01 | cAVVG | Fans | 2407435.14 | 0
New Construction | CZ01 | cAVVG | Pumps | 9949.32 | 0
New Construction | CZ01 | cAVVG | Heat Rejection | 0 | 0
New Construction | CZ01 | cAVVG | Humidification | 0 | 0
New Construction | CZ01 | cAVVG | Heat Recovery | 0 | 0
New Construction | CZ01 | cAVVG | Water Systems | 0 | 2743984.91
New Construction | CZ01 | cAVVG | Refrigeration | 0 | 0
New Construction | CZ01 | cAVVG | Generators | 0 | 0
New Construction | CZ01 | cAVVG | Total End Uses | 17087345.43 | 5882414.92
New Construction | CZ02 | cAVVG | Heating | 0 | 1800186.66
New Construction | CZ02 | cAVVG | Cooling | 2000668.28 | 0
New Construction | CZ02 | cAVVG | Interior Lighting | 2195581.5 | 0
New Construction | CZ02 | cAVVG | Exterior Lighting | 0 | 0
New Construction | CZ02 | cAVVG | Interior Equipment | 12131475.91 | 435095.44
New Construction | CZ02 | cAVVG | Exterior Equipment | 0 | 0
New Construction | CZ02 | cAVVG | Fans | 2518079.14 | 0
New Construction | CZ02 | cAVVG | Pumps | 49947.72 | 0
New Construction | CZ02 | cAVVG | Heat Rejection | 0 | 0
New Construction | CZ02 | cAVVG | Humidification | 0 | 0
New Construction | CZ02 | cAVVG | Heat Recovery | 0 | 0
New Construction | CZ02 | cAVVG | Water Systems | 0 | 2519273.29
New Construction | CZ02 | cAVVG | Refrigeration | 0 | 0
New Construction | CZ02 | cAVVG | Generators | 0 | 0
New Construction | CZ02 | cAVVG | Total End Uses | 18895752.54 | 4754555.39
New Construction | CZ03 | cAVVG | Heating | 0 | 1180919.36
New Construction | CZ03 | cAVVG | Cooling | 1331091.96 | 0
New Construction | CZ03 | cAVVG | Interior Lighting | 2195581.5 | 0
New Construction | CZ03 | cAVVG | Exterior Lighting | 0 | 0
New Construction | CZ03 | cAVVG | Interior Equipment | 12131475.91 | 435095.44
New Construction | CZ03 | cAVVG | Exterior Equipment | 0 | 0
New Construction | CZ03 | cAVVG | Fans | 2370838.04 | 0
New Construction | CZ03 | cAVVG | Pumps | 52796.01 | 0
New Construction | CZ03 | cAVVG | Heat Rejection | 0 | 0
New Construction | CZ03 | cAVVG | Humidification | 0 | 0
New Construction | CZ03 | cAVVG | Heat Recovery | 0 | 0
New Construction | CZ03 | cAVVG | Water Systems | 0 | 2510917.73
New Construction | CZ03 | cAVVG | Refrigeration | 0 | 0
New Construction | CZ03 | cAVVG | Generators | 0 | 0
New Construction | CZ03 | cAVVG | Total End Uses | 18081783.42 | 4126932.52
New Construction | CZ04 | cAVVG | Heating | 0 | 1114841.21
New Construction | CZ04 | cAVVG | Cooling | 2286750.15 | 0
New Construction | CZ04 | cAVVG | Interior Lighting | 2195581.5 | 0
New Construction | CZ04 | cAVVG | Exterior Lighting | 0 | 0
New Construction | CZ04 | cAVVG | Interior Equipment | 12131475.91 | 435095.44
New Construction | CZ04 | cAVVG | Exterior Equipment | 0 | 0
New Construction | CZ04 | cAVVG | Fans | 2502994.25 | 0
New Construction | CZ04 | cAVVG | Pumps | 58157.32 | 0
New Construction | CZ04 | cAVVG | Heat Rejection | 0 | 0
New Construction | CZ04 | cAVVG | Humidification | 0 | 0
New Construction | CZ04 | cAVVG | Heat Recovery | 0 | 0
New Construction | CZ04 | cAVVG | Water Systems | 0 | 2423155.28
New Construction | CZ04 | cAVVG | Refrigeration | 0 | 0
New Construction | CZ04 | cAVVG | Generators | 0 | 0
New Construction | CZ04 | cAVVG | Total End Uses | 19174959.13 | 3973091.93
New Construction | CZ05 | cAVVG | Heating | 0 | 1245546.13
New Construction | CZ05 | cAVVG | Cooling | 1604428 | 0
New Construction | CZ05 | cAVVG | Interior Lighting | 2195581.5 | 0
New Construction | CZ05 | cAVVG | Exterior Lighting | 0 | 0
New Construction | CZ05 | cAVVG | Interior Equipment | 12131475.91 | 435095.44
New Construction | CZ05 | cAVVG | Exterior Equipment | 0 | 0
New Construction | CZ05 | cAVVG | Fans | 2413510.76 | 0
New Construction | CZ05 | cAVVG | Pumps | 52703.56 | 0
New Construction | CZ05 | cAVVG | Heat Rejection | 0 | 0
New Construction | CZ05 | cAVVG | Humidification | 0 | 0
New Construction | CZ05 | cAVVG | Heat Recovery | 0 | 0
New Construction | CZ05 | cAVVG | Water Systems | 0 | 2510204.5
New Construction | CZ05 | cAVVG | Refrigeration | 0 | 0
New Construction | CZ05 | cAVVG | Generators | 0 | 0
New Construction | CZ05 | cAVVG | Total End Uses | 18397699.72 | 4190846.07
New Construction | CZ06 | cAVVG | Heating | 0 | 388273.08
New Construction | CZ06 | cAVVG | Cooling | 2724643.32 | 0
New Construction | CZ06 | cAVVG | Interior Lighting | 2195581.5 | 0
New Construction | CZ06 | cAVVG | Exterior Lighting | 0 | 0
New Construction | CZ06 | cAVVG | Interior Equipment | 12131475.91 | 435095.44
New Construction | CZ06 | cAVVG | Exterior Equipment | 0 | 0
New Construction | CZ06 | cAVVG | Fans | 2711800.56 | 0
New Construction | CZ06 | cAVVG | Pumps | 97653.87 | 0
New Construction | CZ06 | cAVVG | Heat Rejection | 0 | 0
New Construction | CZ06 | cAVVG | Humidification | 0 | 0
New Construction | CZ06 | cAVVG | Heat Recovery | 0 | 0
New Construction | CZ06 | cAVVG | Water Systems | 0 | 2310464.64
New Construction | CZ06 | cAVVG | Refrigeration | 0 | 0
New Construction | CZ06 | cAVVG | Generators | 0 | 0
New Construction | CZ06 | cAVVG | Total End Uses | 19861155.16 | 3133833.16
New Construction | CZ07 | cAVVG | Heating | 0 | 520468.8
New Construction | CZ07 | cAVVG | Cooling | 3017518.08 | 0
New Construction | CZ07 | cAVVG | Interior Lighting | 2195581.5 | 0
New Construction | CZ07 | cAVVG | Exterior Lighting | 0 | 0
New Construction | CZ07 | cAVVG | Interior Equipment | 12131475.91 | 435095.44
New Construction | CZ07 | cAVVG | Exterior Equipment | 0 | 0
New Construction | CZ07 | cAVVG | Fans | 2649905.66 | 0
New Construction | CZ07 | cAVVG | Pumps | 90389.86 | 0
New Construction | CZ07 | cAVVG | Heat Rejection | 0 | 0
New Construction | CZ07 | cAVVG | Humidification | 0 | 0
New Construction | CZ07 | cAVVG | Heat Recovery | 0 | 0
New Construction | CZ07 | cAVVG | Water Systems | 0 | 2281366.93
New Construction | CZ07 | cAVVG | Refrigeration | 0 | 0
New Construction | CZ07 | cAVVG | Generators | 0 | 0
New Construction | CZ07 | cAVVG | Total End Uses | 20084871.01 | 3236931.16
New Construction | CZ08 | cAVVG | Heating | 0 | 601799.86
New Construction | CZ08 | cAVVG | Cooling | 3289924.49 | 0
New Construction | CZ08 | cAVVG | Interior Lighting | 2195581.5 | 0
New Construction | CZ08 | cAVVG | Exterior Lighting | 0 | 0
New Construction | CZ08 | cAVVG | Interior Equipment | 12131475.91 | 435095.44
New Construction | CZ08 | cAVVG | Exterior Equipment | 0 | 0
New Construction | CZ08 | cAVVG | Fans | 2624532.93 | 0
New Construction | CZ08 | cAVVG | Pumps | 84585.26 | 0
New Construction | CZ08 | cAVVG | Heat Rejection | 0 | 0
New Construction | CZ08 | cAVVG | Humidification | 0 | 0
New Construction | CZ08 | cAVVG | Heat Recovery | 0 | 0
New Construction | CZ08 | cAVVG | Water Systems | 0 | 2276991.84
New Construction | CZ08 | cAVVG | Refrigeration | 0 | 0
New Construction | CZ08 | cAVVG | Generators | 0 | 0
New Construction | CZ08 | cAVVG | Total End Uses | 20326100.08 | 3313887.14
New Construction | CZ09 | cAVVG | Heating | 0 | 532771.31
New Construction | CZ09 | cAVVG | Cooling | 3539165.24 | 0
New Construction | CZ09 | cAVVG | Interior Lighting | 2195581.5 | 0
New Construction | CZ09 | cAVVG | Exterior Lighting | 0 | 0
New Construction | CZ09 | cAVVG | Interior Equipment | 12131475.91 | 435095.44
New Construction | CZ09 | cAVVG | Exterior Equipment | 0 | 0
New Construction | CZ09 | cAVVG | Fans | 2682173.56 | 0
New Construction | CZ09 | cAVVG | Pumps | 86436.72 | 0
New Construction | CZ09 | cAVVG | Heat Rejection | 0 | 0
New Construction | CZ09 | cAVVG | Humidification | 0 | 0
New Construction | CZ09 | cAVVG | Heat Recovery | 0 | 0
New Construction | CZ09 | cAVVG | Water Systems | 0 | 2246033.42
New Construction | CZ09 | cAVVG | Refrigeration | 0 | 0
New Construction | CZ09 | cAVVG | Generators | 0 | 0
New Construction | CZ09 | cAVVG | Total End Uses | 20634832.94 | 3213900.17
New Construction | CZ10 | cAVVG | Heating | 0 | 1024644.63
New Construction | CZ10 | cAVVG | Cooling | 4353635.2 | 0
New Construction | CZ10 | cAVVG | Interior Lighting | 2195581.5 | 0
New Construction | CZ10 | cAVVG | Exterior Lighting | 0 | 0
New Construction | CZ10 | cAVVG | Interior Equipment | 12131475.91 | 435095.44
New Construction | CZ10 | cAVVG | Exterior Equipment | 0 | 0
New Construction | CZ10 | cAVVG | Fans | 2878313.57 | 0
New Construction | CZ10 | cAVVG | Pumps | 87754.89 | 0
New Construction | CZ10 | cAVVG | Heat Rejection | 0 | 0
New Construction | CZ10 | cAVVG | Humidification | 0 | 0
New Construction | CZ10 | cAVVG | Heat Recovery | 0 | 0
New Construction | CZ10 | cAVVG | Water Systems | 0 | 2224940.85
New Construction | CZ10 | cAVVG | Refrigeration | 0 | 0
New Construction | CZ10 | cAVVG | Generators | 0 | 0
New Construction | CZ10 | cAVVG | Total End Uses | 21646761.07 | 3684680.92
New Construction | CZ11 | cAVVG | Heating | 0 | 1870896.27
New Construction | CZ11 | cAVVG | Cooling | 4320399.92 | 0
New Construction | CZ11 | cAVVG | Interior Lighting | 2195581.5 | 0
New Construction | CZ11 | cAVVG | Exterior Lighting | 0 | 0
New Construction | CZ11 | cAVVG | Interior Equipment | 12131475.91 | 435095.44
New Construction | CZ11 | cAVVG | Exterior Equipment | 0 | 0
New Construction | CZ11 | cAVVG | Fans | 2886278.79 | 0
New Construction | CZ11 | cAVVG | Pumps | 73768.58 | 0
New Construction | CZ11 | cAVVG | Heat Rejection | 0 | 0
New Construction | CZ11 | cAVVG | Humidification | 0 | 0
New Construction | CZ11 | cAVVG | Heat Recovery | 0 | 0
New Construction | CZ11 | cAVVG | Water Systems | 0 | 2272609.42
New Construction | CZ11 | cAVVG | Refrigeration | 0 | 0
New Construction | CZ11 | cAVVG | Generators | 0 | 0
New Construction | CZ11 | cAVVG | Total End Uses | 21607504.7 | 4578601.13
New Construction | CZ12 | cAVVG | Heating | 0 | 1654069.61
New Construction | CZ12 | cAVVG | Cooling | 3662648.54 | 0
New Construction | CZ12 | cAVVG | Interior Lighting | 2195581.5 | 0
New Construction | CZ12 | cAVVG | Exterior Lighting | 0 | 0
New Construction | CZ12 | cAVVG | Interior Equipment | 12131475.91 | 435095.44
New Construction | CZ12 | cAVVG | Exterior Equipment | 0 | 0
New Construction | CZ12 | cAVVG | Fans | 2759977.53 | 0
New Construction | CZ12 | cAVVG | Pumps | 73424.05 | 0
New Construction | CZ12 | cAVVG | Heat Rejection | 0 | 0
New Construction | CZ12 | cAVVG | Humidification | 0 | 0
New Construction | CZ12 | cAVVG | Heat Recovery | 0 | 0
New Construction | CZ12 | cAVVG | Water Systems | 0 | 2339490.38
New Construction | CZ12 | cAVVG | Refrigeration | 0 | 0
New Construction | CZ12 | cAVVG | Generators | 0 | 0
New Construction | CZ12 | cAVVG | Total End Uses | 20823107.53 | 4428655.43
New Construction | CZ13 | cAVVG | Heating | 0 | 1495970.32
New Construction | CZ13 | cAVVG | Cooling | 4774273.81 | 0
New Construction | CZ13 | cAVVG | Interior Lighting | 2195581.5 | 0
New Construction | CZ13 | cAVVG | Exterior Lighting | 0 | 0
New Construction | CZ13 | cAVVG | Interior Equipment | 12131475.91 | 435095.44
New Construction | CZ13 | cAVVG | Exterior Equipment | 0 | 0
New Construction | CZ13 | cAVVG | Fans | 2936757.54 | 0
New Construction | CZ13 | cAVVG | Pumps | 84820.63 | 0
New Construction | CZ13 | cAVVG | Heat Rejection | 0 | 0
New Construction | CZ13 | cAVVG | Humidification | 0 | 0
New Construction | CZ13 | cAVVG | Heat Recovery | 0 | 0
New Construction | CZ13 | cAVVG | Water Systems | 0 | 2206004.6
New Construction | CZ13 | cAVVG | Refrigeration | 0 | 0
New Construction | CZ13 | cAVVG | Generators | 0 | 0
New Construction | CZ13 | cAVVG | Total End Uses | 22122909.39 | 4137070.37
New Construction | CZ14 | cAVVG | Heating | 0 | 1268512.38
New Construction | CZ14 | cAVVG | Cooling | 5922324.18 | 0
New Construction | CZ14 | cAVVG | Interior Lighting | 2195581.5 | 0
New Construction | CZ14 | cAVVG | Exterior Lighting | 0 | 0
New Construction | CZ14 | cAVVG | Interior Equipment | 12131475.91 | 435095.44
New Construction | CZ14 | cAVVG | Exterior Equipment | 0 | 0
New Construction | CZ14 | cAVVG | Fans | 3235734.88 | 0
New Construction | CZ14 | cAVVG | Pumps | 81231.86 | 0
New Construction | CZ14 | cAVVG | Heat Rejection | 0 | 0
New Construction | CZ14 | cAVVG | Humidification | 0 | 0
New Construction | CZ14 | cAVVG | Heat Recovery | 0 | 0
New Construction | CZ14 | cAVVG | Water Systems | 0 | 2090880.19
New Construction | CZ14 | cAVVG | Refrigeration | 0 | 0
New Construction | CZ14 | cAVVG | Generators | 0 | 0
New Construction | CZ14 | cAVVG | Total End Uses | 23566348.33 | 3794488.01
New Construction | CZ15 | cAVVG | Heating | 0 | 876319.58
New Construction | CZ15 | cAVVG | Cooling | 8393294.34 | 0
New Construction | CZ15 | cAVVG | Interior Lighting | 2195581.5 | 0
New Construction | CZ15 | cAVVG | Exterior Lighting | 0 | 0
New Construction | CZ15 | cAVVG | Interior Equipment | 12131475.91 | 435095.44
New Construction | CZ15 | cAVVG | Exterior Equipment | 0 | 0
New Construction | CZ15 | cAVVG | Fans | 3265133.65 | 0
New Construction | CZ15 | cAVVG | Pumps | 119330.33 | 0
New Construction | CZ15 | cAVVG | Heat Rejection | 0 | 0
New Construction | CZ15 | cAVVG | Humidification | 0 | 0
New Construction | CZ15 | cAVVG | Heat Recovery | 0 | 0
New Construction | CZ15 | cAVVG | Water Systems | 0 | 1854216.08
New Construction | CZ15 | cAVVG | Refrigeration | 0 | 0
New Construction | CZ15 | cAVVG | Generators | 0 | 0
New Construction | CZ15 | cAVVG | Total End Uses | 26104815.72 | 3165631.1
New Construction | CZ16 | cAVVG | Heating | 0 | 2578206.19
New Construction | CZ16 | cAVVG | Cooling | 4067353.89 | 0
New Construction | CZ16 | cAVVG | Interior Lighting | 2195581.5 | 0
New Construction | CZ16 | cAVVG | Exterior Lighting | 0 | 0
New Construction | CZ16 | cAVVG | Interior Equipment | 12131475.91 | 435095.44
New Construction | CZ16 | cAVVG | Exterior Equipment | 0 | 0
New Construction | CZ16 | cAVVG | Fans | 3377763.55 | 0
New Construction | CZ16 | cAVVG | Pumps | 80644.53 | 0
New Construction | CZ16 | cAVVG | Heat Rejection | 0 | 0
New Construction | CZ16 | cAVVG | Humidification | 0 | 0
New Construction | CZ16 | cAVVG | Heat Recovery | 0 | 0
New Construction | CZ16 | cAVVG | Water Systems | 0 | 2474310.39
New Construction | CZ16 | cAVVG | Refrigeration | 0 | 0
New Construction | CZ16 | cAVVG | Generators | 0 | 0
New Construction | CZ16 | cAVVG | Total End Uses | 21852819.38 | 5487612.02
Existing | CZ01 | cDXGF | Heating | 0 | 1304793.44
Existing | CZ01 | cDXGF | Cooling | 327821.56 | 0
Existing | CZ01 | cDXGF | Interior Lighting | 4351819.02 | 0
Existing | CZ01 | cDXGF | Exterior Lighting | 0 | 0
Existing | CZ01 | cDXGF | Interior Equipment | 12131475.91 | 435095.44
Existing | CZ01 | cDXGF | Exterior Equipment | 0 | 0
Existing | CZ01 | cDXGF | Fans | 5567250.35 | 0
Existing | CZ01 | cDXGF | Pumps | 0 | 0
Existing | CZ01 | cDXGF | Heat Rejection | 0 | 0
Existing | CZ01 | cDXGF | Humidification | 0 | 0
Existing | CZ01 | cDXGF | Heat Recovery | 0 | 0
Existing | CZ01 | cDXGF | Water Systems | 0 | 2751023.43
Existing | CZ01 | cDXGF | Refrigeration | 0 | 0
Existing | CZ01 | cDXGF | Generators | 0 | 0
Existing | CZ01 | cDXGF | Total End Uses | 22378366.84 | 4490912.32
Existing | CZ02 | cDXGF | Heating | 0 | 894871.74
Existing | CZ02 | cDXGF | Cooling | 2156191.23 | 0
Existing | CZ02 | cDXGF | Interior Lighting | 4351819.02 | 0
Existing | CZ02 | cDXGF | Exterior Lighting | 0 | 0
Existing | CZ02 | cDXGF | Interior Equipment | 12131475.91 | 435095.44
Existing | CZ02 | cDXGF | Exterior Equipment | 0 | 0
Existing | CZ02 | cDXGF | Fans | 6048938.89 | 0
Existing | CZ02 | cDXGF | Pumps | 0 | 0
Existing | CZ02 | cDXGF | Heat Rejection | 0 | 0
Existing | CZ02 | cDXGF | Humidification | 0 | 0
Existing | CZ02 | cDXGF | Heat Recovery | 0 | 0
Existing | CZ02 | cDXGF | Water Systems | 0 | 2525223.46
Existing | CZ02 | cDXGF | Refrigeration | 0 | 0
Existing | CZ02 | cDXGF | Generators | 0 | 0
Existing | CZ02 | cDXGF | Total End Uses | 24688425.04 | 3855190.63
Existing | CZ03 | cDXGF | Heating | 0 | 482440.84
Existing | CZ03 | cDXGF | Cooling | 1362794.51 | 0
Existing | CZ03 | cDXGF | Interior Lighting | 4351819.02 | 0
Existing | CZ03 | cDXGF | Exterior Lighting | 0 | 0
Existing | CZ03 | cDXGF | Interior Equipment | 12131475.91 | 435095.44
Existing | CZ03 | cDXGF | Exterior Equipment | 0 | 0
Existing | CZ03 | cDXGF | Fans | 5931430.48 | 0
Existing | CZ03 | cDXGF | Pumps | 0 | 0
Existing | CZ03 | cDXGF | Heat Rejection | 0 | 0
Existing | CZ03 | cDXGF | Humidification | 0 | 0
Existing | CZ03 | cDXGF | Heat Recovery | 0 | 0
Existing | CZ03 | cDXGF | Water Systems | 0 | 2516399.14
Existing | CZ03 | cDXGF | Refrigeration | 0 | 0
Existing | CZ03 | cDXGF | Generators | 0 | 0
Existing | CZ03 | cDXGF | Total End Uses | 23777519.92 | 3433935.42
Existing | CZ04 | cDXGF | Heating | 0 | 430042.12
Existing | CZ04 | cDXGF | Cooling | 2518909.3 | 0
Existing | CZ04 | cDXGF | Interior Lighting | 4351819.02 | 0
Existing | CZ04 | cDXGF | Exterior Lighting | 0 | 0
Existing | CZ04 | cDXGF | Interior Equipment | 12131475.91 | 435095.44
Existing | CZ04 | cDXGF | Exterior Equipment | 0 | 0
Existing | CZ04 | cDXGF | Fans | 6108513.03 | 0
Existing | CZ04 | cDXGF | Pumps | 0 | 0
Existing | CZ04 | cDXGF | Heat Rejection | 0 | 0
Existing | CZ04 | cDXGF | Humidification | 0 | 0
Existing | CZ04 | cDXGF | Heat Recovery | 0 | 0
Existing | CZ04 | cDXGF | Water Systems | 0 | 2428123.99
Existing | CZ04 | cDXGF | Refrigeration | 0 | 0
Existing | CZ04 | cDXGF | Generators | 0 | 0
Existing | CZ04 | cDXGF | Total End Uses | 25110717.26 | 3293261.55
Existing | CZ05 | cDXGF | Heating | 0 | 486822.03
Existing | CZ05 | cDXGF | Cooling | 1792248.09 | 0
Existing | CZ05 | cDXGF | Interior Lighting | 4351819.02 | 0
Existing | CZ05 | cDXGF | Exterior Lighting | 0 | 0
Existing | CZ05 | cDXGF | Interior Equipment | 12131475.91 | 435095.44
Existing | CZ05 | cDXGF | Exterior Equipment | 0 | 0
Existing | CZ05 | cDXGF | Fans | 5930352.19 | 0
Existing | CZ05 | cDXGF | Pumps | 0 | 0
Existing | CZ05 | cDXGF | Heat Rejection | 0 | 0
Existing | CZ05 | cDXGF | Humidification | 0 | 0
Existing | CZ05 | cDXGF | Heat Recovery | 0 | 0
Existing | CZ05 | cDXGF | Water Systems | 0 | 2516379.43
Existing | CZ05 | cDXGF | Refrigeration | 0 | 0
Existing | CZ05 | cDXGF | Generators | 0 | 0
Existing | CZ05 | cDXGF | Total End Uses | 24205895.21 | 3438296.9
Existing | CZ06 | cDXGF | Heating | 0 | 88478.31
Existing | CZ06 | cDXGF | Cooling | 2823337.43 | 0
Existing | CZ06 | cDXGF | Interior Lighting | 4351819.02 | 0
Existing | CZ06 | cDXGF | Exterior Lighting | 0 | 0
Existing | CZ06 | cDXGF | Interior Equipment | 12131475.91 | 435095.44
Existing | CZ06 | cDXGF | Exterior Equipment | 0 | 0
Existing | CZ06 | cDXGF | Fans | 6022112.35 | 0
Existing | CZ06 | cDXGF | Pumps | 0 | 0
Existing | CZ06 | cDXGF | Heat Rejection | 0 | 0
Existing | CZ06 | cDXGF | Humidification | 0 | 0
Existing | CZ06 | cDXGF | Heat Recovery | 0 | 0
Existing | CZ06 | cDXGF | Water Systems | 0 | 2316909.03
Existing | CZ06 | cDXGF | Refrigeration | 0 | 0
Existing | CZ06 | cDXGF | Generators | 0 | 0
Existing | CZ06 | cDXGF | Total End Uses | 25328744.71 | 2840482.77
Existing | CZ07 | cDXGF | Heating | 0 | 79828.92
Existing | CZ07 | cDXGF | Cooling | 3163415.77 | 0
Existing | CZ07 | cDXGF | Interior Lighting | 4351819.02 | 0
Existing | CZ07 | cDXGF | Exterior Lighting | 0 | 0
Existing | CZ07 | cDXGF | Interior Equipment | 12131475.91 | 435095.44
Existing | CZ07 | cDXGF | Exterior Equipment | 0 | 0
Existing | CZ07 | cDXGF | Fans | 5933231.94 | 0
Existing | CZ07 | cDXGF | Pumps | 0 | 0
Existing | CZ07 | cDXGF | Heat Rejection | 0 | 0
Existing | CZ07 | cDXGF | Humidification | 0 | 0
Existing | CZ07 | cDXGF | Heat Recovery | 0 | 0
Existing | CZ07 | cDXGF | Water Systems | 0 | 2286840.79
Existing | CZ07 | cDXGF | Refrigeration | 0 | 0
Existing | CZ07 | cDXGF | Generators | 0 | 0
Existing | CZ07 | cDXGF | Total End Uses | 25579942.63 | 2801765.15
Existing | CZ08 | cDXGF | Heating | 0 | 135699.75
Existing | CZ08 | cDXGF | Cooling | 3529488.77 | 0
Existing | CZ08 | cDXGF | Interior Lighting | 4351819.02 | 0
Existing | CZ08 | cDXGF | Exterior Lighting | 0 | 0
Existing | CZ08 | cDXGF | Interior Equipment | 12131475.91 | 435095.44
Existing | CZ08 | cDXGF | Exterior Equipment | 0 | 0
Existing | CZ08 | cDXGF | Fans | 6136799.18 | 0
Existing | CZ08 | cDXGF | Pumps | 0 | 0
Existing | CZ08 | cDXGF | Heat Rejection | 0 | 0
Existing | CZ08 | cDXGF | Humidification | 0 | 0
Existing | CZ08 | cDXGF | Heat Recovery | 0 | 0
Existing | CZ08 | cDXGF | Water Systems | 0 | 2282865.35
Existing | CZ08 | cDXGF | Refrigeration | 0 | 0
Existing | CZ08 | cDXGF | Generators | 0 | 0
Existing | CZ08 | cDXGF | Total End Uses | 26149582.87 | 2853660.54
Existing | CZ09 | cDXGF | Heating | 0 | 100286.8
Existing | CZ09 | cDXGF | Cooling | 3960985.52 | 0
Existing | CZ09 | cDXGF | Interior Lighting | 4351819.02 | 0
Existing | CZ09 | cDXGF | Exterior Lighting | 0 | 0
Existing | CZ09 | cDXGF | Interior Equipment | 12131475.91 | 435095.44
Existing | CZ09 | cDXGF | Exterior Equipment | 0 | 0
Existing | CZ09 | cDXGF | Fans | 6391159.01 | 0
Existing | CZ09 | cDXGF | Pumps | 0 | 0
Existing | CZ09 | cDXGF | Heat Rejection | 0 | 0
Existing | CZ09 | cDXGF | Humidification | 0 | 0
Existing | CZ09 | cDXGF | Heat Recovery | 0 | 0
Existing | CZ09 | cDXGF | Water Systems | 0 | 2251798.63
Existing | CZ09 | cDXGF | Refrigeration | 0 | 0
Existing | CZ09 | cDXGF | Generators | 0 | 0
Existing | CZ09 | cDXGF | Total End Uses | 26835439.46 | 2787180.86
Existing | CZ10 | cDXGF | Heating | 0 | 325486.06
Existing | CZ10 | cDXGF | Cooling | 4647636.38 | 0
Existing | CZ10 | cDXGF | Interior Lighting | 4351819.02 | 0
Existing | CZ10 | cDXGF | Exterior Lighting | 0 | 0
Existing | CZ10 | cDXGF | Interior Equipment | 12131475.91 | 435095.44
Existing | CZ10 | cDXGF | Exterior Equipment | 0 | 0
Existing | CZ10 | cDXGF | Fans | 6215888.01 | 0
Existing | CZ10 | cDXGF | Pumps | 0 | 0
Existing | CZ10 | cDXGF | Heat Rejection | 0 | 0
Existing | CZ10 | cDXGF | Humidification | 0 | 0
Existing | CZ10 | cDXGF | Heat Recovery | 0 | 0
Existing | CZ10 | cDXGF | Water Systems | 0 | 2230410.79
Existing | CZ10 | cDXGF | Refrigeration | 0 | 0
Existing | CZ10 | cDXGF | Generators | 0 | 0
Existing | CZ10 | cDXGF | Total End Uses | 27346819.32 | 2990992.29
Existing | CZ11 | cDXGF | Heating | 0 | 860992.51
Existing | CZ11 | cDXGF | Cooling | 4790132.03 | 0
Existing | CZ11 | cDXGF | Interior Lighting | 4351819.02 | 0
Existing | CZ11 | cDXGF | Exterior Lighting | 0 | 0
Existing | CZ11 | cDXGF | Interior Equipment | 12131475.91 | 435095.44
Existing | CZ11 | cDXGF | Exterior Equipment | 0 | 0
Existing | CZ11 | cDXGF | Fans | 6465202.25 | 0
Existing | CZ11 | cDXGF | Pumps | 0 | 0
Existing | CZ11 | cDXGF | Heat Rejection | 0 | 0
Existing | CZ11 | cDXGF | Humidification | 0 | 0
Existing | CZ11 | cDXGF | Heat Recovery | 0 | 0
Existing | CZ11 | cDXGF | Water Systems | 0 | 2277947.07
Existing | CZ11 | cDXGF | Refrigeration | 0 | 0
Existing | CZ11 | cDXGF | Generators | 0 | 0
Existing | CZ11 | cDXGF | Total End Uses | 27738629.21 | 3574035.02
Existing | CZ12 | cDXGF | Heating | 0 | 813604.16
Existing | CZ12 | cDXGF | Cooling | 4030235.79 | 0
Existing | CZ12 | cDXGF | Interior Lighting | 4351819.02 | 0
Existing | CZ12 | cDXGF | Exterior Lighting | 0 | 0
Existing | CZ12 | cDXGF | Interior Equipment | 12131475.91 | 435095.44
Existing | CZ12 | cDXGF | Exterior Equipment | 0 | 0
Existing | CZ12 | cDXGF | Fans | 6123494.05 | 0
Existing | CZ12 | cDXGF | Pumps | 0 | 0
Existing | CZ12 | cDXGF | Heat Rejection | 0 | 0
Existing | CZ12 | cDXGF | Humidification | 0 | 0
Existing | CZ12 | cDXGF | Heat Recovery | 0 | 0
Existing | CZ12 | cDXGF | Water Systems | 0 | 2345356.9
Existing | CZ12 | cDXGF | Refrigeration | 0 | 0
Existing | CZ12 | cDXGF | Generators | 0 | 0
Existing | CZ12 | cDXGF | Total End Uses | 26637024.76 | 3594056.49
Existing | CZ13 | cDXGF | Heating | 0 | 598858.48
Existing | CZ13 | cDXGF | Cooling | 5285575.62 | 0
Existing | CZ13 | cDXGF | Interior Lighting | 4351819.02 | 0
Existing | CZ13 | cDXGF | Exterior Lighting | 0 | 0
Existing | CZ13 | cDXGF | Interior Equipment | 12131475.91 | 435095.44
Existing | CZ13 | cDXGF | Exterior Equipment | 0 | 0
Existing | CZ13 | cDXGF | Fans | 6365855.23 | 0
Existing | CZ13 | cDXGF | Pumps | 0 | 0
Existing | CZ13 | cDXGF | Heat Rejection | 0 | 0
Existing | CZ13 | cDXGF | Humidification | 0 | 0
Existing | CZ13 | cDXGF | Heat Recovery | 0 | 0
Existing | CZ13 | cDXGF | Water Systems | 0 | 2211468.86
Existing | CZ13 | cDXGF | Refrigeration | 0 | 0
Existing | CZ13 | cDXGF | Generators | 0 | 0
Existing | CZ13 | cDXGF | Total End Uses | 28134725.78 | 3245422.78
Existing | CZ14 | cDXGF | Heating | 0 | 411710.82
Existing | CZ14 | cDXGF | Cooling | 6597095.69 | 0
Existing | CZ14 | cDXGF | Interior Lighting | 4351819.02 | 0
Existing | CZ14 | cDXGF | Exterior Lighting | 0 | 0
Existing | CZ14 | cDXGF | Interior Equipment | 12131475.91 | 435095.44
Existing | CZ14 | cDXGF | Exterior Equipment | 0 | 0
Existing | CZ14 | cDXGF | Fans | 6866228.26 | 0
Existing | CZ14 | cDXGF | Pumps | 0 | 0
Existing | CZ14 | cDXGF | Heat Rejection | 0 | 0
Existing | CZ14 | cDXGF | Humidification | 0 | 0
Existing | CZ14 | cDXGF | Heat Recovery | 0 | 0
Existing | CZ14 | cDXGF | Water Systems | 0 | 2096621.79
Existing | CZ14 | cDXGF | Refrigeration | 0 | 0
Existing | CZ14 | cDXGF | Generators | 0 | 0
Existing | CZ14 | cDXGF | Total End Uses | 29946618.88 | 2943428.05
Existing | CZ15 | cDXGF | Heating | 0 | 135658.9
Existing | CZ15 | cDXGF | Cooling | 8783137.85 | 0
Existing | CZ15 | cDXGF | Interior Lighting | 4351819.02 | 0
Existing | CZ15 | cDXGF | Exterior Lighting | 0 | 0
Existing | CZ15 | cDXGF | Interior Equipment | 12131475.91 | 435095.44
Existing | CZ15 | cDXGF | Exterior Equipment | 0 | 0
Existing | CZ15 | cDXGF | Fans | 6518385.99 | 0
Existing | CZ15 | cDXGF | Pumps | 0 | 0
Existing | CZ15 | cDXGF | Heat Rejection | 0 | 0
Existing | CZ15 | cDXGF | Humidification | 0 | 0
Existing | CZ15 | cDXGF | Heat Recovery | 0 | 0
Existing | CZ15 | cDXGF | Water Systems | 0 | 1859976.66
Existing | CZ15 | cDXGF | Refrigeration | 0 | 0
Existing | CZ15 | cDXGF | Generators | 0 | 0
Existing | CZ15 | cDXGF | Total End Uses | 31784818.77 | 2430731
Existing | CZ16 | cDXGF | Heating | 0 | 1478091.37
Existing | CZ16 | cDXGF | Cooling | 4600579.93 | 0
Existing | CZ16 | cDXGF | Interior Lighting | 4351819.02 | 0
Existing | CZ16 | cDXGF | Exterior Lighting | 0 | 0
Existing | CZ16 | cDXGF | Interior Equipment | 12131475.91 | 435095.44
Existing | CZ16 | cDXGF | Exterior Equipment | 0 | 0
Existing | CZ16 | cDXGF | Fans | 7125165.06 | 0
Existing | CZ16 | cDXGF | Pumps | 0 | 0
Existing | CZ16 | cDXGF | Heat Rejection | 0 | 0
Existing | CZ16 | cDXGF | Humidification | 0 | 0
Existing | CZ16 | cDXGF | Heat Recovery | 0 | 0
Existing | CZ16 | cDXGF | Water Systems | 0 | 2479002.23
Existing | CZ16 | cDXGF | Refrigeration | 0 | 0
Existing | CZ16 | cDXGF | Generators | 0 | 0
Existing | CZ16 | cDXGF | Total End Uses | 28209039.92 | 4392189.04
New Construction | CZ01 | cDXGF | Heating | 0 | 1371007.03
New Construction | CZ01 | cDXGF | Cooling | 292408.34 | 0
New Construction | CZ01 | cDXGF | Interior Lighting | 2195581.5 | 0
New Construction | CZ01 | cDXGF | Exterior Lighting | 0 | 0
New Construction | CZ01 | cDXGF | Interior Equipment | 12131475.91 | 435095.44
New Construction | CZ01 | cDXGF | Exterior Equipment | 0 | 0
New Construction | CZ01 | cDXGF | Fans | 4079207.47 | 0
New Construction | CZ01 | cDXGF | Pumps | 0 | 0
New Construction | CZ01 | cDXGF | Heat Rejection | 0 | 0
New Construction | CZ01 | cDXGF | Humidification | 0 | 0
New Construction | CZ01 | cDXGF | Heat Recovery | 0 | 0
New Construction | CZ01 | cDXGF | Water Systems | 0 | 2743718.42
New Construction | CZ01 | cDXGF | Refrigeration | 0 | 0
New Construction | CZ01 | cDXGF | Generators | 0 | 0
New Construction | CZ01 | cDXGF | Total End Uses | 18698673.21 | 4549820.89
New Construction | CZ02 | cDXGF | Heating | 0 | 925182.35
New Construction | CZ02 | cDXGF | Cooling | 1709130.53 | 0
New Construction | CZ02 | cDXGF | Interior Lighting | 2195581.5 | 0
New Construction | CZ02 | cDXGF | Exterior Lighting | 0 | 0
New Construction | CZ02 | cDXGF | Interior Equipment | 12131475.91 | 435095.44
New Construction | CZ02 | cDXGF | Exterior Equipment | 0 | 0
New Construction | CZ02 | cDXGF | Fans | 4316363.27 | 0
New Construction | CZ02 | cDXGF | Pumps | 0 | 0
New Construction | CZ02 | cDXGF | Heat Rejection | 0 | 0
New Construction | CZ02 | cDXGF | Humidification | 0 | 0
New Construction | CZ02 | cDXGF | Heat Recovery | 0 | 0
New Construction | CZ02 | cDXGF | Water Systems | 0 | 2519005.72
New Construction | CZ02 | cDXGF | Refrigeration | 0 | 0
New Construction | CZ02 | cDXGF | Generators | 0 | 0
New Construction | CZ02 | cDXGF | Total End Uses | 20352551.2 | 3879283.51
New Construction | CZ03 | cDXGF | Heating | 0 | 527823.88
New Construction | CZ03 | cDXGF | Cooling | 1072904.59 | 0
New Construction | CZ03 | cDXGF | Interior Lighting | 2195581.5 | 0
New Construction | CZ03 | cDXGF | Exterior Lighting | 0 | 0
New Construction | CZ03 | cDXGF | Interior Equipment | 12131475.91 | 435095.44
New Construction | CZ03 | cDXGF | Exterior Equipment | 0 | 0
New Construction | CZ03 | cDXGF | Fans | 4249817.2 | 0
New Construction | CZ03 | cDXGF | Pumps | 0 | 0
New Construction | CZ03 | cDXGF | Heat Rejection | 0 | 0
New Construction | CZ03 | cDXGF | Humidification | 0 | 0
New Construction | CZ03 | cDXGF | Heat Recovery | 0 | 0
New Construction | CZ03 | cDXGF | Water Systems | 0 | 2510181.34
New Construction | CZ03 | cDXGF | Refrigeration | 0 | 0
New Construction | CZ03 | cDXGF | Generators | 0 | 0
New Construction | CZ03 | cDXGF | Total End Uses | 19649779.2 | 3473100.66
New Construction | CZ04 | cDXGF | Heating | 0 | 472704.01
New Construction | CZ04 | cDXGF | Cooling | 1957848.17 | 0
New Construction | CZ04 | cDXGF | Interior Lighting | 2195581.5 | 0
New Construction | CZ04 | cDXGF | Exterior Lighting | 0 | 0
New Construction | CZ04 | cDXGF | Interior Equipment | 12131475.91 | 435095.44
New Construction | CZ04 | cDXGF | Exterior Equipment | 0 | 0
New Construction | CZ04 | cDXGF | Fans | 4336079.03 | 0
New Construction | CZ04 | cDXGF | Pumps | 0 | 0
New Construction | CZ04 | cDXGF | Heat Rejection | 0 | 0
New Construction | CZ04 | cDXGF | Humidification | 0 | 0
New Construction | CZ04 | cDXGF | Heat Recovery | 0 | 0
New Construction | CZ04 | cDXGF | Water Systems | 0 | 2421990.71
New Construction | CZ04 | cDXGF | Refrigeration | 0 | 0
New Construction | CZ04 | cDXGF | Generators | 0 | 0
New Construction | CZ04 | cDXGF | Total End Uses | 20620984.61 | 3329790.16
New Construction | CZ05 | cDXGF | Heating | 0 | 568091.07
New Construction | CZ05 | cDXGF | Cooling | 1390201.4 | 0
New Construction | CZ05 | cDXGF | Interior Lighting | 2195581.5 | 0
New Construction | CZ05 | cDXGF | Exterior Lighting | 0 | 0
New Construction | CZ05 | cDXGF | Interior Equipment | 12131475.91 | 435095.44
New Construction | CZ05 | cDXGF | Exterior Equipment | 0 | 0
New Construction | CZ05 | cDXGF | Fans | 4249895.19 | 0
New Construction | CZ05 | cDXGF | Pumps | 0 | 0
New Construction | CZ05 | cDXGF | Heat Rejection | 0 | 0
New Construction | CZ05 | cDXGF | Humidification | 0 | 0
New Construction | CZ05 | cDXGF | Heat Recovery | 0 | 0
New Construction | CZ05 | cDXGF | Water Systems | 0 | 2509660.39
New Construction | CZ05 | cDXGF | Refrigeration | 0 | 0
New Construction | CZ05 | cDXGF | Generators | 0 | 0
New Construction | CZ05 | cDXGF | Total End Uses | 19967153.99 | 3512846.9
New Construction | CZ06 | cDXGF | Heating | 0 | 95538.75
New Construction | CZ06 | cDXGF | Cooling | 2210256.33 | 0
New Construction | CZ06 | cDXGF | Interior Lighting | 2195581.5 | 0
New Construction | CZ06 | cDXGF | Exterior Lighting | 0 | 0
New Construction | CZ06 | cDXGF | Interior Equipment | 12131475.91 | 435095.44
New Construction | CZ06 | cDXGF | Exterior Equipment | 0 | 0
New Construction | CZ06 | cDXGF | Fans | 4329836.28 | 0
New Construction | CZ06 | cDXGF | Pumps | 0 | 0
New Construction | CZ06 | cDXGF | Heat Rejection | 0 | 0
New Construction | CZ06 | cDXGF | Humidification | 0 | 0
New Construction | CZ06 | cDXGF | Heat Recovery | 0 | 0
New Construction | CZ06 | cDXGF | Water Systems | 0 | 2310840.72
New Construction | CZ06 | cDXGF | Refrigeration | 0 | 0
New Construction | CZ06 | cDXGF | Generators | 0 | 0
New Construction | CZ06 | cDXGF | Total End Uses | 20867150.01 | 2841474.91
New Construction | CZ07 | cDXGF | Heating | 0 | 92237.3
New Construction | CZ07 | cDXGF | Cooling | 2460035.41 | 0
New Construction | CZ07 | cDXGF | Interior Lighting | 2195581.5 | 0
New Construction | CZ07 | cDXGF | Exterior Lighting | 0 | 0
New Construction | CZ07 | cDXGF | Interior Equipment | 12131475.91 | 435095.44
New Construction | CZ07 | cDXGF | Exterior Equipment | 0 | 0
New Construction | CZ07 | cDXGF | Fans | 4282878.26 | 0
New Construction | CZ07 | cDXGF | Pumps | 0 | 0
New Construction | CZ07 | cDXGF | Heat Rejection | 0 | 0
New Construction | CZ07 | cDXGF | Humidification | 0 | 0
New Construction | CZ07 | cDXGF | Heat Recovery | 0 | 0
New Construction | CZ07 | cDXGF | Water Systems | 0 | 2280186.87
New Construction | CZ07 | cDXGF | Refrigeration | 0 | 0
New Construction | CZ07 | cDXGF | Generators | 0 | 0
New Construction | CZ07 | cDXGF | Total End Uses | 21069971.08 | 2807519.61
New Construction | CZ08 | cDXGF | Heating | 0 | 158240.8
New Construction | CZ08 | cDXGF | Cooling | 2729955.19 | 0
New Construction | CZ08 | cDXGF | Interior Lighting | 2195581.5 | 0
New Construction | CZ08 | cDXGF | Exterior Lighting | 0 | 0
New Construction | CZ08 | cDXGF | Interior Equipment | 12131475.91 | 435095.44
New Construction | CZ08 | cDXGF | Exterior Equipment | 0 | 0
New Construction | CZ08 | cDXGF | Fans | 4362368.55 | 0
New Construction | CZ08 | cDXGF | Pumps | 0 | 0
New Construction | CZ08 | cDXGF | Heat Rejection | 0 | 0
New Construction | CZ08 | cDXGF | Humidification | 0 | 0
New Construction | CZ08 | cDXGF | Heat Recovery | 0 | 0
New Construction | CZ08 | cDXGF | Water Systems | 0 | 2275670.71
New Construction | CZ08 | cDXGF | Refrigeration | 0 | 0
New Construction | CZ08 | cDXGF | Generators | 0 | 0
New Construction | CZ08 | cDXGF | Total End Uses | 21419381.14 | 2869006.94
New Construction | CZ09 | cDXGF | Heating | 0 | 121086.19
New Construction | CZ09 | cDXGF | Cooling | 2976313.7 | 0
New Construction | CZ09 | cDXGF | Interior Lighting | 2195581.5 | 0
New Construction | CZ09 | cDXGF | Exterior Lighting | 0 | 0
New Construction | CZ09 | cDXGF | Interior Equipment | 12131475.91 | 435095.44
New Construction | CZ09 | cDXGF | Exterior Equipment | 0 | 0
New Construction | CZ09 | cDXGF | Fans | 4400512.75 | 0
New Construction | CZ09 | cDXGF | Pumps | 0 | 0
New Construction | CZ09 | cDXGF | Heat Rejection | 0 | 0
New Construction | CZ09 | cDXGF | Humidification | 0 | 0
New Construction | CZ09 | cDXGF | Heat Recovery | 0 | 0
New Construction | CZ09 | cDXGF | Water Systems | 0 | 2242838.04
New Construction | CZ09 | cDXGF | Refrigeration | 0 | 0
New Construction | CZ09 | cDXGF | Generators | 0 | 0
New Construction | CZ09 | cDXGF | Total End Uses | 21703883.85 | 2799019.67
New Construction | CZ10 | cDXGF | Heating | 0 | 379612.63
New Construction | CZ10 | cDXGF | Cooling | 3733739.36 | 0
New Construction | CZ10 | cDXGF | Interior Lighting | 2195581.5 | 0
New Construction | CZ10 | cDXGF | Exterior Lighting | 0 | 0
New Construction | CZ10 | cDXGF | Interior Equipment | 12131475.91 | 435095.44
New Construction | CZ10 | cDXGF | Exterior Equipment | 0 | 0
New Construction | CZ10 | cDXGF | Fans | 4567292.08 | 0
New Construction | CZ10 | cDXGF | Pumps | 0 | 0
New Construction | CZ10 | cDXGF | Heat Rejection | 0 | 0
New Construction | CZ10 | cDXGF | Humidification | 0 | 0
New Construction | CZ10 | cDXGF | Heat Recovery | 0 | 0
New Construction | CZ10 | cDXGF | Water Systems | 0 | 2223718.63
New Construction | CZ10 | cDXGF | Refrigeration | 0 | 0
New Construction | CZ10 | cDXGF | Generators | 0 | 0
New Construction | CZ10 | cDXGF | Total End Uses | 22628088.84 | 3038426.69
New Construction | CZ11 | cDXGF | Heating | 0 | 884897.79
New Construction | CZ11 | cDXGF | Cooling | 3724550.42 | 0
New Construction | CZ11 | cDXGF | Interior Lighting | 2195581.5 | 0
New Construction | CZ11 | cDXGF | Exterior Lighting | 0 | 0
New Construction | CZ11 | cDXGF | Interior Equipment | 12131475.91 | 435095.44
New Construction | CZ11 | cDXGF | Exterior Equipment | 0 | 0
New Construction | CZ11 | cDXGF | Fans | 4509581.03 | 0
New Construction | CZ11 | cDXGF | Pumps | 0 | 0
New Construction | CZ11 | cDXGF | Heat Rejection | 0 | 0
New Construction | CZ11 | cDXGF | Humidification | 0 | 0
New Construction | CZ11 | cDXGF | Heat Recovery | 0 | 0
New Construction | CZ11 | cDXGF | Water Systems | 0 | 2271365.68
New Construction | CZ11 | cDXGF | Refrigeration | 0 | 0
New Construction | CZ11 | cDXGF | Generators | 0 | 0
New Construction | CZ11 | cDXGF | Total End Uses | 22561188.86 | 3591358.91
New Construction | CZ12 | cDXGF | Heating | 0 | 862751.43
New Construction | CZ12 | cDXGF | Cooling | 3147946.31 | 0
New Construction | CZ12 | cDXGF | Interior Lighting | 2195581.5 | 0
New Construction | CZ12 | cDXGF | Exterior Lighting | 0 | 0
New Construction | CZ12 | cDXGF | Interior Equipment | 12131475.91 | 435095.44
New Construction | CZ12 | cDXGF | Exterior Equipment | 0 | 0
New Construction | CZ12 | cDXGF | Fans | 4352780.34 | 0
New Construction | CZ12 | cDXGF | Pumps | 0 | 0
New Construction | CZ12 | cDXGF | Heat Rejection | 0 | 0
New Construction | CZ12 | cDXGF | Humidification | 0 | 0
New Construction | CZ12 | cDXGF | Heat Recovery | 0 | 0
New Construction | CZ12 | cDXGF | Water Systems | 0 | 2338604.62
New Construction | CZ12 | cDXGF | Refrigeration | 0 | 0
New Construction | CZ12 | cDXGF | Generators | 0 | 0
New Construction | CZ12 | cDXGF | Total End Uses | 21827784.06 | 3636451.49
New Construction | CZ13 | cDXGF | Heating | 0 | 669811.94
New Construction | CZ13 | cDXGF | Cooling | 4118660.85 | 0
New Construction | CZ13 | cDXGF | Interior Lighting | 2195581.5 | 0
New Construction | CZ13 | cDXGF | Exterior Lighting | 0 | 0
New Construction | CZ13 | cDXGF | Interior Equipment | 12131475.91 | 435095.44
New Construction | CZ13 | cDXGF | Exterior Equipment | 0 | 0
New Construction | CZ13 | cDXGF | Fans | 4482514.09 | 0
New Construction | CZ13 | cDXGF | Pumps | 0 | 0
New Construction | CZ13 | cDXGF | Heat Rejection | 0 | 0
New Construction | CZ13 | cDXGF | Humidification | 0 | 0
New Construction | CZ13 | cDXGF | Heat Recovery | 0 | 0
New Construction | CZ13 | cDXGF | Water Systems | 0 | 2205111.35
New Construction | CZ13 | cDXGF | Refrigeration | 0 | 0
New Construction | CZ13 | cDXGF | Generators | 0 | 0
New Construction | CZ13 | cDXGF | Total End Uses | 22928232.35 | 3310018.73
New Construction | CZ14 | cDXGF | Heating | 0 | 468548.69
New Construction | CZ14 | cDXGF | Cooling | 5193576.68 | 0
New Construction | CZ14 | cDXGF | Interior Lighting | 2195581.5 | 0
New Construction | CZ14 | cDXGF | Exterior Lighting | 0 | 0
New Construction | CZ14 | cDXGF | Interior Equipment | 12131475.91 | 435095.44
New Construction | CZ14 | cDXGF | Exterior Equipment | 0 | 0
New Construction | CZ14 | cDXGF | Fans | 4841112.13 | 0
New Construction | CZ14 | cDXGF | Pumps | 0 | 0
New Construction | CZ14 | cDXGF | Heat Rejection | 0 | 0
New Construction | CZ14 | cDXGF | Humidification | 0 | 0
New Construction | CZ14 | cDXGF | Heat Recovery | 0 | 0
New Construction | CZ14 | cDXGF | Water Systems | 0 | 2089559.56
New Construction | CZ14 | cDXGF | Refrigeration | 0 | 0
New Construction | CZ14 | cDXGF | Generators | 0 | 0
New Construction | CZ14 | cDXGF | Total End Uses | 24361746.21 | 2993203.68
New Construction | CZ15 | cDXGF | Heating | 0 | 184096.44
New Construction | CZ15 | cDXGF | Cooling | 6973783.49 | 0
New Construction | CZ15 | cDXGF | Interior Lighting | 2195581.5 | 0
New Construction | CZ15 | cDXGF | Exterior Lighting | 0 | 0
New Construction | CZ15 | cDXGF | Interior Equipment | 12131475.91 | 435095.44
New Construction | CZ15 | cDXGF | Exterior Equipment | 0 | 0
New Construction | CZ15 | cDXGF | Fans | 4595824.9 | 0
New Construction | CZ15 | cDXGF | Pumps | 0 | 0
New Construction | CZ15 | cDXGF | Heat Rejection | 0 | 0
New Construction | CZ15 | cDXGF | Humidification | 0 | 0
New Construction | CZ15 | cDXGF | Heat Recovery | 0 | 0
New Construction | CZ15 | cDXGF | Water Systems | 0 | 1851649.31
New Construction | CZ15 | cDXGF | Refrigeration | 0 | 0
New Construction | CZ15 | cDXGF | Generators | 0 | 0
New Construction | CZ15 | cDXGF | Total End Uses | 25896665.8 | 2470841.18
New Construction | CZ16 | cDXGF | Heating | 0 | 1501878.46
New Construction | CZ16 | cDXGF | Cooling | 3663287.75 | 0
New Construction | CZ16 | cDXGF | Interior Lighting | 2195581.5 | 0
New Construction | CZ16 | cDXGF | Exterior Lighting | 0 | 0
New Construction | CZ16 | cDXGF | Interior Equipment | 12131475.91 | 435095.44
New Construction | CZ16 | cDXGF | Exterior Equipment | 0 | 0
New Construction | CZ16 | cDXGF | Fans | 5124974.83 | 0
New Construction | CZ16 | cDXGF | Pumps | 0 | 0
New Construction | CZ16 | cDXGF | Heat Rejection | 0 | 0
New Construction | CZ16 | cDXGF | Humidification | 0 | 0
New Construction | CZ16 | cDXGF | Heat Recovery | 0 | 0
New Construction | CZ16 | cDXGF | Water Systems | 0 | 2472374.24
New Construction | CZ16 | cDXGF | Refrigeration | 0 | 0
New Construction | CZ16 | cDXGF | Generators | 0 | 0
New Construction | CZ16 | cDXGF | Total End Uses | 23115319.99 | 4409348.14
Existing | CZ01 | cDXHP | Heating | 301012.48 | 99336.19
Existing | CZ01 | cDXHP | Cooling | 325383.1 | 0
Existing | CZ01 | cDXHP | Interior Lighting | 4351819.02 | 0
Existing | CZ01 | cDXHP | Exterior Lighting | 0 | 0
Existing | CZ01 | cDXHP | Interior Equipment | 12131475.91 | 435095.44
Existing | CZ01 | cDXHP | Exterior Equipment | 0 | 0
Existing | CZ01 | cDXHP | Fans | 5567249.81 | 0
Existing | CZ01 | cDXHP | Pumps | 0 | 0
Existing | CZ01 | cDXHP | Heat Rejection | 0 | 0
Existing | CZ01 | cDXHP | Humidification | 0 | 0
Existing | CZ01 | cDXHP | Heat Recovery | 0 | 0
Existing | CZ01 | cDXHP | Water Systems | 0 | 2751025.67
Existing | CZ01 | cDXHP | Refrigeration | 0 | 0
Existing | CZ01 | cDXHP | Generators | 0 | 0
Existing | CZ01 | cDXHP | Total End Uses | 22676940.32 | 3285457.29
Existing | CZ02 | cDXHP | Heating | 238058.26 | 66019.79
Existing | CZ02 | cDXHP | Cooling | 2144973.23 | 0
Existing | CZ02 | cDXHP | Interior Lighting | 4351819.02 | 0
Existing | CZ02 | cDXHP | Exterior Lighting | 0 | 0
Existing | CZ02 | cDXHP | Interior Equipment | 12131475.91 | 435095.44
Existing | CZ02 | cDXHP | Exterior Equipment | 0 | 0
Existing | CZ02 | cDXHP | Fans | 6048921.11 | 0
Existing | CZ02 | cDXHP | Pumps | 0 | 0
Existing | CZ02 | cDXHP | Heat Rejection | 0 | 0
Existing | CZ02 | cDXHP | Humidification | 0 | 0
Existing | CZ02 | cDXHP | Heat Recovery | 0 | 0
Existing | CZ02 | cDXHP | Water Systems | 0 | 2525241.36
Existing | CZ02 | cDXHP | Refrigeration | 0 | 0
Existing | CZ02 | cDXHP | Generators | 0 | 0
Existing | CZ02 | cDXHP | Total End Uses | 24915247.52 | 3026356.59
Existing | CZ03 | cDXHP | Heating | 116886.1 | 26967.38
Existing | CZ03 | cDXHP | Cooling | 1350649.79 | 0
Existing | CZ03 | cDXHP | Interior Lighting | 4351819.02 | 0
Existing | CZ03 | cDXHP | Exterior Lighting | 0 | 0
Existing | CZ03 | cDXHP | Interior Equipment | 12131475.91 | 435095.44
Existing | CZ03 | cDXHP | Exterior Equipment | 0 | 0
Existing | CZ03 | cDXHP | Fans | 5931431.25 | 0
Existing | CZ03 | cDXHP | Pumps | 0 | 0
Existing | CZ03 | cDXHP | Heat Rejection | 0 | 0
Existing | CZ03 | cDXHP | Humidification | 0 | 0
Existing | CZ03 | cDXHP | Heat Recovery | 0 | 0
Existing | CZ03 | cDXHP | Water Systems | 0 | 2516026.2
Existing | CZ03 | cDXHP | Refrigeration | 0 | 0
Existing | CZ03 | cDXHP | Generators | 0 | 0
Existing | CZ03 | cDXHP | Total End Uses | 23882262.06 | 2978089.02
Existing | CZ04 | cDXHP | Heating | 105215.58 | 22127.25
Existing | CZ04 | cDXHP | Cooling | 2512774.86 | 0
Existing | CZ04 | cDXHP | Interior Lighting | 4351819.02 | 0
Existing | CZ04 | cDXHP | Exterior Lighting | 0 | 0
Existing | CZ04 | cDXHP | Interior Equipment | 12131475.91 | 435095.44
Existing | CZ04 | cDXHP | Exterior Equipment | 0 | 0
Existing | CZ04 | cDXHP | Fans | 6108494.82 | 0
Existing | CZ04 | cDXHP | Pumps | 0 | 0
Existing | CZ04 | cDXHP | Heat Rejection | 0 | 0
Existing | CZ04 | cDXHP | Humidification | 0 | 0
Existing | CZ04 | cDXHP | Heat Recovery | 0 | 0
Existing | CZ04 | cDXHP | Water Systems | 0 | 2428122.46
Existing | CZ04 | cDXHP | Refrigeration | 0 | 0
Existing | CZ04 | cDXHP | Generators | 0 | 0
Existing | CZ04 | cDXHP | Total End Uses | 25209780.19 | 2885345.15
Existing | CZ05 | cDXHP | Heating | 125195.7 | 18272.42
Existing | CZ05 | cDXHP | Cooling | 1783010.84 | 0
Existing | CZ05 | cDXHP | Interior Lighting | 4351819.02 | 0
Existing | CZ05 | cDXHP | Exterior Lighting | 0 | 0
Existing | CZ05 | cDXHP | Interior Equipment | 12131475.91 | 435095.44
Existing | CZ05 | cDXHP | Exterior Equipment | 0 | 0
Existing | CZ05 | cDXHP | Fans | 5930321.94 | 0
Existing | CZ05 | cDXHP | Pumps | 0 | 0
Existing | CZ05 | cDXHP | Heat Rejection | 0 | 0
Existing | CZ05 | cDXHP | Humidification | 0 | 0
Existing | CZ05 | cDXHP | Heat Recovery | 0 | 0
Existing | CZ05 | cDXHP | Water Systems | 0 | 2516383.79
Existing | CZ05 | cDXHP | Refrigeration | 0 | 0
Existing | CZ05 | cDXHP | Generators | 0 | 0
Existing | CZ05 | cDXHP | Total End Uses | 24321823.41 | 2969751.65
Existing | CZ06 | cDXHP | Heating | 20865.01 | 1432.66
Existing | CZ06 | cDXHP | Cooling | 2769017.7 | 0
Existing | CZ06 | cDXHP | Interior Lighting | 4351819.02 | 0
Existing | CZ06 | cDXHP | Exterior Lighting | 0 | 0
Existing | CZ06 | cDXHP | Interior Equipment | 12131475.91 | 435095.44
Existing | CZ06 | cDXHP | Exterior Equipment | 0 | 0
Existing | CZ06 | cDXHP | Fans | 6021936.19 | 0
Existing | CZ06 | cDXHP | Pumps | 0 | 0
Existing | CZ06 | cDXHP | Heat Rejection | 0 | 0
Existing | CZ06 | cDXHP | Humidification | 0 | 0
Existing | CZ06 | cDXHP | Heat Recovery | 0 | 0
Existing | CZ06 | cDXHP | Water Systems | 0 | 2317263.87
Existing | CZ06 | cDXHP | Refrigeration | 0 | 0
Existing | CZ06 | cDXHP | Generators | 0 | 0
Existing | CZ06 | cDXHP | Total End Uses | 25295113.83 | 2753791.98
Existing | CZ07 | cDXHP | Heating | 19045.77 | 921.78
Existing | CZ07 | cDXHP | Cooling | 3129297.79 | 0
Existing | CZ07 | cDXHP | Interior Lighting | 4351819.02 | 0
Existing | CZ07 | cDXHP | Exterior Lighting | 0 | 0
Existing | CZ07 | cDXHP | Interior Equipment | 12131475.91 | 435095.44
Existing | CZ07 | cDXHP | Exterior Equipment | 0 | 0
Existing | CZ07 | cDXHP | Fans | 5933180.37 | 0
Existing | CZ07 | cDXHP | Pumps | 0 | 0
Existing | CZ07 | cDXHP | Heat Rejection | 0 | 0
Existing | CZ07 | cDXHP | Humidification | 0 | 0
Existing | CZ07 | cDXHP | Heat Recovery | 0 | 0
Existing | CZ07 | cDXHP | Water Systems | 0 | 2286787.34
Existing | CZ07 | cDXHP | Refrigeration | 0 | 0
Existing | CZ07 | cDXHP | Generators | 0 | 0
Existing | CZ07 | cDXHP | Total End Uses | 25564818.86 | 2722804.56
Existing | CZ08 | cDXHP | Heating | 32443.53 | 3297.72
Existing | CZ08 | cDXHP | Cooling | 3510672.29 | 0
Existing | CZ08 | cDXHP | Interior Lighting | 4351819.02 | 0
Existing | CZ08 | cDXHP | Exterior Lighting | 0 | 0
Existing | CZ08 | cDXHP | Interior Equipment | 12131475.91 | 435095.44
Existing | CZ08 | cDXHP | Exterior Equipment | 0 | 0
Existing | CZ08 | cDXHP | Fans | 6136742.3 | 0
Existing | CZ08 | cDXHP | Pumps | 0 | 0
Existing | CZ08 | cDXHP | Heat Rejection | 0 | 0
Existing | CZ08 | cDXHP | Humidification | 0 | 0
Existing | CZ08 | cDXHP | Heat Recovery | 0 | 0
Existing | CZ08 | cDXHP | Water Systems | 0 | 2282891.47
Existing | CZ08 | cDXHP | Refrigeration | 0 | 0
Existing | CZ08 | cDXHP | Generators | 0 | 0
Existing | CZ08 | cDXHP | Total End Uses | 26163153.04 | 2721284.63
Existing | CZ09 | cDXHP | Heating | 23712.45 | 2934.92
Existing | CZ09 | cDXHP | Cooling | 3942087.59 | 0
Existing | CZ09 | cDXHP | Interior Lighting | 4351819.02 | 0
Existing | CZ09 | cDXHP | Exterior Lighting | 0 | 0
Existing | CZ09 | cDXHP | Interior Equipment | 12131475.91 | 435095.44
Existing | CZ09 | cDXHP | Exterior Equipment | 0 | 0
Existing | CZ09 | cDXHP | Fans | 6391077.1 | 0
Existing | CZ09 | cDXHP | Pumps | 0 | 0
Existing | CZ09 | cDXHP | Heat Rejection | 0 | 0
Existing | CZ09 | cDXHP | Humidification | 0 | 0
Existing | CZ09 | cDXHP | Heat Recovery | 0 | 0
Existing | CZ09 | cDXHP | Water Systems | 0 | 2251344.45
Existing | CZ09 | cDXHP | Refrigeration | 0 | 0
Existing | CZ09 | cDXHP | Generators | 0 | 0
Existing | CZ09 | cDXHP | Total End Uses | 26840172.07 | 2689374.82
Existing | CZ10 | cDXHP | Heating | 90209.38 | 8465.25
Existing | CZ10 | cDXHP | Cooling | 4647052.16 | 0
Existing | CZ10 | cDXHP | Interior Lighting | 4351819.02 | 0
Existing | CZ10 | cDXHP | Exterior Lighting | 0 | 0
Existing | CZ10 | cDXHP | Interior Equipment | 12131475.91 | 435095.44
Existing | CZ10 | cDXHP | Exterior Equipment | 0 | 0
Existing | CZ10 | cDXHP | Fans | 6215866.23 | 0
Existing | CZ10 | cDXHP | Pumps | 0 | 0
Existing | CZ10 | cDXHP | Heat Rejection | 0 | 0
Existing | CZ10 | cDXHP | Humidification | 0 | 0
Existing | CZ10 | cDXHP | Heat Recovery | 0 | 0
Existing | CZ10 | cDXHP | Water Systems | 0 | 2230465.87
Existing | CZ10 | cDXHP | Refrigeration | 0 | 0
Existing | CZ10 | cDXHP | Generators | 0 | 0
Existing | CZ10 | cDXHP | Total End Uses | 27436422.69 | 2674026.56
Existing | CZ11 | cDXHP | Heating | 214448.66 | 83414.69
Existing | CZ11 | cDXHP | Cooling | 4805501.93 | 0
Existing | CZ11 | cDXHP | Interior Lighting | 4351819.02 | 0
Existing | CZ11 | cDXHP | Exterior Lighting | 0 | 0
Existing | CZ11 | cDXHP | Interior Equipment | 12131475.91 | 435095.44
Existing | CZ11 | cDXHP | Exterior Equipment | 0 | 0
Existing | CZ11 | cDXHP | Fans | 6465135 | 0
Existing | CZ11 | cDXHP | Pumps | 0 | 0
Existing | CZ11 | cDXHP | Heat Rejection | 0 | 0
Existing | CZ11 | cDXHP | Humidification | 0 | 0
Existing | CZ11 | cDXHP | Heat Recovery | 0 | 0
Existing | CZ11 | cDXHP | Water Systems | 0 | 2277952.52
Existing | CZ11 | cDXHP | Refrigeration | 0 | 0
Existing | CZ11 | cDXHP | Generators | 0 | 0
Existing | CZ11 | cDXHP | Total End Uses | 27968380.51 | 2796462.65
Existing | CZ12 | cDXHP | Heating | 212486.84 | 65554.43
Existing | CZ12 | cDXHP | Cooling | 4035619.56 | 0
Existing | CZ12 | cDXHP | Interior Lighting | 4351819.02 | 0
Existing | CZ12 | cDXHP | Exterior Lighting | 0 | 0
Existing | CZ12 | cDXHP | Interior Equipment | 12131475.91 | 435095.44
Existing | CZ12 | cDXHP | Exterior Equipment | 0 | 0
Existing | CZ12 | cDXHP | Fans | 6123471.85 | 0
Existing | CZ12 | cDXHP | Pumps | 0 | 0
Existing | CZ12 | cDXHP | Heat Rejection | 0 | 0
Existing | CZ12 | cDXHP | Humidification | 0 | 0
Existing | CZ12 | cDXHP | Heat Recovery | 0 | 0
Existing | CZ12 | cDXHP | Water Systems | 0 | 2345359.23
Existing | CZ12 | cDXHP | Refrigeration | 0 | 0
Existing | CZ12 | cDXHP | Generators | 0 | 0
Existing | CZ12 | cDXHP | Total End Uses | 26854873.18 | 2846009.1
Existing | CZ13 | cDXHP | Heating | 152108.72 | 43490.17
Existing | CZ13 | cDXHP | Cooling | 5293043.7 | 0
Existing | CZ13 | cDXHP | Interior Lighting | 4351819.02 | 0
Existing | CZ13 | cDXHP | Exterior Lighting | 0 | 0
Existing | CZ13 | cDXHP | Interior Equipment | 12131475.91 | 435095.44
Existing | CZ13 | cDXHP | Exterior Equipment | 0 | 0
Existing | CZ13 | cDXHP | Fans | 6365849.66 | 0
Existing | CZ13 | cDXHP | Pumps | 0 | 0
Existing | CZ13 | cDXHP | Heat Rejection | 0 | 0
Existing | CZ13 | cDXHP | Humidification | 0 | 0
Existing | CZ13 | cDXHP | Heat Recovery | 0 | 0
Existing | CZ13 | cDXHP | Water Systems | 0 | 2211468.88
Existing | CZ13 | cDXHP | Refrigeration | 0 | 0
Existing | CZ13 | cDXHP | Generators | 0 | 0
Existing | CZ13 | cDXHP | Total End Uses | 28294297 | 2690054.49
Existing | CZ14 | cDXHP | Heating | 107945.93 | 26345.76
Existing | CZ14 | cDXHP | Cooling | 6609836.15 | 0
Existing | CZ14 | cDXHP | Interior Lighting | 4351819.02 | 0
Existing | CZ14 | cDXHP | Exterior Lighting | 0 | 0
Existing | CZ14 | cDXHP | Interior Equipment | 12131475.91 | 435095.44
Existing | CZ14 | cDXHP | Exterior Equipment | 0 | 0
Existing | CZ14 | cDXHP | Fans | 6866199.21 | 0
Existing | CZ14 | cDXHP | Pumps | 0 | 0
Existing | CZ14 | cDXHP | Heat Rejection | 0 | 0
Existing | CZ14 | cDXHP | Humidification | 0 | 0
Existing | CZ14 | cDXHP | Heat Recovery | 0 | 0
Existing | CZ14 | cDXHP | Water Systems | 0 | 2096847.47
Existing | CZ14 | cDXHP | Refrigeration | 0 | 0
Existing | CZ14 | cDXHP | Generators | 0 | 0
Existing | CZ14 | cDXHP | Total End Uses | 30067276.21 | 2558288.67
Existing | CZ15 | cDXHP | Heating | 35210.86 | 1735.76
Existing | CZ15 | cDXHP | Cooling | 8784886.23 | 0
Existing | CZ15 | cDXHP | Interior Lighting | 4351819.02 | 0
Existing | CZ15 | cDXHP | Exterior Lighting | 0 | 0
Existing | CZ15 | cDXHP | Interior Equipment | 12131475.91 | 435095.44
Existing | CZ15 | cDXHP | Exterior Equipment | 0 | 0
Existing | CZ15 | cDXHP | Fans | 6518384.17 | 0
Existing | CZ15 | cDXHP | Pumps | 0 | 0
Existing | CZ15 | cDXHP | Heat Rejection | 0 | 0
Existing | CZ15 | cDXHP | Humidification | 0 | 0
Existing | CZ15 | cDXHP | Heat Recovery | 0 | 0
Existing | CZ15 | cDXHP | Water Systems | 0 | 1859976.65
Existing | CZ15 | cDXHP | Refrigeration | 0 | 0
Existing | CZ15 | cDXHP | Generators | 0 | 0
Existing | CZ15 | cDXHP | Total End Uses | 31821776.18 | 2296807.86
Existing | CZ16 | cDXHP | Heating | 459300.58 | 171111.24
Existing | CZ16 | cDXHP | Cooling | 4638085.63 | 0
Existing | CZ16 | cDXHP | Interior Lighting | 4351819.02 | 0
Existing | CZ16 | cDXHP | Exterior Lighting | 0 | 0
Existing | CZ16 | cDXHP | Interior Equipment | 12131475.91 | 435095.44
Existing | CZ16 | cDXHP | Exterior Equipment | 0 | 0
Existing | CZ16 | cDXHP | Fans | 7125189.65 | 0
Existing | CZ16 | cDXHP | Pumps | 0 | 0
Existing | CZ16 | cDXHP | Heat Rejection | 0 | 0
Existing | CZ16 | cDXHP | Humidification | 0 | 0
Existing | CZ16 | cDXHP | Heat Recovery | 0 | 0
Existing | CZ16 | cDXHP | Water Systems | 0 | 2479050.4
Existing | CZ16 | cDXHP | Refrigeration | 0 | 0
Existing | CZ16 | cDXHP | Generators | 0 | 0
Existing | CZ16 | cDXHP | Total End Uses | 28705870.78 | 3085257.08
New Construction | CZ01 | cDXHP | Heating | 338828.61 | 3318.32
New Construction | CZ01 | cDXHP | Cooling | 288986.56 | 0
New Construction | CZ01 | cDXHP | Interior Lighting | 2195581.5 | 0
New Construction | CZ01 | cDXHP | Exterior Lighting | 0 | 0
New Construction | CZ01 | cDXHP | Interior Equipment | 12131475.91 | 435095.44
New Construction | CZ01 | cDXHP | Exterior Equipment | 0 | 0
New Construction | CZ01 | cDXHP | Fans | 4079207.37 | 0
New Construction | CZ01 | cDXHP | Pumps | 0 | 0
New Construction | CZ01 | cDXHP | Heat Rejection | 0 | 0
New Construction | CZ01 | cDXHP | Humidification | 0 | 0
New Construction | CZ01 | cDXHP | Heat Recovery | 0 | 0
New Construction | CZ01 | cDXHP | Water Systems | 0 | 2743718.42
New Construction | CZ01 | cDXHP | Refrigeration | 0 | 0
New Construction | CZ01 | cDXHP | Generators | 0 | 0
New Construction | CZ01 | cDXHP | Total End Uses | 19034079.95 | 3182132.17
New Construction | CZ02 | cDXHP | Heating | 258349.86 | 1332.89
New Construction | CZ02 | cDXHP | Cooling | 1698116.63 | 0
New Construction | CZ02 | cDXHP | Interior Lighting | 2195581.5 | 0
New Construction | CZ02 | cDXHP | Exterior Lighting | 0 | 0
New Construction | CZ02 | cDXHP | Interior Equipment | 12131475.91 | 435095.44
New Construction | CZ02 | cDXHP | Exterior Equipment | 0 | 0
New Construction | CZ02 | cDXHP | Fans | 4316379.37 | 0
New Construction | CZ02 | cDXHP | Pumps | 0 | 0
New Construction | CZ02 | cDXHP | Heat Rejection | 0 | 0
New Construction | CZ02 | cDXHP | Humidification | 0 | 0
New Construction | CZ02 | cDXHP | Heat Recovery | 0 | 0
New Construction | CZ02 | cDXHP | Water Systems | 0 | 2519540.39
New Construction | CZ02 | cDXHP | Refrigeration | 0 | 0
New Construction | CZ02 | cDXHP | Generators | 0 | 0
New Construction | CZ02 | cDXHP | Total End Uses | 20599903.27 | 2955968.72
New Construction | CZ03 | cDXHP | Heating | 133346.05 | 500.68
New Construction | CZ03 | cDXHP | Cooling | 1060994.27 | 0
New Construction | CZ03 | cDXHP | Interior Lighting | 2195581.5 | 0
New Construction | CZ03 | cDXHP | Exterior Lighting | 0 | 0
New Construction | CZ03 | cDXHP | Interior Equipment | 12131475.91 | 435095.44
New Construction | CZ03 | cDXHP | Exterior Equipment | 0 | 0
New Construction | CZ03 | cDXHP | Fans | 4249817.4 | 0
New Construction | CZ03 | cDXHP | Pumps | 0 | 0
New Construction | CZ03 | cDXHP | Heat Rejection | 0 | 0
New Construction | CZ03 | cDXHP | Humidification | 0 | 0
New Construction | CZ03 | cDXHP | Heat Recovery | 0 | 0
New Construction | CZ03 | cDXHP | Water Systems | 0 | 2510181.93
New Construction | CZ03 | cDXHP | Refrigeration | 0 | 0
New Construction | CZ03 | cDXHP | Generators | 0 | 0
New Construction | CZ03 | cDXHP | Total End Uses | 19771215.13 | 2945778.05
New Construction | CZ04 | cDXHP | Heating | 119543.48 | 202.94
New Construction | CZ04 | cDXHP | Cooling | 1949890.98 | 0
New Construction | CZ04 | cDXHP | Interior Lighting | 2195581.5 | 0
New Construction | CZ04 | cDXHP | Exterior Lighting | 0 | 0
New Construction | CZ04 | cDXHP | Interior Equipment | 12131475.91 | 435095.44
New Construction | CZ04 | cDXHP | Exterior Equipment | 0 | 0
New Construction | CZ04 | cDXHP | Fans | 4336078.4 | 0
New Construction | CZ04 | cDXHP | Pumps | 0 | 0
New Construction | CZ04 | cDXHP | Heat Rejection | 0 | 0
New Construction | CZ04 | cDXHP | Humidification | 0 | 0
New Construction | CZ04 | cDXHP | Heat Recovery | 0 | 0
New Construction | CZ04 | cDXHP | Water Systems | 0 | 2421990.11
New Construction | CZ04 | cDXHP | Refrigeration | 0 | 0
New Construction | CZ04 | cDXHP | Generators | 0 | 0
New Construction | CZ04 | cDXHP | Total End Uses | 20732570.28 | 2857288.49
New Construction | CZ05 | cDXHP | Heating | 148299.66 | 17.5
New Construction | CZ05 | cDXHP | Cooling | 1379183.66 | 0
New Construction | CZ05 | cDXHP | Interior Lighting | 2195581.5 | 0
New Construction | CZ05 | cDXHP | Exterior Lighting | 0 | 0
New Construction | CZ05 | cDXHP | Interior Equipment | 12131475.91 | 435095.44
New Construction | CZ05 | cDXHP | Exterior Equipment | 0 | 0
New Construction | CZ05 | cDXHP | Fans | 4249894.57 | 0
New Construction | CZ05 | cDXHP | Pumps | 0 | 0
New Construction | CZ05 | cDXHP | Heat Rejection | 0 | 0
New Construction | CZ05 | cDXHP | Humidification | 0 | 0
New Construction | CZ05 | cDXHP | Heat Recovery | 0 | 0
New Construction | CZ05 | cDXHP | Water Systems | 0 | 2509658.92
New Construction | CZ05 | cDXHP | Refrigeration | 0 | 0
New Construction | CZ05 | cDXHP | Generators | 0 | 0
New Construction | CZ05 | cDXHP | Total End Uses | 20104435.29 | 2944771.86
New Construction | CZ06 | cDXHP | Heating | 22868.74 | 0
New Construction | CZ06 | cDXHP | Cooling | 2147830.05 | 0
New Construction | CZ06 | cDXHP | Interior Lighting | 2195581.5 | 0
New Construction | CZ06 | cDXHP | Exterior Lighting | 0 | 0
New Construction | CZ06 | cDXHP | Interior Equipment | 12131475.91 | 435095.44
New Construction | CZ06 | cDXHP | Exterior Equipment | 0 | 0
New Construction | CZ06 | cDXHP | Fans | 4329848.44 | 0
New Construction | CZ06 | cDXHP | Pumps | 0 | 0
New Construction | CZ06 | cDXHP | Heat Rejection | 0 | 0
New Construction | CZ06 | cDXHP | Humidification | 0 | 0
New Construction | CZ06 | cDXHP | Heat Recovery | 0 | 0
New Construction | CZ06 | cDXHP | Water Systems | 0 | 2311166.74
New Construction | CZ06 | cDXHP | Refrigeration | 0 | 0
New Construction | CZ06 | cDXHP | Generators | 0 | 0
New Construction | CZ06 | cDXHP | Total End Uses | 20827604.63 | 2746262.18
New Construction | CZ07 | cDXHP | Heating | 22181.11 | 0
New Construction | CZ07 | cDXHP | Cooling | 2423226.96 | 0
New Construction | CZ07 | cDXHP | Interior Lighting | 2195581.5 | 0
New Construction | CZ07 | cDXHP | Exterior Lighting | 0 | 0
New Construction | CZ07 | cDXHP | Interior Equipment | 12131475.91 | 435095.44
New Construction | CZ07 | cDXHP | Exterior Equipment | 0 | 0
New Construction | CZ07 | cDXHP | Fans | 4282893.45 | 0
New Construction | CZ07 | cDXHP | Pumps | 0 | 0
New Construction | CZ07 | cDXHP | Heat Rejection | 0 | 0
New Construction | CZ07 | cDXHP | Humidification | 0 | 0
New Construction | CZ07 | cDXHP | Heat Recovery | 0 | 0
New Construction | CZ07 | cDXHP | Water Systems | 0 | 2280171.68
New Construction | CZ07 | cDXHP | Refrigeration | 0 | 0
New Construction | CZ07 | cDXHP | Generators | 0 | 0
New Construction | CZ07 | cDXHP | Total End Uses | 21055358.93 | 2715267.12
New Construction | CZ08 | cDXHP | Heating | 38594.57 | 0
New Construction | CZ08 | cDXHP | Cooling | 2710282.73 | 0
New Construction | CZ08 | cDXHP | Interior Lighting | 2195581.5 | 0
New Construction | CZ08 | cDXHP | Exterior Lighting | 0 | 0
New Construction | CZ08 | cDXHP | Interior Equipment | 12131475.91 | 435095.44
New Construction | CZ08 | cDXHP | Exterior Equipment | 0 | 0
New Construction | CZ08 | cDXHP | Fans | 4362370.64 | 0
New Construction | CZ08 | cDXHP | Pumps | 0 | 0
New Construction | CZ08 | cDXHP | Heat Rejection | 0 | 0
New Construction | CZ08 | cDXHP | Humidification | 0 | 0
New Construction | CZ08 | cDXHP | Heat Recovery | 0 | 0
New Construction | CZ08 | cDXHP | Water Systems | 0 | 2275670.7
New Construction | CZ08 | cDXHP | Refrigeration | 0 | 0
New Construction | CZ08 | cDXHP | Generators | 0 | 0
New Construction | CZ08 | cDXHP | Total End Uses | 21438305.35 | 2710766.14
New Construction | CZ09 | cDXHP | Heating | 29368.69 | 0
New Construction | CZ09 | cDXHP | Cooling | 2952121.15 | 0
New Construction | CZ09 | cDXHP | Interior Lighting | 2195581.5 | 0
New Construction | CZ09 | cDXHP | Exterior Lighting | 0 | 0
New Construction | CZ09 | cDXHP | Interior Equipment | 12131475.91 | 435095.44
New Construction | CZ09 | cDXHP | Exterior Equipment | 0 | 0
New Construction | CZ09 | cDXHP | Fans | 4400506.8 | 0
New Construction | CZ09 | cDXHP | Pumps | 0 | 0
New Construction | CZ09 | cDXHP | Heat Rejection | 0 | 0
New Construction | CZ09 | cDXHP | Humidification | 0 | 0
New Construction | CZ09 | cDXHP | Heat Recovery | 0 | 0
New Construction | CZ09 | cDXHP | Water Systems | 0 | 2243087.82
New Construction | CZ09 | cDXHP | Refrigeration | 0 | 0
New Construction | CZ09 | cDXHP | Generators | 0 | 0
New Construction | CZ09 | cDXHP | Total End Uses | 21709054.04 | 2678183.26
New Construction | CZ10 | cDXHP | Heating | 105249.05 | 10.87
New Construction | CZ10 | cDXHP | Cooling | 3733711.9 | 0
New Construction | CZ10 | cDXHP | Interior Lighting | 2195581.5 | 0
New Construction | CZ10 | cDXHP | Exterior Lighting | 0 | 0
New Construction | CZ10 | cDXHP | Interior Equipment | 12131475.91 | 435095.44
New Construction | CZ10 | cDXHP | Exterior Equipment | 0 | 0
New Construction | CZ10 | cDXHP | Fans | 4567292.2 | 0
New Construction | CZ10 | cDXHP | Pumps | 0 | 0
New Construction | CZ10 | cDXHP | Heat Rejection | 0 | 0
New Construction | CZ10 | cDXHP | Humidification | 0 | 0
New Construction | CZ10 | cDXHP | Heat Recovery | 0 | 0
New Construction | CZ10 | cDXHP | Water Systems | 0 | 2223137.09
New Construction | CZ10 | cDXHP | Refrigeration | 0 | 0
New Construction | CZ10 | cDXHP | Generators | 0 | 0
New Construction | CZ10 | cDXHP | Total End Uses | 22733310.55 | 2658243.4
New Construction | CZ11 | cDXHP | Heating | 238803.2 | 2693.71
New Construction | CZ11 | cDXHP | Cooling | 3738230.93 | 0
New Construction | CZ11 | cDXHP | Interior Lighting | 2195581.5 | 0
New Construction | CZ11 | cDXHP | Exterior Lighting | 0 | 0
New Construction | CZ11 | cDXHP | Interior Equipment | 12131475.91 | 435095.44
New Construction | CZ11 | cDXHP | Exterior Equipment | 0 | 0
New Construction | CZ11 | cDXHP | Fans | 4509601.18 | 0
New Construction | CZ11 | cDXHP | Pumps | 0 | 0
New Construction | CZ11 | cDXHP | Heat Rejection | 0 | 0
New Construction | CZ11 | cDXHP | Humidification | 0 | 0
New Construction | CZ11 | cDXHP | Heat Recovery | 0 | 0
New Construction | CZ11 | cDXHP | Water Systems | 0 | 2272195.84
New Construction | CZ11 | cDXHP | Refrigeration | 0 | 0
New Construction | CZ11 | cDXHP | Generators | 0 | 0
New Construction | CZ11 | cDXHP | Total End Uses | 22813692.72 | 2709984.98
New Construction | CZ12 | cDXHP | Heating | 238235.93 | 3168.61
New Construction | CZ12 | cDXHP | Cooling | 3153355.39 | 0
New Construction | CZ12 | cDXHP | Interior Lighting | 2195581.5 | 0
New Construction | CZ12 | cDXHP | Exterior Lighting | 0 | 0
New Construction | CZ12 | cDXHP | Interior Equipment | 12131475.91 | 435095.44
New Construction | CZ12 | cDXHP | Exterior Equipment | 0 | 0
New Construction | CZ12 | cDXHP | Fans | 4352772.5 | 0
New Construction | CZ12 | cDXHP | Pumps | 0 | 0
New Construction | CZ12 | cDXHP | Heat Rejection | 0 | 0
New Construction | CZ12 | cDXHP | Humidification | 0 | 0
New Construction | CZ12 | cDXHP | Heat Recovery | 0 | 0
New Construction | CZ12 | cDXHP | Water Systems | 0 | 2337988.38
New Construction | CZ12 | cDXHP | Refrigeration | 0 | 0
New Construction | CZ12 | cDXHP | Generators | 0 | 0
New Construction | CZ12 | cDXHP | Total End Uses | 22071421.22 | 2776252.44
New Construction | CZ13 | cDXHP | Heating | 178798.22 | 816.02
New Construction | CZ13 | cDXHP | Cooling | 4125712.16 | 0
New Construction | CZ13 | cDXHP | Interior Lighting | 2195581.5 | 0
New Construction | CZ13 | cDXHP | Exterior Lighting | 0 | 0
New Construction | CZ13 | cDXHP | Interior Equipment | 12131475.91 | 435095.44
New Construction | CZ13 | cDXHP | Exterior Equipment | 0 | 0
New Construction | CZ13 | cDXHP | Fans | 4482512.07 | 0
New Construction | CZ13 | cDXHP | Pumps | 0 | 0
New Construction | CZ13 | cDXHP | Heat Rejection | 0 | 0
New Construction | CZ13 | cDXHP | Humidification | 0 | 0
New Construction | CZ13 | cDXHP | Heat Recovery | 0 | 0
New Construction | CZ13 | cDXHP | Water Systems | 0 | 2205151.06
New Construction | CZ13 | cDXHP | Refrigeration | 0 | 0
New Construction | CZ13 | cDXHP | Generators | 0 | 0
New Construction | CZ13 | cDXHP | Total End Uses | 23114079.85 | 2641062.51
New Construction | CZ14 | cDXHP | Heating | 128008.03 | 607.5
New Construction | CZ14 | cDXHP | Cooling | 5207503.56 | 0
New Construction | CZ14 | cDXHP | Interior Lighting | 2195581.5 | 0
New Construction | CZ14 | cDXHP | Exterior Lighting | 0 | 0
New Construction | CZ14 | cDXHP | Interior Equipment | 12131475.91 | 435095.44
New Construction | CZ14 | cDXHP | Exterior Equipment | 0 | 0
New Construction | CZ14 | cDXHP | Fans | 4841055.76 | 0
New Construction | CZ14 | cDXHP | Pumps | 0 | 0
New Construction | CZ14 | cDXHP | Heat Rejection | 0 | 0
New Construction | CZ14 | cDXHP | Humidification | 0 | 0
New Construction | CZ14 | cDXHP | Heat Recovery | 0 | 0
New Construction | CZ14 | cDXHP | Water Systems | 0 | 2088830.88
New Construction | CZ14 | cDXHP | Refrigeration | 0 | 0
New Construction | CZ14 | cDXHP | Generators | 0 | 0
New Construction | CZ14 | cDXHP | Total End Uses | 24503624.76 | 2524533.82
New Construction | CZ15 | cDXHP | Heating | 47442.96 | 0
New Construction | CZ15 | cDXHP | Cooling | 6977664.4 | 0
New Construction | CZ15 | cDXHP | Interior Lighting | 2195581.5 | 0
New Construction | CZ15 | cDXHP | Exterior Lighting | 0 | 0
New Construction | CZ15 | cDXHP | Interior Equipment | 12131475.91 | 435095.44
New Construction | CZ15 | cDXHP | Exterior Equipment | 0 | 0
New Construction | CZ15 | cDXHP | Fans | 4595796.57 | 0
New Construction | CZ15 | cDXHP | Pumps | 0 | 0
New Construction | CZ15 | cDXHP | Heat Rejection | 0 | 0
New Construction | CZ15 | cDXHP | Humidification | 0 | 0
New Construction | CZ15 | cDXHP | Heat Recovery | 0 | 0
New Construction | CZ15 | cDXHP | Water Systems | 0 | 1851931.53
New Construction | CZ15 | cDXHP | Refrigeration | 0 | 0
New Construction | CZ15 | cDXHP | Generators | 0 | 0
New Construction | CZ15 | cDXHP | Total End Uses | 25947961.33 | 2287026.96
New Construction | CZ16 | cDXHP | Heating | 500276.09 | 32024.26
New Construction | CZ16 | cDXHP | Cooling | 3705511.88 | 0
New Construction | CZ16 | cDXHP | Interior Lighting | 2195581.5 | 0
New Construction | CZ16 | cDXHP | Exterior Lighting | 0 | 0
New Construction | CZ16 | cDXHP | Interior Equipment | 12131475.91 | 435095.44
New Construction | CZ16 | cDXHP | Exterior Equipment | 0 | 0
New Construction | CZ16 | cDXHP | Fans | 5124790.21 | 0
New Construction | CZ16 | cDXHP | Pumps | 0 | 0
New Construction | CZ16 | cDXHP | Heat Rejection | 0 | 0
New Construction | CZ16 | cDXHP | Humidification | 0 | 0
New Construction | CZ16 | cDXHP | Heat Recovery | 0 | 0
New Construction | CZ16 | cDXHP | Water Systems | 0 | 2472020.79
New Construction | CZ16 | cDXHP | Refrigeration | 0 | 0
New Construction | CZ16 | cDXHP | Generators | 0 | 0
New Construction | CZ16 | cDXHP | Total End Uses | 23657635.59 | 2939140.49
Existing | CZ01 | cDXOH | Heating | 0 | 120508.04
Existing | CZ01 | cDXOH | Cooling | 321503.22 | 0
Existing | CZ01 | cDXOH | Interior Lighting | 4351819.02 | 0
Existing | CZ01 | cDXOH | Exterior Lighting | 0 | 0
Existing | CZ01 | cDXOH | Interior Equipment | 12131475.91 | 435095.44
Existing | CZ01 | cDXOH | Exterior Equipment | 0 | 0
Existing | CZ01 | cDXOH | Fans | 5570908.83 | 0
Existing | CZ01 | cDXOH | Pumps | 0 | 0
Existing | CZ01 | cDXOH | Heat Rejection | 0 | 0
Existing | CZ01 | cDXOH | Humidification | 0 | 0
Existing | CZ01 | cDXOH | Heat Recovery | 0 | 0
Existing | CZ01 | cDXOH | Water Systems | 0 | 2750996.08
Existing | CZ01 | cDXOH | Refrigeration | 0 | 0
Existing | CZ01 | cDXOH | Generators | 0 | 0
Existing | CZ01 | cDXOH | Total End Uses | 22375706.97 | 3306599.55
Existing | CZ02 | cDXOH | Heating | 0 | 77176.26
Existing | CZ02 | cDXOH | Cooling | 2146414.26 | 0
Existing | CZ02 | cDXOH | Interior Lighting | 4351819.02 | 0
Existing | CZ02 | cDXOH | Exterior Lighting | 0 | 0
Existing | CZ02 | cDXOH | Interior Equipment | 12131475.91 | 435095.44
Existing | CZ02 | cDXOH | Exterior Equipment | 0 | 0
Existing | CZ02 | cDXOH | Fans | 6050973.81 | 0
Existing | CZ02 | cDXOH | Pumps | 0 | 0
Existing | CZ02 | cDXOH | Heat Rejection | 0 | 0
Existing | CZ02 | cDXOH | Humidification | 0 | 0
Existing | CZ02 | cDXOH | Heat Recovery | 0 | 0
Existing | CZ02 | cDXOH | Water Systems | 0 | 2525794.9
Existing | CZ02 | cDXOH | Refrigeration | 0 | 0
Existing | CZ02 | cDXOH | Generators | 0 | 0
Existing | CZ02 | cDXOH | Total End Uses | 24680682.99 | 3038066.6
Existing | CZ03 | cDXOH | Heating | 0 | 30892.39
Existing | CZ03 | cDXOH | Cooling | 1359283.12 | 0
Existing | CZ03 | cDXOH | Interior Lighting | 4351819.02 | 0
Existing | CZ03 | cDXOH | Exterior Lighting | 0 | 0
Existing | CZ03 | cDXOH | Interior Equipment | 12131475.91 | 435095.44
Existing | CZ03 | cDXOH | Exterior Equipment | 0 | 0
Existing | CZ03 | cDXOH | Fans | 5931544.37 | 0
Existing | CZ03 | cDXOH | Pumps | 0 | 0
Existing | CZ03 | cDXOH | Heat Rejection | 0 | 0
Existing | CZ03 | cDXOH | Humidification | 0 | 0
Existing | CZ03 | cDXOH | Heat Recovery | 0 | 0
Existing | CZ03 | cDXOH | Water Systems | 0 | 2516622.67
Existing | CZ03 | cDXOH | Refrigeration | 0 | 0
Existing | CZ03 | cDXOH | Generators | 0 | 0
Existing | CZ03 | cDXOH | Total End Uses | 23774122.42 | 2982610.51
Existing | CZ04 | cDXOH | Heating | 0 | 25256.04
Existing | CZ04 | cDXOH | Cooling | 2514741.15 | 0
Existing | CZ04 | cDXOH | Interior Lighting | 4351819.02 | 0
Existing | CZ04 | cDXOH | Exterior Lighting | 0 | 0
Existing | CZ04 | cDXOH | Interior Equipment | 12131475.91 | 435095.44
Existing | CZ04 | cDXOH | Exterior Equipment | 0 | 0
Existing | CZ04 | cDXOH | Fans | 6108588.34 | 0
Existing | CZ04 | cDXOH | Pumps | 0 | 0
Existing | CZ04 | cDXOH | Heat Rejection | 0 | 0
Existing | CZ04 | cDXOH | Humidification | 0 | 0
Existing | CZ04 | cDXOH | Heat Recovery | 0 | 0
Existing | CZ04 | cDXOH | Water Systems | 0 | 2428109.46
Existing | CZ04 | cDXOH | Refrigeration | 0 | 0
Existing | CZ04 | cDXOH | Generators | 0 | 0
Existing | CZ04 | cDXOH | Total End Uses | 25106624.42 | 2888460.93
Existing | CZ05 | cDXOH | Heating | 0 | 20033.96
Existing | CZ05 | cDXOH | Cooling | 1784970.46 | 0
Existing | CZ05 | cDXOH | Interior Lighting | 4351819.02 | 0
Existing | CZ05 | cDXOH | Exterior Lighting | 0 | 0
Existing | CZ05 | cDXOH | Interior Equipment | 12131475.91 | 435095.44
Existing | CZ05 | cDXOH | Exterior Equipment | 0 | 0
Existing | CZ05 | cDXOH | Fans | 5930125.53 | 0
Existing | CZ05 | cDXOH | Pumps | 0 | 0
Existing | CZ05 | cDXOH | Heat Rejection | 0 | 0
Existing | CZ05 | cDXOH | Humidification | 0 | 0
Existing | CZ05 | cDXOH | Heat Recovery | 0 | 0
Existing | CZ05 | cDXOH | Water Systems | 0 | 2516523.73
Existing | CZ05 | cDXOH | Refrigeration | 0 | 0
Existing | CZ05 | cDXOH | Generators | 0 | 0
Existing | CZ05 | cDXOH | Total End Uses | 24198390.92 | 2971653.13
Existing | CZ06 | cDXOH | Heating | 0 | 1531.51
Existing | CZ06 | cDXOH | Cooling | 2822250.55 | 0
Existing | CZ06 | cDXOH | Interior Lighting | 4351819.02 | 0
Existing | CZ06 | cDXOH | Exterior Lighting | 0 | 0
Existing | CZ06 | cDXOH | Interior Equipment | 12131475.91 | 435095.44
Existing | CZ06 | cDXOH | Exterior Equipment | 0 | 0
Existing | CZ06 | cDXOH | Fans | 6021954.4 | 0
Existing | CZ06 | cDXOH | Pumps | 0 | 0
Existing | CZ06 | cDXOH | Heat Rejection | 0 | 0
Existing | CZ06 | cDXOH | Humidification | 0 | 0
Existing | CZ06 | cDXOH | Heat Recovery | 0 | 0
Existing | CZ06 | cDXOH | Water Systems | 0 | 2317283.48
Existing | CZ06 | cDXOH | Refrigeration | 0 | 0
Existing | CZ06 | cDXOH | Generators | 0 | 0
Existing | CZ06 | cDXOH | Total End Uses | 25327499.87 | 2753910.43
Existing | CZ07 | cDXOH | Heating | 0 | 983.85
Existing | CZ07 | cDXOH | Cooling | 3162380.11 | 0
Existing | CZ07 | cDXOH | Interior Lighting | 4351819.02 | 0
Existing | CZ07 | cDXOH | Exterior Lighting | 0 | 0
Existing | CZ07 | cDXOH | Interior Equipment | 12131475.91 | 435095.44
Existing | CZ07 | cDXOH | Exterior Equipment | 0 | 0
Existing | CZ07 | cDXOH | Fans | 5933183.7 | 0
Existing | CZ07 | cDXOH | Pumps | 0 | 0
Existing | CZ07 | cDXOH | Heat Rejection | 0 | 0
Existing | CZ07 | cDXOH | Humidification | 0 | 0
Existing | CZ07 | cDXOH | Heat Recovery | 0 | 0
Existing | CZ07 | cDXOH | Water Systems | 0 | 2286680.12
Existing | CZ07 | cDXOH | Refrigeration | 0 | 0
Existing | CZ07 | cDXOH | Generators | 0 | 0
Existing | CZ07 | cDXOH | Total End Uses | 25578858.73 | 2722759.41
Existing | CZ08 | cDXOH | Heating | 0 | 3557.31
Existing | CZ08 | cDXOH | Cooling | 3527445.27 | 0
Existing | CZ08 | cDXOH | Interior Lighting | 4351819.02 | 0
Existing | CZ08 | cDXOH | Exterior Lighting | 0 | 0
Existing | CZ08 | cDXOH | Interior Equipment | 12131475.91 | 435095.44
Existing | CZ08 | cDXOH | Exterior Equipment | 0 | 0
Existing | CZ08 | cDXOH | Fans | 6136682.13 | 0
Existing | CZ08 | cDXOH | Pumps | 0 | 0
Existing | CZ08 | cDXOH | Heat Rejection | 0 | 0
Existing | CZ08 | cDXOH | Humidification | 0 | 0
Existing | CZ08 | cDXOH | Heat Recovery | 0 | 0
Existing | CZ08 | cDXOH | Water Systems | 0 | 2283029.27
Existing | CZ08 | cDXOH | Refrigeration | 0 | 0
Existing | CZ08 | cDXOH | Generators | 0 | 0
Existing | CZ08 | cDXOH | Total End Uses | 26147422.33 | 2721682.03
Existing | CZ09 | cDXOH | Heating | 0 | 3133.37
Existing | CZ09 | cDXOH | Cooling | 3959503.81 | 0
Existing | CZ09 | cDXOH | Interior Lighting | 4351819.02 | 0
Existing | CZ09 | cDXOH | Exterior Lighting | 0 | 0
Existing | CZ09 | cDXOH | Interior Equipment | 12131475.91 | 435095.44
Existing | CZ09 | cDXOH | Exterior Equipment | 0 | 0
Existing | CZ09 | cDXOH | Fans | 6390968.33 | 0
Existing | CZ09 | cDXOH | Pumps | 0 | 0
Existing | CZ09 | cDXOH | Heat Rejection | 0 | 0
Existing | CZ09 | cDXOH | Humidification | 0 | 0
Existing | CZ09 | cDXOH | Heat Recovery | 0 | 0
Existing | CZ09 | cDXOH | Water Systems | 0 | 2251307.43
Existing | CZ09 | cDXOH | Refrigeration | 0 | 0
Existing | CZ09 | cDXOH | Generators | 0 | 0
Existing | CZ09 | cDXOH | Total End Uses | 26833767.07 | 2689536.23
Existing | CZ10 | cDXOH | Heating | 0 | 9483.82
Existing | CZ10 | cDXOH | Cooling | 4641417.39 | 0
Existing | CZ10 | cDXOH | Interior Lighting | 4351819.02 | 0
Existing | CZ10 | cDXOH | Exterior Lighting | 0 | 0
Existing | CZ10 | cDXOH | Interior Equipment | 12131475.91 | 435095.44
Existing | CZ10 | cDXOH | Exterior Equipment | 0 | 0
Existing | CZ10 | cDXOH | Fans | 6215486.87 | 0
Existing | CZ10 | cDXOH | Pumps | 0 | 0
Existing | CZ10 | cDXOH | Heat Rejection | 0 | 0
Existing | CZ10 | cDXOH | Humidification | 0 | 0
Existing | CZ10 | cDXOH | Heat Recovery | 0 | 0
Existing | CZ10 | cDXOH | Water Systems | 0 | 2230198.9
Existing | CZ10 | cDXOH | Refrigeration | 0 | 0
Existing | CZ10 | cDXOH | Generators | 0 | 0
Existing | CZ10 | cDXOH | Total End Uses | 27340199.18 | 2674778.16
Existing | CZ11 | cDXOH | Heating | 0 | 99938.4
Existing | CZ11 | cDXOH | Cooling | 4781981.89 | 0
Existing | CZ11 | cDXOH | Interior Lighting | 4351819.02 | 0
Existing | CZ11 | cDXOH | Exterior Lighting | 0 | 0
Existing | CZ11 | cDXOH | Interior Equipment | 12131475.91 | 435095.44
Existing | CZ11 | cDXOH | Exterior Equipment | 0 | 0
Existing | CZ11 | cDXOH | Fans | 6469374.64 | 0
Existing | CZ11 | cDXOH | Pumps | 0 | 0
Existing | CZ11 | cDXOH | Heat Rejection | 0 | 0
Existing | CZ11 | cDXOH | Humidification | 0 | 0
Existing | CZ11 | cDXOH | Heat Recovery | 0 | 0
Existing | CZ11 | cDXOH | Water Systems | 0 | 2278513.05
Existing | CZ11 | cDXOH | Refrigeration | 0 | 0
Existing | CZ11 | cDXOH | Generators | 0 | 0
Existing | CZ11 | cDXOH | Total End Uses | 27734651.46 | 2813546.88
Existing | CZ12 | cDXOH | Heating | 0 | 80011.46
Existing | CZ12 | cDXOH | Cooling | 4022325.24 | 0
Existing | CZ12 | cDXOH | Interior Lighting | 4351819.02 | 0
Existing | CZ12 | cDXOH | Exterior Lighting | 0 | 0
Existing | CZ12 | cDXOH | Interior Equipment | 12131475.91 | 435095.44
Existing | CZ12 | cDXOH | Exterior Equipment | 0 | 0
Existing | CZ12 | cDXOH | Fans | 6127165.28 | 0
Existing | CZ12 | cDXOH | Pumps | 0 | 0
Existing | CZ12 | cDXOH | Heat Rejection | 0 | 0
Existing | CZ12 | cDXOH | Humidification | 0 | 0
Existing | CZ12 | cDXOH | Heat Recovery | 0 | 0
Existing | CZ12 | cDXOH | Water Systems | 0 | 2345306.24
Existing | CZ12 | cDXOH | Refrigeration | 0 | 0
Existing | CZ12 | cDXOH | Generators | 0 | 0
Existing | CZ12 | cDXOH | Total End Uses | 26632785.45 | 2860413.14
Existing | CZ13 | cDXOH | Heating | 0 | 53562.52
Existing | CZ13 | cDXOH | Cooling | 5280264.74 | 0
Existing | CZ13 | cDXOH | Interior Lighting | 4351819.02 | 0
Existing | CZ13 | cDXOH | Exterior Lighting | 0 | 0
Existing | CZ13 | cDXOH | Interior Equipment | 12131475.91 | 435095.44
Existing | CZ13 | cDXOH | Exterior Equipment | 0 | 0
Existing | CZ13 | cDXOH | Fans | 6367888.33 | 0
Existing | CZ13 | cDXOH | Pumps | 0 | 0
Existing | CZ13 | cDXOH | Heat Rejection | 0 | 0
Existing | CZ13 | cDXOH | Humidification | 0 | 0
Existing | CZ13 | cDXOH | Heat Recovery | 0 | 0
Existing | CZ13 | cDXOH | Water Systems | 0 | 2211209.17
Existing | CZ13 | cDXOH | Refrigeration | 0 | 0
Existing | CZ13 | cDXOH | Generators | 0 | 0
Existing | CZ13 | cDXOH | Total End Uses | 28131447.99 | 2699867.12
Existing | CZ14 | cDXOH | Heating | 0 | 29028.66
Existing | CZ14 | cDXOH | Cooling | 6590993.97 | 0
Existing | CZ14 | cDXOH | Interior Lighting | 4351819.02 | 0
Existing | CZ14 | cDXOH | Exterior Lighting | 0 | 0
Existing | CZ14 | cDXOH | Interior Equipment | 12131475.91 | 435095.44
Existing | CZ14 | cDXOH | Exterior Equipment | 0 | 0
Existing | CZ14 | cDXOH | Fans | 6866800.33 | 0
Existing | CZ14 | cDXOH | Pumps | 0 | 0
Existing | CZ14 | cDXOH | Heat Rejection | 0 | 0
Existing | CZ14 | cDXOH | Humidification | 0 | 0
Existing | CZ14 | cDXOH | Heat Recovery | 0 | 0
Existing | CZ14 | cDXOH | Water Systems | 0 | 2096567.57
Existing | CZ14 | cDXOH | Refrigeration | 0 | 0
Existing | CZ14 | cDXOH | Generators | 0 | 0
Existing | CZ14 | cDXOH | Total End Uses | 29941089.23 | 2560691.67
Existing | CZ15 | cDXOH | Heating | 0 | 1869.01
Existing | CZ15 | cDXOH | Cooling | 8779161.98 | 0
Existing | CZ15 | cDXOH | Interior Lighting | 4351819.02 | 0
Existing | CZ15 | cDXOH | Exterior Lighting | 0 | 0
Existing | CZ15 | cDXOH | Interior Equipment | 12131475.91 | 435095.44
Existing | CZ15 | cDXOH | Exterior Equipment | 0 | 0
Existing | CZ15 | cDXOH | Fans | 6518230.65 | 0
Existing | CZ15 | cDXOH | Pumps | 0 | 0
Existing | CZ15 | cDXOH | Heat Rejection | 0 | 0
Existing | CZ15 | cDXOH | Humidification | 0 | 0
Existing | CZ15 | cDXOH | Heat Recovery | 0 | 0
Existing | CZ15 | cDXOH | Water Systems | 0 | 1859612.1
Existing | CZ15 | cDXOH | Refrigeration | 0 | 0
Existing | CZ15 | cDXOH | Generators | 0 | 0
Existing | CZ15 | cDXOH | Total End Uses | 31780687.56 | 2296576.54
Existing | CZ16 | cDXOH | Heating | 0 | 193490.64
Existing | CZ16 | cDXOH | Cooling | 4576803.44 | 0
Existing | CZ16 | cDXOH | Interior Lighting | 4351819.02 | 0
Existing | CZ16 | cDXOH | Exterior Lighting | 0 | 0
Existing | CZ16 | cDXOH | Interior Equipment | 12131475.91 | 435095.44
Existing | CZ16 | cDXOH | Exterior Equipment | 0 | 0
Existing | CZ16 | cDXOH | Fans | 7154232.19 | 0
Existing | CZ16 | cDXOH | Pumps | 0 | 0
Existing | CZ16 | cDXOH | Heat Rejection | 0 | 0
Existing | CZ16 | cDXOH | Humidification | 0 | 0
Existing | CZ16 | cDXOH | Heat Recovery | 0 | 0
Existing | CZ16 | cDXOH | Water Systems | 0 | 2479016.2
Existing | CZ16 | cDXOH | Refrigeration | 0 | 0
Existing | CZ16 | cDXOH | Generators | 0 | 0
Existing | CZ16 | cDXOH | Total End Uses | 28214330.56 | 3107602.28
New Construction | CZ01 | cDXOH | Heating | 0 | 8087.11
New Construction | CZ01 | cDXOH | Cooling | 281504.29 | 0
New Construction | CZ01 | cDXOH | Interior Lighting | 2195581.5 | 0
New Construction | CZ01 | cDXOH | Exterior Lighting | 0 | 0
New Construction | CZ01 | cDXOH | Interior Equipment | 12131475.91 | 435095.44
New Construction | CZ01 | cDXOH | Exterior Equipment | 0 | 0
New Construction | CZ01 | cDXOH | Fans | 4081187.02 | 0
New Construction | CZ01 | cDXOH | Pumps | 0 | 0
New Construction | CZ01 | cDXOH | Heat Rejection | 0 | 0
New Construction | CZ01 | cDXOH | Humidification | 0 | 0
New Construction | CZ01 | cDXOH | Heat Recovery | 0 | 0
New Construction | CZ01 | cDXOH | Water Systems | 0 | 2743600.43
New Construction | CZ01 | cDXOH | Refrigeration | 0 | 0
New Construction | CZ01 | cDXOH | Generators | 0 | 0
New Construction | CZ01 | cDXOH | Total End Uses | 18689748.72 | 3186782.98
New Construction | CZ02 | cDXOH | Heating | 0 | 2937.91
New Construction | CZ02 | cDXOH | Cooling | 1687536.77 | 0
New Construction | CZ02 | cDXOH | Interior Lighting | 2195581.5 | 0
New Construction | CZ02 | cDXOH | Exterior Lighting | 0 | 0
New Construction | CZ02 | cDXOH | Interior Equipment | 12131475.91 | 435095.44
New Construction | CZ02 | cDXOH | Exterior Equipment | 0 | 0
New Construction | CZ02 | cDXOH | Fans | 4317217.55 | 0
New Construction | CZ02 | cDXOH | Pumps | 0 | 0
New Construction | CZ02 | cDXOH | Heat Rejection | 0 | 0
New Construction | CZ02 | cDXOH | Humidification | 0 | 0
New Construction | CZ02 | cDXOH | Heat Recovery | 0 | 0
New Construction | CZ02 | cDXOH | Water Systems | 0 | 2518900.86
New Construction | CZ02 | cDXOH | Refrigeration | 0 | 0
New Construction | CZ02 | cDXOH | Generators | 0 | 0
New Construction | CZ02 | cDXOH | Total End Uses | 20331811.72 | 2956934.21
New Construction | CZ03 | cDXOH | Heating | 0 | 952.03
New Construction | CZ03 | cDXOH | Cooling | 1064039.84 | 0
New Construction | CZ03 | cDXOH | Interior Lighting | 2195581.5 | 0
New Construction | CZ03 | cDXOH | Exterior Lighting | 0 | 0
New Construction | CZ03 | cDXOH | Interior Equipment | 12131475.91 | 435095.44
New Construction | CZ03 | cDXOH | Exterior Equipment | 0 | 0
New Construction | CZ03 | cDXOH | Fans | 4249616.71 | 0
New Construction | CZ03 | cDXOH | Pumps | 0 | 0
New Construction | CZ03 | cDXOH | Heat Rejection | 0 | 0
New Construction | CZ03 | cDXOH | Humidification | 0 | 0
New Construction | CZ03 | cDXOH | Heat Recovery | 0 | 0
New Construction | CZ03 | cDXOH | Water Systems | 0 | 2510181.11
New Construction | CZ03 | cDXOH | Refrigeration | 0 | 0
New Construction | CZ03 | cDXOH | Generators | 0 | 0
New Construction | CZ03 | cDXOH | Total End Uses | 19640713.96 | 2946228.58
New Construction | CZ04 | cDXOH | Heating | 0 | 373.34
New Construction | CZ04 | cDXOH | Cooling | 1947535.02 | 0
New Construction | CZ04 | cDXOH | Interior Lighting | 2195581.5 | 0
New Construction | CZ04 | cDXOH | Exterior Lighting | 0 | 0
New Construction | CZ04 | cDXOH | Interior Equipment | 12131475.91 | 435095.44
New Construction | CZ04 | cDXOH | Exterior Equipment | 0 | 0
New Construction | CZ04 | cDXOH | Fans | 4335684.71 | 0
New Construction | CZ04 | cDXOH | Pumps | 0 | 0
New Construction | CZ04 | cDXOH | Heat Rejection | 0 | 0
New Construction | CZ04 | cDXOH | Humidification | 0 | 0
New Construction | CZ04 | cDXOH | Heat Recovery | 0 | 0
New Construction | CZ04 | cDXOH | Water Systems | 0 | 2423275.51
New Construction | CZ04 | cDXOH | Refrigeration | 0 | 0
New Construction | CZ04 | cDXOH | Generators | 0 | 0
New Construction | CZ04 | cDXOH | Total End Uses | 20610277.13 | 2858744.29
New Construction | CZ05 | cDXOH | Heating | 0 | 34.24
New Construction | CZ05 | cDXOH | Cooling | 1371932.02 | 0
New Construction | CZ05 | cDXOH | Interior Lighting | 2195581.5 | 0
New Construction | CZ05 | cDXOH | Exterior Lighting | 0 | 0
New Construction | CZ05 | cDXOH | Interior Equipment | 12131475.91 | 435095.44
New Construction | CZ05 | cDXOH | Exterior Equipment | 0 | 0
New Construction | CZ05 | cDXOH | Fans | 4248800.99 | 0
New Construction | CZ05 | cDXOH | Pumps | 0 | 0
New Construction | CZ05 | cDXOH | Heat Rejection | 0 | 0
New Construction | CZ05 | cDXOH | Humidification | 0 | 0
New Construction | CZ05 | cDXOH | Heat Recovery | 0 | 0
New Construction | CZ05 | cDXOH | Water Systems | 0 | 2510785.44
New Construction | CZ05 | cDXOH | Refrigeration | 0 | 0
New Construction | CZ05 | cDXOH | Generators | 0 | 0
New Construction | CZ05 | cDXOH | Total End Uses | 19947790.42 | 2945915.12
New Construction | CZ06 | cDXOH | Heating | 0 | 0
New Construction | CZ06 | cDXOH | Cooling | 2207961.65 | 0
New Construction | CZ06 | cDXOH | Interior Lighting | 2195581.5 | 0
New Construction | CZ06 | cDXOH | Exterior Lighting | 0 | 0
New Construction | CZ06 | cDXOH | Interior Equipment | 12131475.91 | 435095.44
New Construction | CZ06 | cDXOH | Exterior Equipment | 0 | 0
New Construction | CZ06 | cDXOH | Fans | 4329683.91 | 0
New Construction | CZ06 | cDXOH | Pumps | 0 | 0
New Construction | CZ06 | cDXOH | Heat Rejection | 0 | 0
New Construction | CZ06 | cDXOH | Humidification | 0 | 0
New Construction | CZ06 | cDXOH | Heat Recovery | 0 | 0
New Construction | CZ06 | cDXOH | Water Systems | 0 | 2310236.65
New Construction | CZ06 | cDXOH | Refrigeration | 0 | 0
New Construction | CZ06 | cDXOH | Generators | 0 | 0
New Construction | CZ06 | cDXOH | Total End Uses | 20864702.96 | 2745332.09
New Construction | CZ07 | cDXOH | Heating | 0 | 0
New Construction | CZ07 | cDXOH | Cooling | 2457852.65 | 0
New Construction | CZ07 | cDXOH | Interior Lighting | 2195581.5 | 0
New Construction | CZ07 | cDXOH | Exterior Lighting | 0 | 0
New Construction | CZ07 | cDXOH | Interior Equipment | 12131475.91 | 435095.44
New Construction | CZ07 | cDXOH | Exterior Equipment | 0 | 0
New Construction | CZ07 | cDXOH | Fans | 4282770 | 0
New Construction | CZ07 | cDXOH | Pumps | 0 | 0
New Construction | CZ07 | cDXOH | Heat Rejection | 0 | 0
New Construction | CZ07 | cDXOH | Humidification | 0 | 0
New Construction | CZ07 | cDXOH | Heat Recovery | 0 | 0
New Construction | CZ07 | cDXOH | Water Systems | 0 | 2279053.74
New Construction | CZ07 | cDXOH | Refrigeration | 0 | 0
New Construction | CZ07 | cDXOH | Generators | 0 | 0
New Construction | CZ07 | cDXOH | Total End Uses | 21067680.05 | 2714149.18
New Construction | CZ08 | cDXOH | Heating | 0 | 0
New Construction | CZ08 | cDXOH | Cooling | 2724993.04 | 0
New Construction | CZ08 | cDXOH | Interior Lighting | 2195581.5 | 0
New Construction | CZ08 | cDXOH | Exterior Lighting | 0 | 0
New Construction | CZ08 | cDXOH | Interior Equipment | 12131475.91 | 435095.44
New Construction | CZ08 | cDXOH | Exterior Equipment | 0 | 0
New Construction | CZ08 | cDXOH | Fans | 4362079.44 | 0
New Construction | CZ08 | cDXOH | Pumps | 0 | 0
New Construction | CZ08 | cDXOH | Heat Rejection | 0 | 0
New Construction | CZ08 | cDXOH | Humidification | 0 | 0
New Construction | CZ08 | cDXOH | Heat Recovery | 0 | 0
New Construction | CZ08 | cDXOH | Water Systems | 0 | 2276740.16
New Construction | CZ08 | cDXOH | Refrigeration | 0 | 0
New Construction | CZ08 | cDXOH | Generators | 0 | 0
New Construction | CZ08 | cDXOH | Total End Uses | 21414129.89 | 2711835.6
New Construction | CZ09 | cDXOH | Heating | 0 | 0
New Construction | CZ09 | cDXOH | Cooling | 2972399.95 | 0
New Construction | CZ09 | cDXOH | Interior Lighting | 2195581.5 | 0
New Construction | CZ09 | cDXOH | Exterior Lighting | 0 | 0
New Construction | CZ09 | cDXOH | Interior Equipment | 12131475.91 | 435095.44
New Construction | CZ09 | cDXOH | Exterior Equipment | 0 | 0
New Construction | CZ09 | cDXOH | Fans | 4400287.16 | 0
New Construction | CZ09 | cDXOH | Pumps | 0 | 0
New Construction | CZ09 | cDXOH | Heat Rejection | 0 | 0
New Construction | CZ09 | cDXOH | Humidification | 0 | 0
New Construction | CZ09 | cDXOH | Heat Recovery | 0 | 0
New Construction | CZ09 | cDXOH | Water Systems | 0 | 2245485.39
New Construction | CZ09 | cDXOH | Refrigeration | 0 | 0
New Construction | CZ09 | cDXOH | Generators | 0 | 0
New Construction | CZ09 | cDXOH | Total End Uses | 21699744.52 | 2680580.83
New Construction | CZ10 | cDXOH | Heating | 0 | 17.81
New Construction | CZ10 | cDXOH | Cooling | 3719759.46 | 0
New Construction | CZ10 | cDXOH | Interior Lighting | 2195581.5 | 0
New Construction | CZ10 | cDXOH | Exterior Lighting | 0 | 0
New Construction | CZ10 | cDXOH | Interior Equipment | 12131475.91 | 435095.44
New Construction | CZ10 | cDXOH | Exterior Equipment | 0 | 0
New Construction | CZ10 | cDXOH | Fans | 4566746.13 | 0
New Construction | CZ10 | cDXOH | Pumps | 0 | 0
New Construction | CZ10 | cDXOH | Heat Rejection | 0 | 0
New Construction | CZ10 | cDXOH | Humidification | 0 | 0
New Construction | CZ10 | cDXOH | Heat Recovery | 0 | 0
New Construction | CZ10 | cDXOH | Water Systems | 0 | 2223187.65
New Construction | CZ10 | cDXOH | Refrigeration | 0 | 0
New Construction | CZ10 | cDXOH | Generators | 0 | 0
New Construction | CZ10 | cDXOH | Total End Uses | 22613562.99 | 2658300.9
New Construction | CZ11 | cDXOH | Heating | 0 | 7586.22
New Construction | CZ11 | cDXOH | Cooling | 3707989.76 | 0
New Construction | CZ11 | cDXOH | Interior Lighting | 2195581.5 | 0
New Construction | CZ11 | cDXOH | Exterior Lighting | 0 | 0
New Construction | CZ11 | cDXOH | Interior Equipment | 12131475.91 | 435095.44
New Construction | CZ11 | cDXOH | Exterior Equipment | 0 | 0
New Construction | CZ11 | cDXOH | Fans | 4512411.6 | 0
New Construction | CZ11 | cDXOH | Pumps | 0 | 0
New Construction | CZ11 | cDXOH | Heat Rejection | 0 | 0
New Construction | CZ11 | cDXOH | Humidification | 0 | 0
New Construction | CZ11 | cDXOH | Heat Recovery | 0 | 0
New Construction | CZ11 | cDXOH | Water Systems | 0 | 2271733.21
New Construction | CZ11 | cDXOH | Refrigeration | 0 | 0
New Construction | CZ11 | cDXOH | Generators | 0 | 0
New Construction | CZ11 | cDXOH | Total End Uses | 22547458.76 | 2714414.87
New Construction | CZ12 | cDXOH | Heating | 0 | 7085.67
New Construction | CZ12 | cDXOH | Cooling | 3131002.44 | 0
New Construction | CZ12 | cDXOH | Interior Lighting | 2195581.5 | 0
New Construction | CZ12 | cDXOH | Exterior Lighting | 0 | 0
New Construction | CZ12 | cDXOH | Interior Equipment | 12131475.91 | 435095.44
New Construction | CZ12 | cDXOH | Exterior Equipment | 0 | 0
New Construction | CZ12 | cDXOH | Fans | 4354803.99 | 0
New Construction | CZ12 | cDXOH | Pumps | 0 | 0
New Construction | CZ12 | cDXOH | Heat Rejection | 0 | 0
New Construction | CZ12 | cDXOH | Humidification | 0 | 0
New Construction | CZ12 | cDXOH | Heat Recovery | 0 | 0
New Construction | CZ12 | cDXOH | Water Systems | 0 | 2338122.87
New Construction | CZ12 | cDXOH | Refrigeration | 0 | 0
New Construction | CZ12 | cDXOH | Generators | 0 | 0
New Construction | CZ12 | cDXOH | Total End Uses | 21812863.84 | 2780303.98
New Construction | CZ13 | cDXOH | Heating | 0 | 2467.07
New Construction | CZ13 | cDXOH | Cooling | 4106800.48 | 0
New Construction | CZ13 | cDXOH | Interior Lighting | 2195581.5 | 0
New Construction | CZ13 | cDXOH | Exterior Lighting | 0 | 0
New Construction | CZ13 | cDXOH | Interior Equipment | 12131475.91 | 435095.44
New Construction | CZ13 | cDXOH | Exterior Equipment | 0 | 0
New Construction | CZ13 | cDXOH | Fans | 4483325.74 | 0
New Construction | CZ13 | cDXOH | Pumps | 0 | 0
New Construction | CZ13 | cDXOH | Heat Rejection | 0 | 0
New Construction | CZ13 | cDXOH | Humidification | 0 | 0
New Construction | CZ13 | cDXOH | Heat Recovery | 0 | 0
New Construction | CZ13 | cDXOH | Water Systems | 0 | 2204306.42
New Construction | CZ13 | cDXOH | Refrigeration | 0 | 0
New Construction | CZ13 | cDXOH | Generators | 0 | 0
New Construction | CZ13 | cDXOH | Total End Uses | 22917183.62 | 2641868.93
New Construction | CZ14 | cDXOH | Heating | 0 | 912.71
New Construction | CZ14 | cDXOH | Cooling | 5179748.09 | 0
New Construction | CZ14 | cDXOH | Interior Lighting | 2195581.5 | 0
New Construction | CZ14 | cDXOH | Exterior Lighting | 0 | 0
New Construction | CZ14 | cDXOH | Interior Equipment | 12131475.91 | 435095.44
New Construction | CZ14 | cDXOH | Exterior Equipment | 0 | 0
New Construction | CZ14 | cDXOH | Fans | 4840872.56 | 0
New Construction | CZ14 | cDXOH | Pumps | 0 | 0
New Construction | CZ14 | cDXOH | Heat Rejection | 0 | 0
New Construction | CZ14 | cDXOH | Humidification | 0 | 0
New Construction | CZ14 | cDXOH | Heat Recovery | 0 | 0
New Construction | CZ14 | cDXOH | Water Systems | 0 | 2089496.06
New Construction | CZ14 | cDXOH | Refrigeration | 0 | 0
New Construction | CZ14 | cDXOH | Generators | 0 | 0
New Construction | CZ14 | cDXOH | Total End Uses | 24347678.05 | 2525504.21
New Construction | CZ15 | cDXOH | Heating | 0 | 0
New Construction | CZ15 | cDXOH | Cooling | 6962682.03 | 0
New Construction | CZ15 | cDXOH | Interior Lighting | 2195581.5 | 0
New Construction | CZ15 | cDXOH | Exterior Lighting | 0 | 0
New Construction | CZ15 | cDXOH | Interior Equipment | 12131475.91 | 435095.44
New Construction | CZ15 | cDXOH | Exterior Equipment | 0 | 0
New Construction | CZ15 | cDXOH | Fans | 4595416.82 | 0
New Construction | CZ15 | cDXOH | Pumps | 0 | 0
New Construction | CZ15 | cDXOH | Heat Rejection | 0 | 0
New Construction | CZ15 | cDXOH | Humidification | 0 | 0
New Construction | CZ15 | cDXOH | Heat Recovery | 0 | 0
New Construction | CZ15 | cDXOH | Water Systems | 0 | 1853267.82
New Construction | CZ15 | cDXOH | Refrigeration | 0 | 0
New Construction | CZ15 | cDXOH | Generators | 0 | 0
New Construction | CZ15 | cDXOH | Total End Uses | 25885156.26 | 2288363.26
New Construction | CZ16 | cDXOH | Heating | 0 | 50777.3
New Construction | CZ16 | cDXOH | Cooling | 3624063.16 | 0
New Construction | CZ16 | cDXOH | Interior Lighting | 2195581.5 | 0
New Construction | CZ16 | cDXOH | Exterior Lighting | 0 | 0
New Construction | CZ16 | cDXOH | Interior Equipment | 12131475.91 | 435095.44
New Construction | CZ16 | cDXOH | Exterior Equipment | 0 | 0
New Construction | CZ16 | cDXOH | Fans | 5141493.38 | 0
New Construction | CZ16 | cDXOH | Pumps | 0 | 0
New Construction | CZ16 | cDXOH | Heat Rejection | 0 | 0
New Construction | CZ16 | cDXOH | Humidification | 0 | 0
New Construction | CZ16 | cDXOH | Heat Recovery | 0 | 0
New Construction | CZ16 | cDXOH | Water Systems | 0 | 2473835
New Construction | CZ16 | cDXOH | Refrigeration | 0 | 0
New Construction | CZ16 | cDXOH | Generators | 0 | 0
New Construction | CZ16 | cDXOH | Total End Uses | 23092613.95 | 2959707.74
Existing | CZ01 | cPVVG | Heating | 0 | 2200965.38
Existing | CZ01 | cPVVG | Cooling | 377779.12 | 0
Existing | CZ01 | cPVVG | Interior Lighting | 4351819.02 | 0
Existing | CZ01 | cPVVG | Exterior Lighting | 0 | 0
Existing | CZ01 | cPVVG | Interior Equipment | 12131475.91 | 435095.44
Existing | CZ01 | cPVVG | Exterior Equipment | 0 | 0
Existing | CZ01 | cPVVG | Fans | 2609125.43 | 0
Existing | CZ01 | cPVVG | Pumps | 0 | 0
Existing | CZ01 | cPVVG | Heat Rejection | 0 | 0
Existing | CZ01 | cPVVG | Humidification | 0 | 0
Existing | CZ01 | cPVVG | Heat Recovery | 0 | 0
Existing | CZ01 | cPVVG | Water Systems | 0 | 2751220.42
Existing | CZ01 | cPVVG | Refrigeration | 0 | 0
Existing | CZ01 | cPVVG | Generators | 0 | 0
Existing | CZ01 | cPVVG | Total End Uses | 19470199.47 | 5387281.24
Existing | CZ02 | cPVVG | Heating | 0 | 1505230.44
Existing | CZ02 | cPVVG | Cooling | 2135215.56 | 0
Existing | CZ02 | cPVVG | Interior Lighting | 4351819.02 | 0
Existing | CZ02 | cPVVG | Exterior Lighting | 0 | 0
Existing | CZ02 | cPVVG | Interior Equipment | 12131475.91 | 435095.44
Existing | CZ02 | cPVVG | Exterior Equipment | 0 | 0
Existing | CZ02 | cPVVG | Fans | 3105665.5 | 0
Existing | CZ02 | cPVVG | Pumps | 0 | 0
Existing | CZ02 | cPVVG | Heat Rejection | 0 | 0
Existing | CZ02 | cPVVG | Humidification | 0 | 0
Existing | CZ02 | cPVVG | Heat Recovery | 0 | 0
Existing | CZ02 | cPVVG | Water Systems | 0 | 2525309.57
Existing | CZ02 | cPVVG | Refrigeration | 0 | 0
Existing | CZ02 | cPVVG | Generators | 0 | 0
Existing | CZ02 | cPVVG | Total End Uses | 21724175.99 | 4465635.45
Existing | CZ03 | cPVVG | Heating | 0 | 912198.52
Existing | CZ03 | cPVVG | Cooling | 1449786.39 | 0
Existing | CZ03 | cPVVG | Interior Lighting | 4351819.02 | 0
Existing | CZ03 | cPVVG | Exterior Lighting | 0 | 0
Existing | CZ03 | cPVVG | Interior Equipment | 12131475.91 | 435095.44
Existing | CZ03 | cPVVG | Exterior Equipment | 0 | 0
Existing | CZ03 | cPVVG | Fans | 2961567.51 | 0
Existing | CZ03 | cPVVG | Pumps | 0 | 0
Existing | CZ03 | cPVVG | Heat Rejection | 0 | 0
Existing | CZ03 | cPVVG | Humidification | 0 | 0
Existing | CZ03 | cPVVG | Heat Recovery | 0 | 0
Existing | CZ03 | cPVVG | Water Systems | 0 | 2516420.07
Existing | CZ03 | cPVVG | Refrigeration | 0 | 0
Existing | CZ03 | cPVVG | Generators | 0 | 0
Existing | CZ03 | cPVVG | Total End Uses | 20894648.82 | 3863714.03
Existing | CZ04 | cPVVG | Heating | 0 | 822463.89
Existing | CZ04 | cPVVG | Cooling | 2498459.24 | 0
Existing | CZ04 | cPVVG | Interior Lighting | 4351819.02 | 0
Existing | CZ04 | cPVVG | Exterior Lighting | 0 | 0
Existing | CZ04 | cPVVG | Interior Equipment | 12131475.91 | 435095.44
Existing | CZ04 | cPVVG | Exterior Equipment | 0 | 0
Existing | CZ04 | cPVVG | Fans | 3197523.55 | 0
Existing | CZ04 | cPVVG | Pumps | 0 | 0
Existing | CZ04 | cPVVG | Heat Rejection | 0 | 0
Existing | CZ04 | cPVVG | Humidification | 0 | 0
Existing | CZ04 | cPVVG | Heat Recovery | 0 | 0
Existing | CZ04 | cPVVG | Water Systems | 0 | 2428218.93
Existing | CZ04 | cPVVG | Refrigeration | 0 | 0
Existing | CZ04 | cPVVG | Generators | 0 | 0
Existing | CZ04 | cPVVG | Total End Uses | 22179277.72 | 3685778.25
Existing | CZ05 | cPVVG | Heating | 0 | 903118.44
Existing | CZ05 | cPVVG | Cooling | 1841906.92 | 0
Existing | CZ05 | cPVVG | Interior Lighting | 4351819.02 | 0
Existing | CZ05 | cPVVG | Exterior Lighting | 0 | 0
Existing | CZ05 | cPVVG | Interior Equipment | 12131475.91 | 435095.44
Existing | CZ05 | cPVVG | Exterior Equipment | 0 | 0
Existing | CZ05 | cPVVG | Fans | 3059577.07 | 0
Existing | CZ05 | cPVVG | Pumps | 0 | 0
Existing | CZ05 | cPVVG | Heat Rejection | 0 | 0
Existing | CZ05 | cPVVG | Humidification | 0 | 0
Existing | CZ05 | cPVVG | Heat Recovery | 0 | 0
Existing | CZ05 | cPVVG | Water Systems | 0 | 2516622.23
Existing | CZ05 | cPVVG | Refrigeration | 0 | 0
Existing | CZ05 | cPVVG | Generators | 0 | 0
Existing | CZ05 | cPVVG | Total End Uses | 21384778.92 | 3854836.11
Existing | CZ06 | cPVVG | Heating | 0 | 213825.8
Existing | CZ06 | cPVVG | Cooling | 2877701.56 | 0
Existing | CZ06 | cPVVG | Interior Lighting | 4351819.02 | 0
Existing | CZ06 | cPVVG | Exterior Lighting | 0 | 0
Existing | CZ06 | cPVVG | Interior Equipment | 12131475.91 | 435095.44
Existing | CZ06 | cPVVG | Exterior Equipment | 0 | 0
Existing | CZ06 | cPVVG | Fans | 3297623.97 | 0
Existing | CZ06 | cPVVG | Pumps | 0 | 0
Existing | CZ06 | cPVVG | Heat Rejection | 0 | 0
Existing | CZ06 | cPVVG | Humidification | 0 | 0
Existing | CZ06 | cPVVG | Heat Recovery | 0 | 0
Existing | CZ06 | cPVVG | Water Systems | 0 | 2317199.43
Existing | CZ06 | cPVVG | Refrigeration | 0 | 0
Existing | CZ06 | cPVVG | Generators | 0 | 0
Existing | CZ06 | cPVVG | Total End Uses | 22658620.45 | 2966120.67
Existing | CZ07 | cPVVG | Heating | 0 | 187661.41
Existing | CZ07 | cPVVG | Cooling | 3131144.12 | 0
Existing | CZ07 | cPVVG | Interior Lighting | 4351819.02 | 0
Existing | CZ07 | cPVVG | Exterior Lighting | 0 | 0
Existing | CZ07 | cPVVG | Interior Equipment | 12131475.91 | 435095.44
Existing | CZ07 | cPVVG | Exterior Equipment | 0 | 0
Existing | CZ07 | cPVVG | Fans | 3278415.05 | 0
Existing | CZ07 | cPVVG | Pumps | 0 | 0
Existing | CZ07 | cPVVG | Heat Rejection | 0 | 0
Existing | CZ07 | cPVVG | Humidification | 0 | 0
Existing | CZ07 | cPVVG | Heat Recovery | 0 | 0
Existing | CZ07 | cPVVG | Water Systems | 0 | 2287011.8
Existing | CZ07 | cPVVG | Refrigeration | 0 | 0
Existing | CZ07 | cPVVG | Generators | 0 | 0
Existing | CZ07 | cPVVG | Total End Uses | 22892854.09 | 2909768.65
Existing | CZ08 | cPVVG | Heating | 0 | 297585.83
Existing | CZ08 | cPVVG | Cooling | 3482375.04 | 0
Existing | CZ08 | cPVVG | Interior Lighting | 4351819.02 | 0
Existing | CZ08 | cPVVG | Exterior Lighting | 0 | 0
Existing | CZ08 | cPVVG | Interior Equipment | 12131475.91 | 435095.44
Existing | CZ08 | cPVVG | Exterior Equipment | 0 | 0
Existing | CZ08 | cPVVG | Fans | 3376407.29 | 0
Existing | CZ08 | cPVVG | Pumps | 0 | 0
Existing | CZ08 | cPVVG | Heat Rejection | 0 | 0
Existing | CZ08 | cPVVG | Humidification | 0 | 0
Existing | CZ08 | cPVVG | Heat Recovery | 0 | 0
Existing | CZ08 | cPVVG | Water Systems | 0 | 2282754
Existing | CZ08 | cPVVG | Refrigeration | 0 | 0
Existing | CZ08 | cPVVG | Generators | 0 | 0
Existing | CZ08 | cPVVG | Total End Uses | 23342077.26 | 3015435.27
Existing | CZ09 | cPVVG | Heating | 0 | 237812.61
Existing | CZ09 | cPVVG | Cooling | 3864608.73 | 0
Existing | CZ09 | cPVVG | Interior Lighting | 4351819.02 | 0
Existing | CZ09 | cPVVG | Exterior Lighting | 0 | 0
Existing | CZ09 | cPVVG | Interior Equipment | 12131475.91 | 435095.44
Existing | CZ09 | cPVVG | Exterior Equipment | 0 | 0
Existing | CZ09 | cPVVG | Fans | 3559981.82 | 0
Existing | CZ09 | cPVVG | Pumps | 0 | 0
Existing | CZ09 | cPVVG | Heat Rejection | 0 | 0
Existing | CZ09 | cPVVG | Humidification | 0 | 0
Existing | CZ09 | cPVVG | Heat Recovery | 0 | 0
Existing | CZ09 | cPVVG | Water Systems | 0 | 2251132.87
Existing | CZ09 | cPVVG | Refrigeration | 0 | 0
Existing | CZ09 | cPVVG | Generators | 0 | 0
Existing | CZ09 | cPVVG | Total End Uses | 23907885.47 | 2924040.91
Existing | CZ10 | cPVVG | Heating | 0 | 595194.11
Existing | CZ10 | cPVVG | Cooling | 4493458.54 | 0
Existing | CZ10 | cPVVG | Interior Lighting | 4351819.02 | 0
Existing | CZ10 | cPVVG | Exterior Lighting | 0 | 0
Existing | CZ10 | cPVVG | Interior Equipment | 12131475.91 | 435095.44
Existing | CZ10 | cPVVG | Exterior Equipment | 0 | 0
Existing | CZ10 | cPVVG | Fans | 3506097.67 | 0
Existing | CZ10 | cPVVG | Pumps | 0 | 0
Existing | CZ10 | cPVVG | Heat Rejection | 0 | 0
Existing | CZ10 | cPVVG | Humidification | 0 | 0
Existing | CZ10 | cPVVG | Heat Recovery | 0 | 0
Existing | CZ10 | cPVVG | Water Systems | 0 | 2229923.74
Existing | CZ10 | cPVVG | Refrigeration | 0 | 0
Existing | CZ10 | cPVVG | Generators | 0 | 0
Existing | CZ10 | cPVVG | Total End Uses | 24482851.14 | 3260213.29
Existing | CZ11 | cPVVG | Heating | 0 | 1451732.78
Existing | CZ11 | cPVVG | Cooling | 4616502 | 0
Existing | CZ11 | cPVVG | Interior Lighting | 4351819.02 | 0
Existing | CZ11 | cPVVG | Exterior Lighting | 0 | 0
Existing | CZ11 | cPVVG | Interior Equipment | 12131475.91 | 435095.44
Existing | CZ11 | cPVVG | Exterior Equipment | 0 | 0
Existing | CZ11 | cPVVG | Fans | 3603987.31 | 0
Existing | CZ11 | cPVVG | Pumps | 0 | 0
Existing | CZ11 | cPVVG | Heat Rejection | 0 | 0
Existing | CZ11 | cPVVG | Humidification | 0 | 0
Existing | CZ11 | cPVVG | Heat Recovery | 0 | 0
Existing | CZ11 | cPVVG | Water Systems | 0 | 2278202.55
Existing | CZ11 | cPVVG | Refrigeration | 0 | 0
Existing | CZ11 | cPVVG | Generators | 0 | 0
Existing | CZ11 | cPVVG | Total End Uses | 24703784.24 | 4165030.77
Existing | CZ12 | cPVVG | Heating | 0 | 1341968.7
Existing | CZ12 | cPVVG | Cooling | 3907351.24 | 0
Existing | CZ12 | cPVVG | Interior Lighting | 4351819.02 | 0
Existing | CZ12 | cPVVG | Exterior Lighting | 0 | 0
Existing | CZ12 | cPVVG | Interior Equipment | 12131475.91 | 435095.44
Existing | CZ12 | cPVVG | Exterior Equipment | 0 | 0
Existing | CZ12 | cPVVG | Fans | 3367133.03 | 0
Existing | CZ12 | cPVVG | Pumps | 0 | 0
Existing | CZ12 | cPVVG | Heat Rejection | 0 | 0
Existing | CZ12 | cPVVG | Humidification | 0 | 0
Existing | CZ12 | cPVVG | Heat Recovery | 0 | 0
Existing | CZ12 | cPVVG | Water Systems | 0 | 2345384.98
Existing | CZ12 | cPVVG | Refrigeration | 0 | 0
Existing | CZ12 | cPVVG | Generators | 0 | 0
Existing | CZ12 | cPVVG | Total End Uses | 23757779.2 | 4122449.12
Existing | CZ13 | cPVVG | Heating | 0 | 1041935.4
Existing | CZ13 | cPVVG | Cooling | 5102985.13 | 0
Existing | CZ13 | cPVVG | Interior Lighting | 4351819.02 | 0
Existing | CZ13 | cPVVG | Exterior Lighting | 0 | 0
Existing | CZ13 | cPVVG | Interior Equipment | 12131475.91 | 435095.44
Existing | CZ13 | cPVVG | Exterior Equipment | 0 | 0
Existing | CZ13 | cPVVG | Fans | 3619323.89 | 0
Existing | CZ13 | cPVVG | Pumps | 0 | 0
Existing | CZ13 | cPVVG | Heat Rejection | 0 | 0
Existing | CZ13 | cPVVG | Humidification | 0 | 0
Existing | CZ13 | cPVVG | Heat Recovery | 0 | 0
Existing | CZ13 | cPVVG | Water Systems | 0 | 2211781.52
Existing | CZ13 | cPVVG | Refrigeration | 0 | 0
Existing | CZ13 | cPVVG | Generators | 0 | 0
Existing | CZ13 | cPVVG | Total End Uses | 25205603.94 | 3688812.36
Existing | CZ14 | cPVVG | Heating | 0 | 749362.66
Existing | CZ14 | cPVVG | Cooling | 6335298.88 | 0
Existing | CZ14 | cPVVG | Interior Lighting | 4351819.02 | 0
Existing | CZ14 | cPVVG | Exterior Lighting | 0 | 0
Existing | CZ14 | cPVVG | Interior Equipment | 12131475.91 | 435095.44
Existing | CZ14 | cPVVG | Exterior Equipment | 0 | 0
Existing | CZ14 | cPVVG | Fans | 4043301.95 | 0
Existing | CZ14 | cPVVG | Pumps | 0 | 0
Existing | CZ14 | cPVVG | Heat Rejection | 0 | 0
Existing | CZ14 | cPVVG | Humidification | 0 | 0
Existing | CZ14 | cPVVG | Heat Recovery | 0 | 0
Existing | CZ14 | cPVVG | Water Systems | 0 | 2097009.51
Existing | CZ14 | cPVVG | Refrigeration | 0 | 0
Existing | CZ14 | cPVVG | Generators | 0 | 0
Existing | CZ14 | cPVVG | Total End Uses | 26861895.75 | 3281467.61
Existing | CZ15 | cPVVG | Heating | 0 | 278415.54
Existing | CZ15 | cPVVG | Cooling | 8460920.72 | 0
Existing | CZ15 | cPVVG | Interior Lighting | 4351819.02 | 0
Existing | CZ15 | cPVVG | Exterior Lighting | 0 | 0
Existing | CZ15 | cPVVG | Interior Equipment | 12131475.91 | 435095.44
Existing | CZ15 | cPVVG | Exterior Equipment | 0 | 0
Existing | CZ15 | cPVVG | Fans | 4076239.81 | 0
Existing | CZ15 | cPVVG | Pumps | 0 | 0
Existing | CZ15 | cPVVG | Heat Rejection | 0 | 0
Existing | CZ15 | cPVVG | Humidification | 0 | 0
Existing | CZ15 | cPVVG | Heat Recovery | 0 | 0
Existing | CZ15 | cPVVG | Water Systems | 0 | 1860016.57
Existing | CZ15 | cPVVG | Refrigeration | 0 | 0
Existing | CZ15 | cPVVG | Generators | 0 | 0
Existing | CZ15 | cPVVG | Total End Uses | 29020455.45 | 2573527.55
Existing | CZ16 | cPVVG | Heating | 0 | 2267739.73
Existing | CZ16 | cPVVG | Cooling | 4418983.09 | 0
Existing | CZ16 | cPVVG | Interior Lighting | 4351819.02 | 0
Existing | CZ16 | cPVVG | Exterior Lighting | 0 | 0
Existing | CZ16 | cPVVG | Interior Equipment | 12131475.91 | 435095.44
Existing | CZ16 | cPVVG | Exterior Equipment | 0 | 0
Existing | CZ16 | cPVVG | Fans | 3996025.24 | 0
Existing | CZ16 | cPVVG | Pumps | 0 | 0
Existing | CZ16 | cPVVG | Heat Rejection | 0 | 0
Existing | CZ16 | cPVVG | Humidification | 0 | 0
Existing | CZ16 | cPVVG | Heat Recovery | 0 | 0
Existing | CZ16 | cPVVG | Water Systems | 0 | 2478865.93
Existing | CZ16 | cPVVG | Refrigeration | 0 | 0
Existing | CZ16 | cPVVG | Generators | 0 | 0
Existing | CZ16 | cPVVG | Total End Uses | 24898303.26 | 5181701.1
New Construction | CZ01 | cPVVG | Heating | 0 | 2167020.95
New Construction | CZ01 | cPVVG | Cooling | 326472.25 | 0
New Construction | CZ01 | cPVVG | Interior Lighting | 2195581.5 | 0
New Construction | CZ01 | cPVVG | Exterior Lighting | 0 | 0
New Construction | CZ01 | cPVVG | Interior Equipment | 12131475.91 | 435095.44
New Construction | CZ01 | cPVVG | Exterior Equipment | 0 | 0
New Construction | CZ01 | cPVVG | Fans | 2038382.1 | 0
New Construction | CZ01 | cPVVG | Pumps | 0 | 0
New Construction | CZ01 | cPVVG | Heat Rejection | 0 | 0
New Construction | CZ01 | cPVVG | Humidification | 0 | 0
New Construction | CZ01 | cPVVG | Heat Recovery | 0 | 0
New Construction | CZ01 | cPVVG | Water Systems | 0 | 2744695.07
New Construction | CZ01 | cPVVG | Refrigeration | 0 | 0
New Construction | CZ01 | cPVVG | Generators | 0 | 0
New Construction | CZ01 | cPVVG | Total End Uses | 16691911.76 | 5346811.46
New Construction | CZ02 | cPVVG | Heating | 0 | 1431178.55
New Construction | CZ02 | cPVVG | Cooling | 1692232.92 | 0
New Construction | CZ02 | cPVVG | Interior Lighting | 2195581.5 | 0
New Construction | CZ02 | cPVVG | Exterior Lighting | 0 | 0
New Construction | CZ02 | cPVVG | Interior Equipment | 12131475.91 | 435095.44
New Construction | CZ02 | cPVVG | Exterior Equipment | 0 | 0
New Construction | CZ02 | cPVVG | Fans | 2356234.57 | 0
New Construction | CZ02 | cPVVG | Pumps | 0 | 0
New Construction | CZ02 | cPVVG | Heat Rejection | 0 | 0
New Construction | CZ02 | cPVVG | Humidification | 0 | 0
New Construction | CZ02 | cPVVG | Heat Recovery | 0 | 0
New Construction | CZ02 | cPVVG | Water Systems | 0 | 2520173.92
New Construction | CZ02 | cPVVG | Refrigeration | 0 | 0
New Construction | CZ02 | cPVVG | Generators | 0 | 0
New Construction | CZ02 | cPVVG | Total End Uses | 18375524.9 | 4386447.91
New Construction | CZ03 | cPVVG | Heating | 0 | 911949.51
New Construction | CZ03 | cPVVG | Cooling | 1127370.75 | 0
New Construction | CZ03 | cPVVG | Interior Lighting | 2195581.5 | 0
New Construction | CZ03 | cPVVG | Exterior Lighting | 0 | 0
New Construction | CZ03 | cPVVG | Interior Equipment | 12131475.91 | 435095.44
New Construction | CZ03 | cPVVG | Exterior Equipment | 0 | 0
New Construction | CZ03 | cPVVG | Fans | 2253071.17 | 0
New Construction | CZ03 | cPVVG | Pumps | 0 | 0
New Construction | CZ03 | cPVVG | Heat Rejection | 0 | 0
New Construction | CZ03 | cPVVG | Humidification | 0 | 0
New Construction | CZ03 | cPVVG | Heat Recovery | 0 | 0
New Construction | CZ03 | cPVVG | Water Systems | 0 | 2509932.81
New Construction | CZ03 | cPVVG | Refrigeration | 0 | 0
New Construction | CZ03 | cPVVG | Generators | 0 | 0
New Construction | CZ03 | cPVVG | Total End Uses | 17707499.33 | 3856977.77
New Construction | CZ04 | cPVVG | Heating | 0 | 811227.61
New Construction | CZ04 | cPVVG | Cooling | 1941994.3 | 0
New Construction | CZ04 | cPVVG | Interior Lighting | 2195581.5 | 0
New Construction | CZ04 | cPVVG | Exterior Lighting | 0 | 0
New Construction | CZ04 | cPVVG | Interior Equipment | 12131475.91 | 435095.44
New Construction | CZ04 | cPVVG | Exterior Equipment | 0 | 0
New Construction | CZ04 | cPVVG | Fans | 2408806.88 | 0
New Construction | CZ04 | cPVVG | Pumps | 0 | 0
New Construction | CZ04 | cPVVG | Heat Rejection | 0 | 0
New Construction | CZ04 | cPVVG | Humidification | 0 | 0
New Construction | CZ04 | cPVVG | Heat Recovery | 0 | 0
New Construction | CZ04 | cPVVG | Water Systems | 0 | 2421527.6
New Construction | CZ04 | cPVVG | Refrigeration | 0 | 0
New Construction | CZ04 | cPVVG | Generators | 0 | 0
New Construction | CZ04 | cPVVG | Total End Uses | 18677858.6 | 3667850.65
New Construction | CZ05 | cPVVG | Heating | 0 | 954560.82
New Construction | CZ05 | cPVVG | Cooling | 1413869.05 | 0
New Construction | CZ05 | cPVVG | Interior Lighting | 2195581.5 | 0
New Construction | CZ05 | cPVVG | Exterior Lighting | 0 | 0
New Construction | CZ05 | cPVVG | Interior Equipment | 12131475.91 | 435095.44
New Construction | CZ05 | cPVVG | Exterior Equipment | 0 | 0
New Construction | CZ05 | cPVVG | Fans | 2322414.6 | 0
New Construction | CZ05 | cPVVG | Pumps | 0 | 0
New Construction | CZ05 | cPVVG | Heat Rejection | 0 | 0
New Construction | CZ05 | cPVVG | Humidification | 0 | 0
New Construction | CZ05 | cPVVG | Heat Recovery | 0 | 0
New Construction | CZ05 | cPVVG | Water Systems | 0 | 2509648.88
New Construction | CZ05 | cPVVG | Refrigeration | 0 | 0
New Construction | CZ05 | cPVVG | Generators | 0 | 0
New Construction | CZ05 | cPVVG | Total End Uses | 18063341.06 | 3899305.14
New Construction | CZ06 | cPVVG | Heating | 0 | 213012.52
New Construction | CZ06 | cPVVG | Cooling | 2250630.25 | 0
New Construction | CZ06 | cPVVG | Interior Lighting | 2195581.5 | 0
New Construction | CZ06 | cPVVG | Exterior Lighting | 0 | 0
New Construction | CZ06 | cPVVG | Interior Equipment | 12131475.91 | 435095.44
New Construction | CZ06 | cPVVG | Exterior Equipment | 0 | 0
New Construction | CZ06 | cPVVG | Fans | 2509622.03 | 0
New Construction | CZ06 | cPVVG | Pumps | 0 | 0
New Construction | CZ06 | cPVVG | Heat Rejection | 0 | 0
New Construction | CZ06 | cPVVG | Humidification | 0 | 0
New Construction | CZ06 | cPVVG | Heat Recovery | 0 | 0
New Construction | CZ06 | cPVVG | Water Systems | 0 | 2310727.9
New Construction | CZ06 | cPVVG | Refrigeration | 0 | 0
New Construction | CZ06 | cPVVG | Generators | 0 | 0
New Construction | CZ06 | cPVVG | Total End Uses | 19087309.69 | 2958835.86
New Construction | CZ07 | cPVVG | Heating | 0 | 197852.81
New Construction | CZ07 | cPVVG | Cooling | 2443749.29 | 0
New Construction | CZ07 | cPVVG | Interior Lighting | 2195581.5 | 0
New Construction | CZ07 | cPVVG | Exterior Lighting | 0 | 0
New Construction | CZ07 | cPVVG | Interior Equipment | 12131475.91 | 435095.44
New Construction | CZ07 | cPVVG | Exterior Equipment | 0 | 0
New Construction | CZ07 | cPVVG | Fans | 2495264.06 | 0
New Construction | CZ07 | cPVVG | Pumps | 0 | 0
New Construction | CZ07 | cPVVG | Heat Rejection | 0 | 0
New Construction | CZ07 | cPVVG | Humidification | 0 | 0
New Construction | CZ07 | cPVVG | Heat Recovery | 0 | 0
New Construction | CZ07 | cPVVG | Water Systems | 0 | 2279652.27
New Construction | CZ07 | cPVVG | Refrigeration | 0 | 0
New Construction | CZ07 | cPVVG | Generators | 0 | 0
New Construction | CZ07 | cPVVG | Total End Uses | 19266070.75 | 2912600.52
New Construction | CZ08 | cPVVG | Heating | 0 | 308034.16
New Construction | CZ08 | cPVVG | Cooling | 2708066.81 | 0
New Construction | CZ08 | cPVVG | Interior Lighting | 2195581.5 | 0
New Construction | CZ08 | cPVVG | Exterior Lighting | 0 | 0
New Construction | CZ08 | cPVVG | Interior Equipment | 12131475.91 | 435095.44
New Construction | CZ08 | cPVVG | Exterior Equipment | 0 | 0
New Construction | CZ08 | cPVVG | Fans | 2535712.46 | 0
New Construction | CZ08 | cPVVG | Pumps | 0 | 0
New Construction | CZ08 | cPVVG | Heat Rejection | 0 | 0
New Construction | CZ08 | cPVVG | Humidification | 0 | 0
New Construction | CZ08 | cPVVG | Heat Recovery | 0 | 0
New Construction | CZ08 | cPVVG | Water Systems | 0 | 2276435.59
New Construction | CZ08 | cPVVG | Refrigeration | 0 | 0
New Construction | CZ08 | cPVVG | Generators | 0 | 0
New Construction | CZ08 | cPVVG | Total End Uses | 19570836.68 | 3019565.19
New Construction | CZ09 | cPVVG | Heating | 0 | 250946.14
New Construction | CZ09 | cPVVG | Cooling | 2920012.75 | 0
New Construction | CZ09 | cPVVG | Interior Lighting | 2195581.5 | 0
New Construction | CZ09 | cPVVG | Exterior Lighting | 0 | 0
New Construction | CZ09 | cPVVG | Interior Equipment | 12131475.91 | 435095.44
New Construction | CZ09 | cPVVG | Exterior Equipment | 0 | 0
New Construction | CZ09 | cPVVG | Fans | 2602733.18 | 0
New Construction | CZ09 | cPVVG | Pumps | 0 | 0
New Construction | CZ09 | cPVVG | Heat Rejection | 0 | 0
New Construction | CZ09 | cPVVG | Humidification | 0 | 0
New Construction | CZ09 | cPVVG | Heat Recovery | 0 | 0
New Construction | CZ09 | cPVVG | Water Systems | 0 | 2244587.45
New Construction | CZ09 | cPVVG | Refrigeration | 0 | 0
New Construction | CZ09 | cPVVG | Generators | 0 | 0
New Construction | CZ09 | cPVVG | Total End Uses | 19849803.34 | 2930629.03
New Construction | CZ10 | cPVVG | Heating | 0 | 622472.02
New Construction | CZ10 | cPVVG | Cooling | 3636688.49 | 0
New Construction | CZ10 | cPVVG | Interior Lighting | 2195581.5 | 0
New Construction | CZ10 | cPVVG | Exterior Lighting | 0 | 0
New Construction | CZ10 | cPVVG | Interior Equipment | 12131475.91 | 435095.44
New Construction | CZ10 | cPVVG | Exterior Equipment | 0 | 0
New Construction | CZ10 | cPVVG | Fans | 2713462.49 | 0
New Construction | CZ10 | cPVVG | Pumps | 0 | 0
New Construction | CZ10 | cPVVG | Heat Rejection | 0 | 0
New Construction | CZ10 | cPVVG | Humidification | 0 | 0
New Construction | CZ10 | cPVVG | Heat Recovery | 0 | 0
New Construction | CZ10 | cPVVG | Water Systems | 0 | 2223784.18
New Construction | CZ10 | cPVVG | Refrigeration | 0 | 0
New Construction | CZ10 | cPVVG | Generators | 0 | 0
New Construction | CZ10 | cPVVG | Total End Uses | 20677208.39 | 3281351.64
New Construction | CZ11 | cPVVG | Heating | 0 | 1359075.09
New Construction | CZ11 | cPVVG | Cooling | 3623376.71 | 0
New Construction | CZ11 | cPVVG | Interior Lighting | 2195581.5 | 0
New Construction | CZ11 | cPVVG | Exterior Lighting | 0 | 0
New Construction | CZ11 | cPVVG | Interior Equipment | 12131475.91 | 435095.44
New Construction | CZ11 | cPVVG | Exterior Equipment | 0 | 0
New Construction | CZ11 | cPVVG | Fans | 2673992.7 | 0
New Construction | CZ11 | cPVVG | Pumps | 0 | 0
New Construction | CZ11 | cPVVG | Heat Rejection | 0 | 0
New Construction | CZ11 | cPVVG | Humidification | 0 | 0
New Construction | CZ11 | cPVVG | Heat Recovery | 0 | 0
New Construction | CZ11 | cPVVG | Water Systems | 0 | 2270776.99
New Construction | CZ11 | cPVVG | Refrigeration | 0 | 0
New Construction | CZ11 | cPVVG | Generators | 0 | 0
New Construction | CZ11 | cPVVG | Total End Uses | 20624426.82 | 4064947.52
New Construction | CZ12 | cPVVG | Heating | 0 | 1298978.78
New Construction | CZ12 | cPVVG | Cooling | 3070500.43 | 0
New Construction | CZ12 | cPVVG | Interior Lighting | 2195581.5 | 0
New Construction | CZ12 | cPVVG | Exterior Lighting | 0 | 0
New Construction | CZ12 | cPVVG | Interior Equipment | 12131475.91 | 435095.44
New Construction | CZ12 | cPVVG | Exterior Equipment | 0 | 0
New Construction | CZ12 | cPVVG | Fans | 2536179.94 | 0
New Construction | CZ12 | cPVVG | Pumps | 0 | 0
New Construction | CZ12 | cPVVG | Heat Rejection | 0 | 0
New Construction | CZ12 | cPVVG | Humidification | 0 | 0
New Construction | CZ12 | cPVVG | Heat Recovery | 0 | 0
New Construction | CZ12 | cPVVG | Water Systems | 0 | 2338421.71
New Construction | CZ12 | cPVVG | Refrigeration | 0 | 0
New Construction | CZ12 | cPVVG | Generators | 0 | 0
New Construction | CZ12 | cPVVG | Total End Uses | 19933737.79 | 4072495.93
New Construction | CZ13 | cPVVG | Heating | 0 | 1045997.84
New Construction | CZ13 | cPVVG | Cooling | 4011642.47 | 0
New Construction | CZ13 | cPVVG | Interior Lighting | 2195581.5 | 0
New Construction | CZ13 | cPVVG | Exterior Lighting | 0 | 0
New Construction | CZ13 | cPVVG | Interior Equipment | 12131475.91 | 435095.44
New Construction | CZ13 | cPVVG | Exterior Equipment | 0 | 0
New Construction | CZ13 | cPVVG | Fans | 2704866.68 | 0
New Construction | CZ13 | cPVVG | Pumps | 0 | 0
New Construction | CZ13 | cPVVG | Heat Rejection | 0 | 0
New Construction | CZ13 | cPVVG | Humidification | 0 | 0
New Construction | CZ13 | cPVVG | Heat Recovery | 0 | 0
New Construction | CZ13 | cPVVG | Water Systems | 0 | 2203948.49
New Construction | CZ13 | cPVVG | Refrigeration | 0 | 0
New Construction | CZ13 | cPVVG | Generators | 0 | 0
New Construction | CZ13 | cPVVG | Total End Uses | 21043566.56 | 3685041.77
New Construction | CZ14 | cPVVG | Heating | 0 | 761482.62
New Construction | CZ14 | cPVVG | Cooling | 5038080.11 | 0
New Construction | CZ14 | cPVVG | Interior Lighting | 2195581.5 | 0
New Construction | CZ14 | cPVVG | Exterior Lighting | 0 | 0
New Construction | CZ14 | cPVVG | Interior Equipment | 12131475.91 | 435095.44
New Construction | CZ14 | cPVVG | Exterior Equipment | 0 | 0
New Construction | CZ14 | cPVVG | Fans | 3028690.2 | 0
New Construction | CZ14 | cPVVG | Pumps | 0 | 0
New Construction | CZ14 | cPVVG | Heat Rejection | 0 | 0
New Construction | CZ14 | cPVVG | Humidification | 0 | 0
New Construction | CZ14 | cPVVG | Heat Recovery | 0 | 0
New Construction | CZ14 | cPVVG | Water Systems | 0 | 2090522.95
New Construction | CZ14 | cPVVG | Refrigeration | 0 | 0
New Construction | CZ14 | cPVVG | Generators | 0 | 0
New Construction | CZ14 | cPVVG | Total End Uses | 22393827.72 | 3287101.01
New Construction | CZ15 | cPVVG | Heating | 0 | 316363.53
New Construction | CZ15 | cPVVG | Cooling | 6792550.57 | 0
New Construction | CZ15 | cPVVG | Interior Lighting | 2195581.5 | 0
New Construction | CZ15 | cPVVG | Exterior Lighting | 0 | 0
New Construction | CZ15 | cPVVG | Interior Equipment | 12131475.91 | 435095.44
New Construction | CZ15 | cPVVG | Exterior Equipment | 0 | 0
New Construction | CZ15 | cPVVG | Fans | 3084979.26 | 0
New Construction | CZ15 | cPVVG | Pumps | 0 | 0
New Construction | CZ15 | cPVVG | Heat Rejection | 0 | 0
New Construction | CZ15 | cPVVG | Humidification | 0 | 0
New Construction | CZ15 | cPVVG | Heat Recovery | 0 | 0
New Construction | CZ15 | cPVVG | Water Systems | 0 | 1852542.01
New Construction | CZ15 | cPVVG | Refrigeration | 0 | 0
New Construction | CZ15 | cPVVG | Generators | 0 | 0
New Construction | CZ15 | cPVVG | Total End Uses | 24204587.24 | 2604000.98
New Construction | CZ16 | cPVVG | Heating | 0 | 2150611.59
New Construction | CZ16 | cPVVG | Cooling | 3546584.15 | 0
New Construction | CZ16 | cPVVG | Interior Lighting | 2195581.5 | 0
New Construction | CZ16 | cPVVG | Exterior Lighting | 0 | 0
New Construction | CZ16 | cPVVG | Interior Equipment | 12131475.91 | 435095.44
New Construction | CZ16 | cPVVG | Exterior Equipment | 0 | 0
New Construction | CZ16 | cPVVG | Fans | 3040114.3 | 0
New Construction | CZ16 | cPVVG | Pumps | 0 | 0
New Construction | CZ16 | cPVVG | Heat Rejection | 0 | 0
New Construction | CZ16 | cPVVG | Humidification | 0 | 0
New Construction | CZ16 | cPVVG | Heat Recovery | 0 | 0
New Construction | CZ16 | cPVVG | Water Systems | 0 | 2475247.2
New Construction | CZ16 | cPVVG | Refrigeration | 0 | 0
New Construction | CZ16 | cPVVG | Generators | 0 | 0
New Construction | CZ16 | cPVVG | Total End Uses | 20913755.86 | 5060954.23

## PV
PV - Education - University (NA)

## EV Charger
EV Charger - Education - University (NA)

## Raw_building (hidden)
Building Type | Building Category | Roof Type | Window Wall Ratio (%)
Education - University | Nonresidential | Flat Roof | 30.89

## Raw_windowdimensionsillheight (hidden)
Window Name | Width [ft] | Height [ft] | Sill Height [ft]
E2 NORTH WIN (G.N3.E2.W1) | 178.97 | 6 | 3
E2 SOUTH WIN (G.S2.E1.W1) | 178.97 | 6 | 3
E4 EAST WIN (G.E2.E2.W1) | 208.69 | 6 | 3
E4 EAST WIN (M.E14.E10.W1) | 208.69 | 6 | 3
E4 EAST WIN (T.E26.E18.W1) | 208.69 | 6 | 3
E4 NORTH WIN (G.N3.E3.W1) | 417.39 | 6 | 3
E4 NORTH WIN (M.N15.E11.W1) | 417.39 | 6 | 3
E4 NORTH WIN (T.N27.E19.W1) | 417.39 | 6 | 3
E4 SOUTH WIN (G.S1.E1.W1) | 417.39 | 6 | 3
E4 SOUTH WIN (M.S13.E9.W1) | 417.39 | 6 | 3
E4 SOUTH WIN (T.S25.E17.W1) | 417.39 | 6 | 3
E4 WEST WIN (G.W4.E4.W1) | 208.69 | 6 | 3
E4 WEST WIN (M.W16.E12.W1) | 208.69 | 6 | 3
E4 WEST WIN (T.W28.E20.W1) | 208.69 | 6 | 3
E9 EAST WIN (G.C3.E7.W1) | 2.76 | 4 | 3
E9 WEST WIN (G.C3.E8.W1) | 2.76 | 4 | 3
E9 EAST WIN (M.C6.E15.W1) | 2.76 | 4 | 3
E9 WEST WIN (M.C6.E16.W1) | 2.76 | 4 | 3
E9 EAST WIN (T.C9.E25.W1) | 2.76 | 4 | 3
E9 WEST WIN (T.C9.E26.W1) | 2.76 | 4 | 3
E3 EAST WIN (G.S1.E2.W1) | 108.17 | 6 | 3
E3 SOUTH WIN (G.S1.E1.W1) | 54.4 | 6 | 3
E9 EAST WIN (G.N1.E3.W1) | 7.81 | 4 | 3
E9 NORTH WIN (G.N1.E1.W1) | 275.56 | 4 | 3
E9 WEST WIN (G.N1.E2.W1) | 7.81 | 4 | 3
E9 EAST WIN (M.N4.E11.W1) | 7.81 | 4 | 3
E9 NORTH WIN (M.N4.E9.W1) | 275.56 | 4 | 3
E9 WEST WIN (M.N4.E10.W1) | 7.81 | 4 | 3
E9 EAST WIN (T.N7.E19.W1) | 7.81 | 4 | 3
E9 NORTH WIN (T.N7.E17.W1) | 275.56 | 4 | 3
E9 WEST WIN (T.N7.E18.W1) | 7.81 | 4 | 3
E9 EAST WIN (G.S2.E5.W1) | 7.81 | 4 | 3
E9 SOUTH WIN (G.S2.E4.W1) | 275.56 | 4 | 3
E9 WEST WIN (G.S2.E6.W1) | 7.81 | 4 | 3
E9 EAST WIN (M.S5.E13.W1) | 7.81 | 4 | 3
E9 SOUTH WIN (M.S5.E12.W1) | 275.56 | 4 | 3
E9 WEST WIN (M.S5.E14.W1) | 7.81 | 4 | 3
E9 EAST WIN (T.S8.E22.W1) | 7.81 | 4 | 3
E9 SOUTH WIN (T.S8.E21.W1) | 275.56 | 4 | 3
E9 WEST WIN (T.S8.E23.W1) | 7.81 | 4 | 3
E3 EAST WIN (G.N2.E4.W1) | 47.24 | 6 | 3
E3 NORTH WIN (G.N2.E3.W1) | 54.4 | 6 | 3
E1 NORTH WIN (G.W1.E2.W1) | 41.73 | 6 | 3
E1 SOUTH WIN (G.W1.E1.W1) | 41.73 | 6 | 3
E1 WEST WIN (G.W1.E3.W1) | 52.17 | 6 | 3

## Raw_shadinggeometry (hidden)
Shading Name | Width [ft] | Length [ft]
No Shading

## Raw_zonesummary (hidden)
Vintage | Space | Zone Name | Conditioned | Area (Excluding Plenums and CrawlSpace) (ft2) | Area (Including Plenums and CrawlSpace) (ft2) | Width (ft) | Length (ft) | Volume (ft3) | Multipliers | People (Persons/1000 ft2) | Lighting (Btu/h-ft2) | Plug Loads (Btu/h-ft2) | Outdoor Air Flow per Person (cfm/person) | Outdoor Air Flow per Zone Floor Area (cfm/ft2) | Zone Type | HVAC System Identifier | Schedule Identifier | Height (ft)
Existing | CLASSROOM E2 NORTH PERIM (G.N3) | CLASSROOM E2 NORTH PERIM (G.N3) | Yes | 5792.18 | 5792.18 | 191.77 | 30.22 | 57924.65 | 1 | 25 | 4.48 | 3.4117 | 0.0 | 0.38 | Classroom_class | Main | School | 10.0005
Existing | CLASSROOM E2 SOUTH PERIM (G.S2) | CLASSROOM E2 SOUTH PERIM (G.S2) | Yes | 5753.06 | 5753.06 | 191.77 | 29.99 | 57533.42 | 1 | 25 | 4.48 | 3.4117 | 0.0 | 0.38 | Classroom_class | Main | School | 10.0005
Existing | CLASSROOM E2 WEST PERIM (G.W1) | CLASSROOM E2 WEST PERIM (G.W1) | Yes | 31334.24 | 31334.24 | 191.77 | 163.39 | 313357.7 | 1 | 25 | 4.48 | 3.4117 | 0.0 | 0.38 | Classroom_class | Main | School | 10.0005
Existing | CLASSROOM E4 EAST PERIM (G.E2) | CLASSROOM E4 EAST PERIM (G.E2) | Yes | 5808.57 | 5808.57 | 163.62 | 155.31 | 58088.5 | 1 | 25 | 4.48 | 3.4117 | 0.0 | 0.38 | Classroom_class | Main | Office | 10.0005
Existing | CLASSROOM E4 EAST PERIM (M.E14) | CLASSROOM E4 EAST PERIM (M.E14) | Yes | 5808.57 | 5808.57 | 163.62 | 223.59 | 58088.5 | 1 | 25 | 4.48 | 3.4117 | 0.0 | 0.38 | Classroom_class | Main | Office | 10.0005
Existing | CLASSROOM E4 EAST PERIM (T.E26) | CLASSROOM E4 EAST PERIM (T.E26) | Yes | 5808.57 | 5808.57 | 163.62 | 223.59 | 58088.5 | 1 | 25 | 4.48 | 3.4117 | 0.0 | 0.38 | Classroom_class | Main | Office | 10.0005
Existing | CLASSROOM E4 NORTH PERIM (G.N3) | CLASSROOM E4 NORTH PERIM (G.N3) | Yes | 12517.22 | 12517.22 | 387.2 | 42.42 | 125178.32 | 1 | 25 | 4.48 | 3.4117 | 0.0 | 0.38 | Classroom_class | Main | Office | 10.0005
Existing | CLASSROOM E4 NORTH PERIM (M.N15) | CLASSROOM E4 NORTH PERIM (M.N15) | Yes | 12517.22 | 12517.22 | 387.2 | 42.42 | 125178.32 | 1 | 25 | 4.48 | 3.4117 | 0.0 | 0.38 | Classroom_class | Main | Office | 10.0005
Existing | CLASSROOM E4 NORTH PERIM (T.N27) | CLASSROOM E4 NORTH PERIM (T.N27) | Yes | 12517.22 | 12517.22 | 387.2 | 42.42 | 125178.32 | 1 | 25 | 4.48 | 3.4117 | 0.0 | 0.38 | Classroom_class | Main | Office | 10.0005
Existing | CLASSROOM E4 SOUTH PERIM (G.S1) | CLASSROOM E4 SOUTH PERIM (G.S1) | Yes | 12517.22 | 12517.22 | 447.21 | 42.42 | 125178.32 | 1 | 25 | 4.48 | 3.4117 | 0.0 | 0.38 | Classroom_class | Main | Office | 10.0005
Existing | CLASSROOM E4 SOUTH PERIM (M.S13) | CLASSROOM E4 SOUTH PERIM (M.S13) | Yes | 12517.22 | 12517.22 | 447.21 | 42.42 | 125178.32 | 1 | 25 | 4.48 | 3.4117 | 0.0 | 0.38 | Classroom_class | Main | Office | 10.0005
Existing | CLASSROOM E4 SOUTH PERIM (T.S25) | CLASSROOM E4 SOUTH PERIM (T.S25) | Yes | 12517.22 | 12517.22 | 447.21 | 42.42 | 125178.32 | 1 | 25 | 4.48 | 3.4117 | 0.0 | 0.38 | Classroom_class | Main | Office | 10.0005
Existing | CLASSROOM E4 WEST PERIM (G.W4) | CLASSROOM E4 WEST PERIM (G.W4) | Yes | 5808.57 | 5808.57 | 163.62 | 223.59 | 58088.5 | 1 | 25 | 4.48 | 3.4117 | 0.0 | 0.38 | Classroom_class | Main | Office | 10.0005
Existing | CLASSROOM E4 WEST PERIM (M.W16) | CLASSROOM E4 WEST PERIM (M.W16) | Yes | 5808.57 | 5808.57 | 163.62 | 223.59 | 58088.5 | 1 | 25 | 4.48 | 3.4117 | 0.0 | 0.38 | Classroom_class | Main | Office | 10.0005
Existing | CLASSROOM E4 WEST PERIM (T.W28) | CLASSROOM E4 WEST PERIM (T.W28) | Yes | 5808.57 | 5808.57 | 163.62 | 223.59 | 58088.5 | 1 | 25 | 4.48 | 3.4117 | 0.0 | 0.38 | Classroom_class | Main | Office | 10.0005
Existing | COMPUTER E4 CORE (G.C5) | COMPUTER E4 CORE (G.C5) | Yes | 6335.23 | 6335.23 | 38.71 | 163.62 | 63355.36 | 1 | 1.5 | 3.7719 | 68.2333 | 0.0 | 0.15 | Computer | Customized | Computer room | 10.0005
Existing | COMPUTER E4 CORE (M.C17) | COMPUTER E4 CORE (M.C17) | Yes | 6335.23 | 6335.23 | 38.71 | 163.62 | 63355.36 | 1 | 1.5 | 3.7719 | 68.2333 | 0.0 | 0.15 | Computer | Customized | Computer room | 10.0005
Existing | COMPUTER E4 CORE (T.C29) | COMPUTER E4 CORE (T.C29) | Yes | 6335.23 | 6335.23 | 38.71 | 163.62 | 63355.36 | 1 | 1.5 | 3.7719 | 68.2333 | 0.0 | 0.15 | Computer | Customized | Computer room | 10.0005
Existing | CORRIDOR E9 CORE (G.C3) | CORRIDOR E9 CORE (G.C3) | Yes | 3747.95 | 3747.95 | 612.34 | 6.14 | 33733.18 | 1 | 5 | 2.1238 | 0 | 0.0 | 0.15 | Corridor | Main | Office | 9.0004
Existing | CORRIDOR E9 CORE (M.C6) | CORRIDOR E9 CORE (M.C6) | Yes | 3747.95 | 3747.95 | 612.34 | 6.14 | 33733.18 | 1 | 5 | 2.1238 | 0 | 0.0 | 0.15 | Corridor | Main | Office | 9.0004
Existing | CORRIDOR E9 CORE (T.C9) | CORRIDOR E9 CORE (T.C9) | Yes | 3747.95 | 3747.95 | 612.34 | 6.14 | 33733.18 | 1 | 5 | 2.1238 | 0 | 0.0 | 0.15 | Corridor | Main | Office | 9.0004
Existing | DINING E3 SOUTH PERIM (G.S1) | DINING E3 SOUTH PERIM (G.S1) | Yes | 11890.14 | 11890.14 | 76.54 | 155.31 | 166470.1 | 1 | 33.33 | 4.1409 | 2.5588 | 0.0 | 0.5 | Dining_fast | Main | School | 14.0007
Existing | DORM E9 NORTH PERIM (G.N1) | DORM E9 NORTH PERIM (G.N1) | Yes | 10619.19 | 10619.19 | 612.34 | 17.36 | 95577.33 | 1 | 2.5 | 2.3472 | 1.7058 | 0.0 | 0.15 | Guestroom | Alternative | ResidentialLiving | 9.0004
Existing | DORM E9 NORTH PERIM (M.N4) | DORM E9 NORTH PERIM (M.N4) | Yes | 10619.19 | 10619.19 | 612.34 | 17.36 | 95577.33 | 1 | 2.5 | 2.3472 | 1.7058 | 0.0 | 0.15 | Guestroom | Alternative | ResidentialLiving | 9.0004
Existing | DORM E9 NORTH PERIM (T.N7) | DORM E9 NORTH PERIM (T.N7) | Yes | 10619.19 | 10619.19 | 612.34 | 17.36 | 95577.33 | 1 | 2.5 | 2.3472 | 1.7058 | 0.0 | 0.15 | Guestroom | Alternative | ResidentialLiving | 9.0004
Existing | DORM E9 SOUTH PERIM (G.S2) | DORM E9 SOUTH PERIM (G.S2) | Yes | 10619.19 | 10619.19 | 612.34 | 17.36 | 95577.33 | 1 | 2.5 | 2.3472 | 1.7058 | 0.0 | 0.15 | Guestroom | Alternative | ResidentialLiving | 9.0004
Existing | DORM E9 SOUTH PERIM (M.S5) | DORM E9 SOUTH PERIM (M.S5) | Yes | 10619.19 | 10619.19 | 612.34 | 17.36 | 95577.33 | 1 | 2.5 | 2.3472 | 1.7058 | 0.0 | 0.15 | Guestroom | Alternative | ResidentialLiving | 9.0004
Existing | DORM E9 SOUTH PERIM (T.S8) | DORM E9 SOUTH PERIM (T.S8) | Yes | 10619.19 | 10619.19 | 612.34 | 17.36 | 95577.33 | 1 | 2.5 | 2.3472 | 1.7058 | 0.0 | 0.15 | Guestroom | Alternative | ResidentialLiving | 9.0004
Existing | E1 WEST PERIM PLNM (G.W2) | E1 WEST PERIM PLNM (G.W2) | No | 0 | 40005.94 | 178.9 | 223.59 | 160031.59 | 1 | 0 | 0 | 0 | - | - | Plenum | - | Plenum | 4.0002
Existing | E2 NORTH PERIM PLNM (G.N6) | E2 NORTH PERIM PLNM (G.N6) | No | 0 | 5792.18 | 191.77 | 30.22 | 23169.86 | 1 | 0 | 0 | 0 | - | - | Plenum | - | Plenum | 4.0002
Existing | E2 SOUTH PERIM PLNM (G.S5) | E2 SOUTH PERIM PLNM (G.S5) | No | 0 | 5753.06 | 191.77 | 29.99 | 23013.37 | 1 | 0 | 0 | 0 | - | - | Plenum | - | Plenum | 4.0002
Existing | E2 WEST PERIM PLNM (G.W4) | E2 WEST PERIM PLNM (G.W4) | No | 0 | 31334.24 | 191.77 | 163.62 | 125343.08 | 1 | 0 | 0 | 0 | - | - | Plenum | - | Plenum | 4.0002
Existing | E4 CORE PLNM (G.C11) | E4 CORE PLNM (G.C11) | No | 0 | 6335.23 | 38.71 | 163.62 | 25342.14 | 1 | 0 | 0 | 0 | - | - | Plenum | - | Plenum | 4.0002
Existing | E4 CORE PLNM (G.C12) | E4 CORE PLNM (G.C12) | No | 0 | 57016.88 | 348.49 | 163.62 | 228078.63 | 1 | 0 | 0 | 0 | - | - | Plenum | - | Plenum | 4.0002
Existing | E4 CORE PLNM (M.C23) | E4 CORE PLNM (M.C23) | No | 0 | 6335.23 | 38.71 | 163.62 | 25342.14 | 1 | 0 | 0 | 0 | - | - | Plenum | - | Plenum | 4.0002
Existing | E4 CORE PLNM (M.C24) | E4 CORE PLNM (M.C24) | No | 0 | 57016.88 | 348.49 | 163.62 | 228078.63 | 1 | 0 | 0 | 0 | - | - | Plenum | - | Plenum | 4.0002
Existing | E4 CORE PLNM (T.C35) | E4 CORE PLNM (T.C35) | No | 0 | 6335.23 | 38.71 | 163.62 | 25342.14 | 1 | 0 | 0 | 0 | - | - | Plenum | - | Plenum | 4.0002
Existing | E4 CORE PLNM (T.C36) | E4 CORE PLNM (T.C36) | No | 0 | 57016.88 | 348.49 | 163.62 | 228078.63 | 1 | 0 | 0 | 0 | - | - | Plenum | - | Plenum | 4.0002
Existing | E4 EAST PERIM PLNM (G.E8) | E4 EAST PERIM PLNM (G.E8) | No | 0 | 5808.57 | 163.62 | 223.59 | 23235.4 | 1 | 0 | 0 | 0 | - | - | Plenum | - | Plenum | 4.0002
Existing | E4 EAST PERIM PLNM (M.E20) | E4 EAST PERIM PLNM (M.E20) | No | 0 | 5808.57 | 163.62 | 223.59 | 23235.4 | 1 | 0 | 0 | 0 | - | - | Plenum | - | Plenum | 4.0002
Existing | E4 EAST PERIM PLNM (T.E32) | E4 EAST PERIM PLNM (T.E32) | No | 0 | 5808.57 | 163.62 | 223.59 | 23235.4 | 1 | 0 | 0 | 0 | - | - | Plenum | - | Plenum | 4.0002
Existing | E4 NORTH PERIM PLNM (G.N9) | E4 NORTH PERIM PLNM (G.N9) | No | 0 | 12517.22 | 387.2 | 42.42 | 50071.33 | 1 | 0 | 0 | 0 | - | - | Plenum | - | Plenum | 4.0002
Existing | E4 NORTH PERIM PLNM (M.N21) | E4 NORTH PERIM PLNM (M.N21) | No | 0 | 12517.22 | 387.2 | 42.42 | 50071.33 | 1 | 0 | 0 | 0 | - | - | Plenum | - | Plenum | 4.0002
Existing | E4 NORTH PERIM PLNM (T.N33) | E4 NORTH PERIM PLNM (T.N33) | No | 0 | 12517.22 | 387.2 | 42.42 | 50071.33 | 1 | 0 | 0 | 0 | - | - | Plenum | - | Plenum | 4.0002
Existing | E4 SOUTH PERIM PLNM (G.S7) | E4 SOUTH PERIM PLNM (G.S7) | No | 0 | 12517.22 | 447.21 | 42.42 | 50071.33 | 1 | 0 | 0 | 0 | - | - | Plenum | - | Plenum | 4.0002
Existing | E4 SOUTH PERIM PLNM (M.S19) | E4 SOUTH PERIM PLNM (M.S19) | No | 0 | 12517.22 | 447.21 | 42.42 | 50071.33 | 1 | 0 | 0 | 0 | - | - | Plenum | - | Plenum | 4.0002
Existing | E4 SOUTH PERIM PLNM (T.S31) | E4 SOUTH PERIM PLNM (T.S31) | No | 0 | 12517.22 | 447.21 | 42.42 | 50071.33 | 1 | 0 | 0 | 0 | - | - | Plenum | - | Plenum | 4.0002
Existing | E4 WEST PERIM PLNM (G.W10) | E4 WEST PERIM PLNM (G.W10) | No | 0 | 5808.57 | 163.62 | 223.59 | 23235.4 | 1 | 0 | 0 | 0 | - | - | Plenum | - | Plenum | 4.0002
Existing | E4 WEST PERIM PLNM (M.W22) | E4 WEST PERIM PLNM (M.W22) | No | 0 | 5808.57 | 163.62 | 223.59 | 23235.4 | 1 | 0 | 0 | 0 | - | - | Plenum | - | Plenum | 4.0002
Existing | E4 WEST PERIM PLNM (T.W34) | E4 WEST PERIM PLNM (T.W34) | No | 0 | 5808.57 | 163.62 | 223.59 | 23235.4 | 1 | 0 | 0 | 0 | - | - | Plenum | - | Plenum | 4.0002
Existing | KITCHEN E3 NORTH PERIM (G.N2) | KITCHEN E3 NORTH PERIM (G.N2) | Yes | 5228.11 | 5228.11 | 76.54 | 68.27 | 73197.11 | 1 | 2.5 | 5.6273 | 26.4716 | 0.0 | 0.15 | Kitchen | Customized | Kitchen | 14.0007
Existing | MAINTENANCE E1 WEST PERIM (G.W1) | MAINTENANCE E1 WEST PERIM (G.W1) | Yes | 40005.94 | 40005.94 | 178.9 | 223.59 | 400078.97 | 1 | 5 | 3.8949 | 3.4117 | 0.0 | 0.15 | Industrial_low | Main | School | 10.0005
Existing | OFFICE E4 CORE (G.C6) | OFFICE E4 CORE (G.C6) | Yes | 57016.88 | 57016.88 | 348.49 | 163.62 | 570196.59 | 1 | 5 | 4.2664 | 5.1175 | 0.0 | 0.15 | Office | Main | Office | 10.0005
Existing | OFFICE E4 CORE (M.C18) | OFFICE E4 CORE (M.C18) | Yes | 57016.88 | 57016.88 | 348.49 | 163.62 | 570196.59 | 1 | 5 | 4.2664 | 5.1175 | 0.0 | 0.15 | Office | Main | Office | 10.0005
Existing | OFFICE E4 CORE (T.C30) | OFFICE E4 CORE (T.C30) | Yes | 57016.88 | 57016.88 | 348.49 | 163.62 | 570196.59 | 1 | 5 | 4.2664 | 5.1175 | 0.0 | 0.15 | Office | Main | Office | 10.0005
New Construction | CLASSROOM E2 NORTH PERIM (G.N3) | CLASSROOM E2 NORTH PERIM (G.N3) | Yes | 5792.18 | 5792.18 | 191.77 | 30.22 | 57924.65 | 1 | 25 | 2.047 | 3.4117 | 0.0 | 0.38 | Classroom_class | Main | School | 10.0005
New Construction | CLASSROOM E2 SOUTH PERIM (G.S2) | CLASSROOM E2 SOUTH PERIM (G.S2) | Yes | 5753.06 | 5753.06 | 191.77 | 29.99 | 57533.42 | 1 | 25 | 2.047 | 3.4117 | 0.0 | 0.38 | Classroom_class | Main | School | 10.0005
New Construction | CLASSROOM E2 WEST PERIM (G.W1) | CLASSROOM E2 WEST PERIM (G.W1) | Yes | 31334.24 | 31334.24 | 191.77 | 163.39 | 313357.7 | 1 | 25 | 2.047 | 3.4117 | 0.0 | 0.38 | Classroom_class | Main | School | 10.0005
New Construction | CLASSROOM E4 EAST PERIM (G.E2) | CLASSROOM E4 EAST PERIM (G.E2) | Yes | 5808.57 | 5808.57 | 163.62 | 155.31 | 58088.5 | 1 | 25 | 2.047 | 3.4117 | 0.0 | 0.38 | Classroom_class | Main | Office | 10.0005
New Construction | CLASSROOM E4 EAST PERIM (M.E14) | CLASSROOM E4 EAST PERIM (M.E14) | Yes | 5808.57 | 5808.57 | 163.62 | 223.59 | 58088.5 | 1 | 25 | 2.047 | 3.4117 | 0.0 | 0.38 | Classroom_class | Main | Office | 10.0005
New Construction | CLASSROOM E4 EAST PERIM (T.E26) | CLASSROOM E4 EAST PERIM (T.E26) | Yes | 5808.57 | 5808.57 | 163.62 | 223.59 | 58088.5 | 1 | 25 | 2.047 | 3.4117 | 0.0 | 0.38 | Classroom_class | Main | Office | 10.0005
New Construction | CLASSROOM E4 NORTH PERIM (G.N3) | CLASSROOM E4 NORTH PERIM (G.N3) | Yes | 12517.22 | 12517.22 | 387.2 | 42.42 | 125178.32 | 1 | 25 | 2.047 | 3.4117 | 0.0 | 0.38 | Classroom_class | Main | Office | 10.0005
New Construction | CLASSROOM E4 NORTH PERIM (M.N15) | CLASSROOM E4 NORTH PERIM (M.N15) | Yes | 12517.22 | 12517.22 | 387.2 | 42.42 | 125178.32 | 1 | 25 | 2.047 | 3.4117 | 0.0 | 0.38 | Classroom_class | Main | Office | 10.0005
New Construction | CLASSROOM E4 NORTH PERIM (T.N27) | CLASSROOM E4 NORTH PERIM (T.N27) | Yes | 12517.22 | 12517.22 | 387.2 | 42.42 | 125178.32 | 1 | 25 | 2.047 | 3.4117 | 0.0 | 0.38 | Classroom_class | Main | Office | 10.0005
New Construction | CLASSROOM E4 SOUTH PERIM (G.S1) | CLASSROOM E4 SOUTH PERIM (G.S1) | Yes | 12517.22 | 12517.22 | 447.21 | 42.42 | 125178.32 | 1 | 25 | 2.047 | 3.4117 | 0.0 | 0.38 | Classroom_class | Main | Office | 10.0005
New Construction | CLASSROOM E4 SOUTH PERIM (M.S13) | CLASSROOM E4 SOUTH PERIM (M.S13) | Yes | 12517.22 | 12517.22 | 447.21 | 42.42 | 125178.32 | 1 | 25 | 2.047 | 3.4117 | 0.0 | 0.38 | Classroom_class | Main | Office | 10.0005
New Construction | CLASSROOM E4 SOUTH PERIM (T.S25) | CLASSROOM E4 SOUTH PERIM (T.S25) | Yes | 12517.22 | 12517.22 | 447.21 | 42.42 | 125178.32 | 1 | 25 | 2.047 | 3.4117 | 0.0 | 0.38 | Classroom_class | Main | Office | 10.0005
New Construction | CLASSROOM E4 WEST PERIM (G.W4) | CLASSROOM E4 WEST PERIM (G.W4) | Yes | 5808.57 | 5808.57 | 163.62 | 223.59 | 58088.5 | 1 | 25 | 2.047 | 3.4117 | 0.0 | 0.38 | Classroom_class | Main | Office | 10.0005
New Construction | CLASSROOM E4 WEST PERIM (M.W16) | CLASSROOM E4 WEST PERIM (M.W16) | Yes | 5808.57 | 5808.57 | 163.62 | 223.59 | 58088.5 | 1 | 25 | 2.047 | 3.4117 | 0.0 | 0.38 | Classroom_class | Main | Office | 10.0005
New Construction | CLASSROOM E4 WEST PERIM (T.W28) | CLASSROOM E4 WEST PERIM (T.W28) | Yes | 5808.57 | 5808.57 | 163.62 | 223.59 | 58088.5 | 1 | 25 | 2.047 | 3.4117 | 0.0 | 0.38 | Classroom_class | Main | Office | 10.0005
New Construction | COMPUTER E4 CORE (G.C5) | COMPUTER E4 CORE (G.C5) | Yes | 6335.23 | 6335.23 | 38.71 | 163.62 | 63355.36 | 1 | 1.5 | 1.7058 | 68.2333 | 0.0 | 0.15 | Computer | Customized | Computer room | 10.0005
New Construction | COMPUTER E4 CORE (M.C17) | COMPUTER E4 CORE (M.C17) | Yes | 6335.23 | 6335.23 | 38.71 | 163.62 | 63355.36 | 1 | 1.5 | 1.7058 | 68.2333 | 0.0 | 0.15 | Computer | Customized | Computer room | 10.0005
New Construction | COMPUTER E4 CORE (T.C29) | COMPUTER E4 CORE (T.C29) | Yes | 6335.23 | 6335.23 | 38.71 | 163.62 | 63355.36 | 1 | 1.5 | 1.7058 | 68.2333 | 0.0 | 0.15 | Computer | Customized | Computer room | 10.0005
New Construction | CORRIDOR E9 CORE (G.C3) | CORRIDOR E9 CORE (G.C3) | Yes | 3747.95 | 3747.95 | 612.34 | 6.14 | 33733.18 | 1 | 5 | 1.3647 | 0 | 0.0 | 0.15 | Corridor | Main | Office | 9.0004
New Construction | CORRIDOR E9 CORE (M.C6) | CORRIDOR E9 CORE (M.C6) | Yes | 3747.95 | 3747.95 | 612.34 | 6.14 | 33733.18 | 1 | 5 | 1.3647 | 0 | 0.0 | 0.15 | Corridor | Main | Office | 9.0004
New Construction | CORRIDOR E9 CORE (T.C9) | CORRIDOR E9 CORE (T.C9) | Yes | 3747.95 | 3747.95 | 612.34 | 6.14 | 33733.18 | 1 | 5 | 1.3647 | 0 | 0.0 | 0.15 | Corridor | Main | Office | 9.0004
New Construction | DINING E3 SOUTH PERIM (G.S1) | DINING E3 SOUTH PERIM (G.S1) | Yes | 11890.14 | 11890.14 | 76.54 | 155.31 | 166470.1 | 1 | 33.33 | 1.5353 | 2.5588 | 0.0 | 0.5 | Dining_fast | Main | School | 14.0007
New Construction | DORM E9 NORTH PERIM (G.N1) | DORM E9 NORTH PERIM (G.N1) | Yes | 10619.19 | 10619.19 | 612.34 | 17.36 | 95577.33 | 1 | 2.5 | 1.7058 | 1.7058 | 0.0 | 0.15 | Guestroom | Alternative | ResidentialLiving | 9.0004
New Construction | DORM E9 NORTH PERIM (M.N4) | DORM E9 NORTH PERIM (M.N4) | Yes | 10619.19 | 10619.19 | 612.34 | 17.36 | 95577.33 | 1 | 2.5 | 1.7058 | 1.7058 | 0.0 | 0.15 | Guestroom | Alternative | ResidentialLiving | 9.0004
New Construction | DORM E9 NORTH PERIM (T.N7) | DORM E9 NORTH PERIM (T.N7) | Yes | 10619.19 | 10619.19 | 612.34 | 17.36 | 95577.33 | 1 | 2.5 | 1.7058 | 1.7058 | 0.0 | 0.15 | Guestroom | Alternative | ResidentialLiving | 9.0004
New Construction | DORM E9 SOUTH PERIM (G.S2) | DORM E9 SOUTH PERIM (G.S2) | Yes | 10619.19 | 10619.19 | 612.34 | 17.36 | 95577.33 | 1 | 2.5 | 1.7058 | 1.7058 | 0.0 | 0.15 | Guestroom | Alternative | ResidentialLiving | 9.0004
New Construction | DORM E9 SOUTH PERIM (M.S5) | DORM E9 SOUTH PERIM (M.S5) | Yes | 10619.19 | 10619.19 | 612.34 | 17.36 | 95577.33 | 1 | 2.5 | 1.7058 | 1.7058 | 0.0 | 0.15 | Guestroom | Alternative | ResidentialLiving | 9.0004
New Construction | DORM E9 SOUTH PERIM (T.S8) | DORM E9 SOUTH PERIM (T.S8) | Yes | 10619.19 | 10619.19 | 612.34 | 17.36 | 95577.33 | 1 | 2.5 | 1.7058 | 1.7058 | 0.0 | 0.15 | Guestroom | Alternative | ResidentialLiving | 9.0004
New Construction | E1 WEST PERIM PLNM (G.W2) | E1 WEST PERIM PLNM (G.W2) | No | 0 | 40005.94 | 178.9 | 223.59 | 160031.59 | 1 | 0 | 0 | 0 | - | - | Plenum | - | Plenum | 4.0002
New Construction | E2 NORTH PERIM PLNM (G.N6) | E2 NORTH PERIM PLNM (G.N6) | No | 0 | 5792.18 | 191.77 | 30.22 | 23169.86 | 1 | 0 | 0 | 0 | - | - | Plenum | - | Plenum | 4.0002
New Construction | E2 SOUTH PERIM PLNM (G.S5) | E2 SOUTH PERIM PLNM (G.S5) | No | 0 | 5753.06 | 191.77 | 29.99 | 23013.37 | 1 | 0 | 0 | 0 | - | - | Plenum | - | Plenum | 4.0002
New Construction | E2 WEST PERIM PLNM (G.W4) | E2 WEST PERIM PLNM (G.W4) | No | 0 | 31334.24 | 191.77 | 163.62 | 125343.08 | 1 | 0 | 0 | 0 | - | - | Plenum | - | Plenum | 4.0002
New Construction | E4 CORE PLNM (G.C11) | E4 CORE PLNM (G.C11) | No | 0 | 6335.23 | 38.71 | 163.62 | 25342.14 | 1 | 0 | 0 | 0 | - | - | Plenum | - | Plenum | 4.0002
New Construction | E4 CORE PLNM (G.C12) | E4 CORE PLNM (G.C12) | No | 0 | 57016.88 | 348.49 | 163.62 | 228078.63 | 1 | 0 | 0 | 0 | - | - | Plenum | - | Plenum | 4.0002
New Construction | E4 CORE PLNM (M.C23) | E4 CORE PLNM (M.C23) | No | 0 | 6335.23 | 38.71 | 163.62 | 25342.14 | 1 | 0 | 0 | 0 | - | - | Plenum | - | Plenum | 4.0002
New Construction | E4 CORE PLNM (M.C24) | E4 CORE PLNM (M.C24) | No | 0 | 57016.88 | 348.49 | 163.62 | 228078.63 | 1 | 0 | 0 | 0 | - | - | Plenum | - | Plenum | 4.0002
New Construction | E4 CORE PLNM (T.C35) | E4 CORE PLNM (T.C35) | No | 0 | 6335.23 | 38.71 | 163.62 | 25342.14 | 1 | 0 | 0 | 0 | - | - | Plenum | - | Plenum | 4.0002
New Construction | E4 CORE PLNM (T.C36) | E4 CORE PLNM (T.C36) | No | 0 | 57016.88 | 348.49 | 163.62 | 228078.63 | 1 | 0 | 0 | 0 | - | - | Plenum | - | Plenum | 4.0002
New Construction | E4 EAST PERIM PLNM (G.E8) | E4 EAST PERIM PLNM (G.E8) | No | 0 | 5808.57 | 163.62 | 223.59 | 23235.4 | 1 | 0 | 0 | 0 | - | - | Plenum | - | Plenum | 4.0002
New Construction | E4 EAST PERIM PLNM (M.E20) | E4 EAST PERIM PLNM (M.E20) | No | 0 | 5808.57 | 163.62 | 223.59 | 23235.4 | 1 | 0 | 0 | 0 | - | - | Plenum | - | Plenum | 4.0002
New Construction | E4 EAST PERIM PLNM (T.E32) | E4 EAST PERIM PLNM (T.E32) | No | 0 | 5808.57 | 163.62 | 223.59 | 23235.4 | 1 | 0 | 0 | 0 | - | - | Plenum | - | Plenum | 4.0002
New Construction | E4 NORTH PERIM PLNM (G.N9) | E4 NORTH PERIM PLNM (G.N9) | No | 0 | 12517.22 | 387.2 | 42.42 | 50071.33 | 1 | 0 | 0 | 0 | - | - | Plenum | - | Plenum | 4.0002
New Construction | E4 NORTH PERIM PLNM (M.N21) | E4 NORTH PERIM PLNM (M.N21) | No | 0 | 12517.22 | 387.2 | 42.42 | 50071.33 | 1 | 0 | 0 | 0 | - | - | Plenum | - | Plenum | 4.0002
New Construction | E4 NORTH PERIM PLNM (T.N33) | E4 NORTH PERIM PLNM (T.N33) | No | 0 | 12517.22 | 387.2 | 42.42 | 50071.33 | 1 | 0 | 0 | 0 | - | - | Plenum | - | Plenum | 4.0002
New Construction | E4 SOUTH PERIM PLNM (G.S7) | E4 SOUTH PERIM PLNM (G.S7) | No | 0 | 12517.22 | 447.21 | 42.42 | 50071.33 | 1 | 0 | 0 | 0 | - | - | Plenum | - | Plenum | 4.0002
New Construction | E4 SOUTH PERIM PLNM (M.S19) | E4 SOUTH PERIM PLNM (M.S19) | No | 0 | 12517.22 | 447.21 | 42.42 | 50071.33 | 1 | 0 | 0 | 0 | - | - | Plenum | - | Plenum | 4.0002
New Construction | E4 SOUTH PERIM PLNM (T.S31) | E4 SOUTH PERIM PLNM (T.S31) | No | 0 | 12517.22 | 447.21 | 42.42 | 50071.33 | 1 | 0 | 0 | 0 | - | - | Plenum | - | Plenum | 4.0002
New Construction | E4 WEST PERIM PLNM (G.W10) | E4 WEST PERIM PLNM (G.W10) | No | 0 | 5808.57 | 163.62 | 223.59 | 23235.4 | 1 | 0 | 0 | 0 | - | - | Plenum | - | Plenum | 4.0002
New Construction | E4 WEST PERIM PLNM (M.W22) | E4 WEST PERIM PLNM (M.W22) | No | 0 | 5808.57 | 163.62 | 223.59 | 23235.4 | 1 | 0 | 0 | 0 | - | - | Plenum | - | Plenum | 4.0002
New Construction | E4 WEST PERIM PLNM (T.W34) | E4 WEST PERIM PLNM (T.W34) | No | 0 | 5808.57 | 163.62 | 223.59 | 23235.4 | 1 | 0 | 0 | 0 | - | - | Plenum | - | Plenum | 4.0002
New Construction | KITCHEN E3 NORTH PERIM (G.N2) | KITCHEN E3 NORTH PERIM (G.N2) | Yes | 5228.11 | 5228.11 | 76.54 | 68.27 | 73197.11 | 1 | 2.5 | 3.2411 | 26.4716 | 0.0 | 0.15 | Kitchen | Customized | Kitchen | 14.0007
New Construction | MAINTENANCE E1 WEST PERIM (G.W1) | MAINTENANCE E1 WEST PERIM (G.W1) | Yes | 40005.94 | 40005.94 | 178.9 | 223.59 | 400078.97 | 1 | 5 | 2.047 | 3.4117 | 0.0 | 0.15 | Industrial_low | Main | School | 10.0005
New Construction | OFFICE E4 CORE (G.C6) | OFFICE E4 CORE (G.C6) | Yes | 57016.88 | 57016.88 | 348.49 | 163.62 | 570196.59 | 1 | 5 | 2.047 | 5.1175 | 0.0 | 0.15 | Office | Main | Office | 10.0005
New Construction | OFFICE E4 CORE (M.C18) | OFFICE E4 CORE (M.C18) | Yes | 57016.88 | 57016.88 | 348.49 | 163.62 | 570196.59 | 1 | 5 | 2.047 | 5.1175 | 0.0 | 0.15 | Office | Main | Office | 10.0005
New Construction | OFFICE E4 CORE (T.C30) | OFFICE E4 CORE (T.C30) | Yes | 57016.88 | 57016.88 | 348.49 | 163.62 | 570196.59 | 1 | 5 | 2.047 | 5.1175 | 0.0 | 0.15 | Office | Main | Office | 10.0005