## Geometry Summary (hidden)
Abbreviation | Building Type | Shape | Number of Floors | Aspect Ratio | Zone Height_1 | Zone Height_2 | Zone Height_3 | Plenum Height | Floor to Floor Height (feet) | Floor to Ceiling Height (feet)
Asm | Assembly | #VALUE! | 1 | 1 | 12.0006 | na | na | 3.0001 | 12.0006 | 15.0007
ECC | Education - Community College | #VALUE! | 3 | 5.7 | 9.0004 | 13.0006 | na | 4.0002 | 9 / 13 | 13 / 17
EPr | Education - Primary School | #VALUE! | 1 | 2 | 9.0004 | 12.0006 | na | 3.0001 | 9 / 12 | 12 / 15
ERC | Education - Relocatable Classroom | #VALUE! | 1 | 1.7 | 9.0004 | na | na | 3.0001 | 9.0004 | 12.0006
ESe | Education - Secondary School | #VALUE! | 2 | 2.5/1.0 | 9.0004 | 13.0006 | na | 4.0002 | 9 / 13 | 13 / 17
EUn | Education - University | #VALUE! | 4 | 2.0/15.0 | 10.0005 | 9.0004 | 14.0007 | 4.0002 | 9 / 10 / 14 | 13 / 14 / 18
Fin | Financial buildings, incl. banks | #VALUE! | 1 | 1 | 11.0005 | na | na | na | 11.0005 | 11.0005
Gro | Grocery | #VALUE! | 1 | 1 | 25.0012 | na | na | na | 25.0012 | 25.0012
Hsp | Health/Medical - Hospital | #VALUE! | 3 | 1 | 10.007 | 12.9927 | na | 2.9857 | 10 / 13 | 13 / 16
Htl | Lodging - Hotel | #VALUE! | 4 | 6.6 | 8.0004 | 10.5005 | na | 1.5001 | 8 / 11 | 10 / 12
Lib | Libraries | #VALUE! | 1 | 1 | 13.0006 | na | na | na | 13.0006 | 13.0006
MBT | Manufacturing Biotech | #VALUE! | 1 | 6 | 9.0004 | na | na | 6.0003 | 9.0004 | 15.0008
MLI | Manufacturing Light Industrial | #VALUE! | 1 | 1 | 35.0017 | na | na | na | 35.0017 | 35.0017
Mtl | Lodging - Motel | #VALUE! | 2 | 5.1 | 9.0004 | na | na | na | 9.0004 | 9.0004
Nrs | Health/Medical - Nursing Home | #VALUE! | 2 | 10.3 | 12.9986 | 9.0005 | na | 4.0055 | 9 / 13 | 13 / 17
OfL | Office - Large | #VALUE! | 3 | 1.5 | 9.0004 | na | na | 3.0001 | 9.0004 | 12.0006
OfS | Office - Small | #VALUE! | 2 | 1.5 | 9.0004 | na | na | 3.0001 | 9.0004 | 12.0006
Rel | Religious assembly buildings | #VALUE! | 1 | 2.5 | 37.5018 | 15.0007 | na | na | 38 / 15 | 38 / 15
RFF | Restaurant - Fast-Food | #VALUE! | 1 | 1 | 10.0005 | na | na | 3.0002 | 10.0005 | 13.0007
RSD | Restaurant - Sit-Down | #VALUE! | 1 | 1 | 10.0005 | na | na | 3.0001 | 10.0005 | 13.0006
Rt3 | Retail - Multistory Large | #VALUE! | 3 | 1 | 15.0007 | na | na | 5.8002 | 15.0007 | 20.8009
RtL | Retail - Single-Story Large | #VALUE! | 1 | 1 | 20.501 | na | na | na | 20.501 | 20.501
RtS | Retail - Small | #VALUE! | 1 | 1 | 10.0005 | na | na | 2.0001 | 10.0005 | 12.0006
SCn | Storage - Conditioned | #VALUE! | 1 | 1 | 48.0023 | na | na | na | 48.0023 | 48.0023
SUn | Storage - Unconditioned | #VALUE! | 1 | 1 | 48.0023 | na | na | na | 48.0023 | 48.0023
WRf | Warehouse - Refrigerated | #VALUE! | 1 | 1 | 48.0023 | na | na | na | 48.0023 | 48.0023

## Prototype
TRC, Updated Febuary 2026
Financial buildings, incl. banks
Characteristic | Value
Building Type | Financial buildings, incl. banks
Building Category | Nonresidential
Vintages | Two vintages: Existing and New Construction
Shape | #VALUE!
Total Floor Area (ft²) | 3600.36
Aspect Ratio | 1
Number of Floors | 1
Roof Type | Flat Roof
Gross Window to Wall Ratio (%) | 25
Shading Geometry | No Shading
Floor to Floor Height (feet) | 11.0005
Floor to Ceiling Height (feet) | 11.0005
Glazing Sill Height (feet) | 4.92

## Notes
Prototype Overview
Name | Description
Asm | Assembly
ECC | Education - Community College
EPr | Education - Primary School
ERC | Education - Relocatable Classroom
ESe | Education - Secondary School
EUn | Education - University
Fin | Financial buildings, incl. banks
Gro | Grocery
Hsp | Health/Medical - Hospital
Htl | Lodging - Hotel
Lib | Libraries
MBT | Manufacturing Biotech
MLI | Manufacturing Light Industrial
Mtl | Lodging - Motel
Nrs | Health/Medical - Nursing Home
OfL | Office - Large
OfS | Office - Small
Rel | Religious assembly buildings
RFF | Restaurant - Fast-Food
RSD | Restaurant - Sit-Down
Rt3 | Retail - Multistory Large
RtL | Retail - Single-Story Large
RtS | Retail - Small
SCn | Storage - Conditioned
SUn | Storage - Unconditioned
WRf | Warehouse - Refrigerated
Vintages
Existing | Weighted average of Title 24 requirements based on vintages from 1975 to 2022
New Construction | Title 24 2025
Run Begin Day
Begin Month | Begin Day of Month | Day of Week for Start Day
1 | 1 | Sunday
Special Days
Name | Start Date | Duration (days) | Special Day Type
New Years Day | January 1 | 1 | Holiday
Veterans Day | November 11 | 1 | Holiday
Christmas | December 25 | 1 | Holiday
Independence Day | July 4 | 1 | Holiday
MLK Day | 3rd Monday in January | 1 | Holiday
Presidents Day | 3rd Monday in February | 1 | Holiday
Memorial Day | Last Monday in May | 1 | Holiday
Labor Day | 1st Monday in September | 1 | Holiday
Columbus Day | 2nd Monday in October | 1 | Holiday
Thanksgiving | 4th Thursday in November | 1 | Holiday

## Raw_runbeginday (hidden)
Begin Month | Begin Day of Month | Day of Week for Start Day
1 | 1 | Sunday

## Raw_specialdays (hidden)
Name | Start Day | Duration | Special Day Type
New Years Day | January 1 | 1 | Holiday
Veterans Day | November 11 | 1 | Holiday
Christmas | December 25 | 1 | Holiday
Independence Day | July 4 | 1 | Holiday
MLK Day | 3rd Monday in January | 1 | Holiday
Presidents Day | 3rd Monday in February | 1 | Holiday
Memorial Day | Last Monday in May | 1 | Holiday
Labor Day | 1st Monday in September | 1 | Holiday
Columbus Day | 2nd Monday in October | 1 | Holiday
Thanksgiving | 4th Thursday in November | 1 | Holiday

## Climate Zone
Climate Zones - All Prototypes
Climate Zone | Representative City | Weather File Name
CZ01 | Eureka | CA_EUREKA_725940S_CZ2022.epw
CZ02 | Napa | CA_NAPA-CO_724955S_CZ2022.epw
CZ03 | Oakland | CA_OAKLAND-METRO-AP_724930S_CZ2022.epw
CZ04 | San Jose | CA_SAN-JOSE-IAP_724945S_CZ2022.epw
CZ05 | Santa Maria | CA_SANTA-MARIA-PUBLIC-AP_723940S_CZ2022.epw
CZ06 | Los Angeles | CA_LOS-ANGELES-IAP_722950S_CZ2022.epw
CZ07 | San Diego-Lindbergh | CA_SAN-DIEGO-LINDBERGH-FLD_722900S_CZ2022.epw
CZ08 | Long Beach-Daugherty | CA_LONG-BEACH-DAUGHERTY-FLD_722970S_CZ2022.epw
CZ09 | Los Angeles | CA_LOS-ANGELES-DOWNTOWN-USC_722874S_CZ2022.epw
CZ10 | Riverside | CA_RIVERSIDE-MUNI_722869S_CZ2022.epw
CZ11 | Red Bluff | CA_RED-BLUFF-MUNI-AP_725910S_CZ2022.epw
CZ12 | Stockton | CA_STOCKTON-METRO-AP_724920S_CZ2022.epw
CZ13 | Fresno Yosemite | CA_FRESNO-YOSEMITE-IAP_723890S_CZ2022.epw
CZ14 | Daggett Barstow | CA_DAGGETT-BARSTOW-AP_723815S_CZ2022.epw
CZ15 | El Centro | CA_EL-CENTRO-NAF_722810S_CZ2022.epw
CZ16 | Bishop | CA_BISHOP-AP_724800S_CZ2022.epw
Source: California Energy Commission, https://cecgis-caenergy.opendata.arcgis.com/datasets/CAEnergy::california-building-climate-zones/about

## Zones
Zone Summary - Financial buildings, incl. banks
Space | Zone Name | Conditioned [Y/N] | Zone Type | HVAC System Identifier (Main/Alternative/Customized) | Schedule Identifier | Area Fraction | Area (Excluding Plenums and Crawl Space) (ft²) | Volume (ft³) | Multipliers | People (Persons/1,000 ft²) | Note
FINANCIAL | FINANCIAL | Yes | Retail_sales | Main | Retail | 50% | 1800.18 | 19802.9 | 1 | 8.33
OFFICE | OFFICE | Yes | Office | Main | Retail | 25% | 900.09 | 9901.45 | 1 | 5
RETAIL | RETAIL | Yes | Retail_sales | Main | Retail | 25% | 900.09 | 9901.45 | 1 | 8.33
Total (3 Space) | Total (3 Space) | Total (3 Conditioned zones, 0 Unconditioned Zones) |  |  |  |  | 3600.36

## Envelope
Envelope - Financial buildings, incl. banks
Element | Prototype | Assembly Type | Construction | Unit | Vintage | Selected T24 | Note | CZ01 | CZ02 | CZ03 | CZ04 | CZ05 | CZ06 | CZ07 | CZ08 | CZ09 | CZ10 | CZ11 | CZ12 | CZ13 | CZ14 | CZ15 | CZ16
External Wall | Financial buildings, incl. banks | - | Stucco+Wall Continuous Insulation+Gypsum 5/8in | U-value IP | Existing | Weighted average |  | 0.185 | 0.179 | 0.185 | 0.178 | 0.178 | 0.18 | 0.174 | 0.176 | 0.176 | 0.15 | 0.171 | 0.171 | 0.168 | 0.161 | 0.153 | 0.162
External Wall | Financial buildings, incl. banks | - | Stucco+Wall Continuous Insulation+Gypsum 5/8in | U-value IP | New Construction | 2025 |  | 0.063 | 0.058 | 0.076 | 0.058 | 0.058 | 0.063 | 0.063 | 0.058 | 0.058 | 0.058 | 0.058 | 0.058 | 0.058 | 0.058 | 0.058 | 0.058
Roof | Financial buildings, incl. banks | - | Roof Membrane+Roof Continuous Insulation+Metal Decking | U-value IP | Existing | Weighted average |  | 0.067 | 0.066 | 0.067 | 0.065 | 0.067 | 0.074 | 0.073 | 0.073 | 0.07 | 0.061 | 0.063 | 0.063 | 0.063 | 0.061 | 0.059 | 0.061
Roof | Financial buildings, incl. banks | - | Roof Membrane+Roof Continuous Insulation+Metal Decking | U-value IP | New Construction | 2025 |  | 0.028 | 0.028 | 0.028 | 0.028 | 0.028 | 0.048 | 0.048 | 0.048 | 0.028 | 0.028 | 0.028 | 0.028 | 0.028 | 0.028 | 0.028 | 0.028
Windows | Financial buildings, incl. banks | - | Theoretical Glazing | U-value IP | Existing | Weighted average |  | 1.024 | 1.078 | 1.131 | 1.108 | 1.109 | 1.115 | 1.075 | 1.114 | 1.112 | 0.875 | 0.942 | 0.94 | 0.929 | 0.886 | 0.831 | 0.885
Windows | Financial buildings, incl. banks | - | Theoretical Glazing | U-value IP | New Construction | 2025 |  | 0.36 | 0.36 | 0.36 | 0.36 | 0.36 | 0.36 | 0.36 | 0.36 | 0.34 | 0.36 | 0.34 | 0.34 | 0.34 | 0.34 | 0.34 | 0.36
Windows | Financial buildings, incl. banks | - | Theoretical Glazing | SHGC | Existing | Weighted average |  | 0.70708 | 0.70715 | 0.73753 | 0.71836 | 0.75308 | 0.7254 | 0.72673 | 0.7241 | 0.72365 | 0.5734 | 0.64366 | 0.64394 | 0.6358 | 0.60724 | 0.57129 | 0.62767
Windows | Financial buildings, incl. banks | - | Theoretical Glazing | SHGC | New Construction | 2025 |  | 0.25 | 0.25 | 0.25 | 0.25 | 0.25 | 0.25 | 0.25 | 0.25 | 0.22 | 0.25 | 0.22 | 0.22 | 0.22 | 0.22 | 0.22 | 0.25
Windows | Financial buildings, incl. banks | - | Theoretical Glazing | Visible Transmittance | Existing | Weighted average |  | 0.26089 | 0.26141 | 0.26004 | 0.26231 | 0.26223 | 0.26197 | 0.26576 | 0.26213 | 0.26228 | 0.27816 | 0.26665 | 0.26607 | 0.26793 | 0.27125 | 0.27583 | 0.27139
Windows | Financial buildings, incl. banks | - | Theoretical Glazing | Visible Transmittance | New Construction | 2025 |  | 0.42 | 0.42 | 0.42 | 0.42 | 0.42 | 0.42 | 0.42 | 0.42 | 0.42 | 0.42 | 0.42 | 0.42 | 0.42 | 0.42 | 0.42 | 0.42
Infiltration - Financial buildings, incl. banks
|  |  |  | Element | Unit | Vintage | Note | CZ01 | CZ02 | CZ03 | CZ04 | CZ05 | CZ06 | CZ07 | CZ08 | CZ09 | CZ10 | CZ11 | CZ12 | CZ13 | CZ14 | CZ15 | CZ16
|  |  |  | Infiltration Rate | CFM/ft2 | Existing | Infiltration rate is flow rate per exterior surface area at 10 mph wind speed, modeled proportionally to wind speed. | 0.044801 | 0.044801 | 0.044801 | 0.044801 | 0.044801 | 0.044801 | 0.044801 | 0.044801 | 0.044801 | 0.044801 | 0.044801 | 0.044801 | 0.044801 | 0.044801 | 0.044801 | 0.044801
[6 empty] | New Construction |  | 0.044801 | 0.044801 | 0.044801 | 0.044801 | 0.044801 | 0.044801 | 0.044801 | 0.044801 | 0.044801 | 0.044801 | 0.044801 | 0.044801 | 0.044801 | 0.044801 | 0.044801 | 0.044801

## Raw_envelope (hidden)
Climate Zone | Vintage | Exterior Roof Layers | Roof U-Value [Btu/h-ft2-F] | Exterior Wall Layers | Wall U-Value [Btu/h-ft2-F] | Exterior Window Layers | Window U-Value [Btu/h-ft2-F] | Window SHGC | Window VT
CZ01 | Existing | Roof Membrane+Roof Continuous Insulation+Metal Decking | 0.067 | Stucco+Wall Continuous Insulation+Gypsum 5/8in | 0.185 | Theoretical Glazing | 1.024 | 0.70708 | 0.26089
CZ02 | Existing | Roof Membrane+Roof Continuous Insulation+Metal Decking | 0.066 | Stucco+Wall Continuous Insulation+Gypsum 5/8in | 0.179 | Theoretical Glazing | 1.078 | 0.70715 | 0.26141
CZ03 | Existing | Roof Membrane+Roof Continuous Insulation+Metal Decking | 0.067 | Stucco+Wall Continuous Insulation+Gypsum 5/8in | 0.185 | Theoretical Glazing | 1.131 | 0.73753 | 0.26004
CZ04 | Existing | Roof Membrane+Roof Continuous Insulation+Metal Decking | 0.065 | Stucco+Wall Continuous Insulation+Gypsum 5/8in | 0.178 | Theoretical Glazing | 1.108 | 0.71836 | 0.26231
CZ05 | Existing | Roof Membrane+Roof Continuous Insulation+Metal Decking | 0.067 | Stucco+Wall Continuous Insulation+Gypsum 5/8in | 0.178 | Theoretical Glazing | 1.109 | 0.75308 | 0.26223
CZ06 | Existing | Roof Membrane+Roof Continuous Insulation+Metal Decking | 0.074 | Stucco+Wall Continuous Insulation+Gypsum 5/8in | 0.18 | Theoretical Glazing | 1.115 | 0.7254 | 0.26197
CZ07 | Existing | Roof Membrane+Roof Continuous Insulation+Metal Decking | 0.073 | Stucco+Wall Continuous Insulation+Gypsum 5/8in | 0.174 | Theoretical Glazing | 1.075 | 0.72673 | 0.26576
CZ08 | Existing | Roof Membrane+Roof Continuous Insulation+Metal Decking | 0.073 | Stucco+Wall Continuous Insulation+Gypsum 5/8in | 0.176 | Theoretical Glazing | 1.114 | 0.7241 | 0.26213
CZ09 | Existing | Roof Membrane+Roof Continuous Insulation+Metal Decking | 0.07 | Stucco+Wall Continuous Insulation+Gypsum 5/8in | 0.176 | Theoretical Glazing | 1.112 | 0.72365 | 0.26228
CZ10 | Existing | Roof Membrane+Roof Continuous Insulation+Metal Decking | 0.061 | Stucco+Wall Continuous Insulation+Gypsum 5/8in | 0.15 | Theoretical Glazing | 0.875 | 0.5734 | 0.27816
CZ11 | Existing | Roof Membrane+Roof Continuous Insulation+Metal Decking | 0.063 | Stucco+Wall Continuous Insulation+Gypsum 5/8in | 0.171 | Theoretical Glazing | 0.942 | 0.64366 | 0.26665
CZ12 | Existing | Roof Membrane+Roof Continuous Insulation+Metal Decking | 0.063 | Stucco+Wall Continuous Insulation+Gypsum 5/8in | 0.171 | Theoretical Glazing | 0.94 | 0.64394 | 0.26607
CZ13 | Existing | Roof Membrane+Roof Continuous Insulation+Metal Decking | 0.063 | Stucco+Wall Continuous Insulation+Gypsum 5/8in | 0.168 | Theoretical Glazing | 0.929 | 0.6358 | 0.26793
CZ14 | Existing | Roof Membrane+Roof Continuous Insulation+Metal Decking | 0.061 | Stucco+Wall Continuous Insulation+Gypsum 5/8in | 0.161 | Theoretical Glazing | 0.886 | 0.60724 | 0.27125
CZ15 | Existing | Roof Membrane+Roof Continuous Insulation+Metal Decking | 0.059 | Stucco+Wall Continuous Insulation+Gypsum 5/8in | 0.153 | Theoretical Glazing | 0.831 | 0.57129 | 0.27583
CZ16 | Existing | Roof Membrane+Roof Continuous Insulation+Metal Decking | 0.061 | Stucco+Wall Continuous Insulation+Gypsum 5/8in | 0.162 | Theoretical Glazing | 0.885 | 0.62767 | 0.27139
CZ01 | New Construction | Roof Membrane+Roof Continuous Insulation+Metal Decking | 0.028 | Stucco+Wall Continuous Insulation+Gypsum 5/8in | 0.063 | Theoretical Glazing | 0.36 | 0.25 | 0.42
CZ02 | New Construction | Roof Membrane+Roof Continuous Insulation+Metal Decking | 0.028 | Stucco+Wall Continuous Insulation+Gypsum 5/8in | 0.058 | Theoretical Glazing | 0.36 | 0.25 | 0.42
CZ03 | New Construction | Roof Membrane+Roof Continuous Insulation+Metal Decking | 0.028 | Stucco+Wall Continuous Insulation+Gypsum 5/8in | 0.076 | Theoretical Glazing | 0.36 | 0.25 | 0.42
CZ04 | New Construction | Roof Membrane+Roof Continuous Insulation+Metal Decking | 0.028 | Stucco+Wall Continuous Insulation+Gypsum 5/8in | 0.058 | Theoretical Glazing | 0.36 | 0.25 | 0.42
CZ05 | New Construction | Roof Membrane+Roof Continuous Insulation+Metal Decking | 0.028 | Stucco+Wall Continuous Insulation+Gypsum 5/8in | 0.058 | Theoretical Glazing | 0.36 | 0.25 | 0.42
CZ06 | New Construction | Roof Membrane+Roof Continuous Insulation+Metal Decking | 0.048 | Stucco+Wall Continuous Insulation+Gypsum 5/8in | 0.063 | Theoretical Glazing | 0.36 | 0.25 | 0.42
CZ07 | New Construction | Roof Membrane+Roof Continuous Insulation+Metal Decking | 0.048 | Stucco+Wall Continuous Insulation+Gypsum 5/8in | 0.063 | Theoretical Glazing | 0.36 | 0.25 | 0.42
CZ08 | New Construction | Roof Membrane+Roof Continuous Insulation+Metal Decking | 0.048 | Stucco+Wall Continuous Insulation+Gypsum 5/8in | 0.058 | Theoretical Glazing | 0.36 | 0.25 | 0.42
CZ09 | New Construction | Roof Membrane+Roof Continuous Insulation+Metal Decking | 0.028 | Stucco+Wall Continuous Insulation+Gypsum 5/8in | 0.058 | Theoretical Glazing | 0.34 | 0.22 | 0.42
CZ10 | New Construction | Roof Membrane+Roof Continuous Insulation+Metal Decking | 0.028 | Stucco+Wall Continuous Insulation+Gypsum 5/8in | 0.058 | Theoretical Glazing | 0.36 | 0.25 | 0.42
CZ11 | New Construction | Roof Membrane+Roof Continuous Insulation+Metal Decking | 0.028 | Stucco+Wall Continuous Insulation+Gypsum 5/8in | 0.058 | Theoretical Glazing | 0.34 | 0.22 | 0.42
CZ12 | New Construction | Roof Membrane+Roof Continuous Insulation+Metal Decking | 0.028 | Stucco+Wall Continuous Insulation+Gypsum 5/8in | 0.058 | Theoretical Glazing | 0.34 | 0.22 | 0.42
CZ13 | New Construction | Roof Membrane+Roof Continuous Insulation+Metal Decking | 0.028 | Stucco+Wall Continuous Insulation+Gypsum 5/8in | 0.058 | Theoretical Glazing | 0.34 | 0.22 | 0.42
CZ14 | New Construction | Roof Membrane+Roof Continuous Insulation+Metal Decking | 0.028 | Stucco+Wall Continuous Insulation+Gypsum 5/8in | 0.058 | Theoretical Glazing | 0.34 | 0.22 | 0.42
CZ15 | New Construction | Roof Membrane+Roof Continuous Insulation+Metal Decking | 0.028 | Stucco+Wall Continuous Insulation+Gypsum 5/8in | 0.058 | Theoretical Glazing | 0.34 | 0.22 | 0.42
CZ16 | New Construction | Roof Membrane+Roof Continuous Insulation+Metal Decking | 0.028 | Stucco+Wall Continuous Insulation+Gypsum 5/8in | 0.058 | Theoretical Glazing | 0.36 | 0.25 | 0.42

## Raw_infiltrationcfmft (hidden)
Vintage | CZ01 | CZ02 | CZ03 | CZ04 | CZ05 | CZ06 | CZ07 | CZ08 | CZ09 | CZ10 | CZ11 | CZ12 | CZ13 | CZ14 | CZ15 | CZ16
Existing | 0.044801 | 0.044801 | 0.044801 | 0.044801 | 0.044801 | 0.044801 | 0.044801 | 0.044801 | 0.044801 | 0.044801 | 0.044801 | 0.044801 | 0.044801 | 0.044801 | 0.044801 | 0.044801
New Construction | 0.044801 | 0.044801 | 0.044801 | 0.044801 | 0.044801 | 0.044801 | 0.044801 | 0.044801 | 0.044801 | 0.044801 | 0.044801 | 0.044801 | 0.044801 | 0.044801 | 0.044801 | 0.044801

## Thermostat
Thermostat Setpoints - Financial buildings, incl. banks | [18 empty] | Zone Type
Schedule Identifier | Setpoint | CZ01 | CZ02 | CZ03 | CZ04 | CZ05 | CZ06 | CZ07 | CZ08 | CZ09 | CZ10 | CZ11 | CZ12 | CZ13 | CZ14 | CZ15 | CZ16 | Notes | Retail
Retail | Heating Setpoint (F) | 70 | 70 | 70 | 70 | 70 | 70 | 70 | 70 | 70 | 70 | 70 | 70 | 70 | 70 | 70 | 70
Retail | Heating Setback (F) | 60 | 60 | 60 | 60 | 60 | 60 | 60 | 60 | 60 | 60 | 60 | 60 | 60 | 60 | 60 | 60
Retail | Cooling Setpoint (F) | 75 | 75 | 75 | 75 | 75 | 75 | 75 | 75 | 75 | 75 | 75 | 75 | 75 | 75 | 75 | 75
Retail | Cooling Setback (F) | 85 | 85 | 85 | 85 | 85 | 85 | 85 | 85 | 85 | 85 | 85 | 85 | 85 | 85 | 85 | 85

## Raw_thermostatsetpoints (hidden)
Climate Zone | Schedule Identifier | Heating Setpoint (F) | Heating Setback (F) | Cooling Setpoint (F) | Cooling Setback (F)
CZ01 | Retail | 70 | 60 | 75 | 85
CZ02 | Retail | 70 | 60 | 75 | 85
CZ03 | Retail | 70 | 60 | 75 | 85
CZ04 | Retail | 70 | 60 | 75 | 85
CZ05 | Retail | 70 | 60 | 75 | 85
CZ06 | Retail | 70 | 60 | 75 | 85
CZ07 | Retail | 70 | 60 | 75 | 85
CZ08 | Retail | 70 | 60 | 75 | 85
CZ09 | Retail | 70 | 60 | 75 | 85
CZ10 | Retail | 70 | 60 | 75 | 85
CZ11 | Retail | 70 | 60 | 75 | 85
CZ12 | Retail | 70 | 60 | 75 | 85
CZ13 | Retail | 70 | 60 | 75 | 85
CZ14 | Retail | 70 | 60 | 75 | 85
CZ15 | Retail | 70 | 60 | 75 | 85
CZ16 | Retail | 70 | 60 | 75 | 85

## HVAC System
HVAC system - Financial buildings, incl. banks
Vintage | System Name | Category | Heating Type* | Cooling Type* | Air Distribution | Heating Efficiency | Cooling Efficiency | Note
Existing | cDXGF | Main | Furnace (gas) | DX-AIR | SZ-CAV | 0.8 | 3.65
Existing | cDXGF | Alternative | - | - | - | - | -
Existing | cDXGF | Customized | - | - | - | - | -
New Construction | cDXGF | Main | Furnace (gas) | DX-AIR | SZ-CAV | 0.8 | 3.65
New Construction | cDXGF | Alternative | - | - | - | - | -
New Construction | cDXGF | Customized | - | - | - | - | -
Existing | cDXHP | Main | DX-AIR | DX-AIR | SZ-CAV | 3.738 | 3.65
Existing | cDXHP | Alternative | - | - | - | - | -
Existing | cDXHP | Customized | - | - | - | - | -
New Construction | cDXHP | Main | DX-AIR | DX-AIR | SZ-CAV | 3.738 | 3.65
New Construction | cDXHP | Alternative | - | - | - | - | -
New Construction | cDXHP | Customized | - | - | - | - | -
Existing | cAVVG | Main | Boiler (gas) | Chiller system | MZ-VAV | 0.805 | 3.05
Existing | cAVVG | Alternative | - | - | - | - | -
Existing | cAVVG | Customized | - | - | - | - | -
New Construction | cAVVG | Main | Boiler (gas) | Chiller system | MZ-VAV | 0.805 | 3.05
New Construction | cAVVG | Alternative | - | - | - | - | -
New Construction | cAVVG | Customized | - | - | - | - | -
Existing | cDXOH | Main | None | DX-AIR | SZ-CAV | - | 3.65
Existing | cDXOH | Alternative | - | - | - | - | -
Existing | cDXOH | Customized | - | - | - | - | -
New Construction | cDXOH | Main | None | DX-AIR | SZ-CAV | - | 3.65
New Construction | cDXOH | Alternative | - | - | - | - | -
New Construction | cDXOH | Customized | - | - | - | - | -
Existing | cPVVG | Main | Furnace (gas) | DX-AIR | SZ-VAV | 0.8 | 3.65
Existing | cPVVG | Alternative | - | - | - | - | -
Existing | cPVVG | Customized | - | - | - | - | -
New Construction | cPVVG | Main | Furnace (gas) | DX-AIR | SZ-VAV | 0.8 | 3.65
New Construction | cPVVG | Alternative | - | - | - | - | -
New Construction | cPVVG | Customized | - | - | - | - | -
*DX Heating and cooling COPs are calculated based on coil-only input power and exclude fan power
Fan Power - Financial buildings, incl. banks
Vintage | System Name | HVAC System Identifier | Fan System | Total Static Pressure (TSP) (in w.c.) | Fan Efficiency | Fan Motor and Drive Efficiency | W/cfm | Note
Existing | cAVVG | Main | MZ-VAV | 5.362 | 0.55 | 0.9 | 1.15
New Construction | cAVVG | Main | MZ-VAV | 5.362 | 0.55 | 0.9 | 1.15
Existing | cDXGF | Main | SZ-CAV | 3.877 | 0.55 | 0.87 | 0.83
New Construction | cDXGF | Main | SZ-CAV | 3.877 | 0.55 | 0.87 | 0.83
Existing | cDXHP | Main | SZ-CAV | 3.877 | 0.55 | 0.87 | 0.83
New Construction | cDXHP | Main | SZ-CAV | 3.877 | 0.55 | 0.87 | 0.83
Existing | cDXOH | Main | SZ-CAV | 3.877 | 0.55 | 0.87 | 0.83
New Construction | cDXOH | Main | SZ-CAV | 3.877 | 0.55 | 0.87 | 0.83
Existing | cPVVG | Main | SZ-VAV | 3.877 | 0.55 | 0.87 | 0.83
New Construction | cPVVG | Main | SZ-VAV | 3.877 | 0.55 | 0.87 | 0.83

## Raw_fanoverview (hidden)
Vintage | HVAC name | System type | HVAC System Identifier | Total Static Pressure (TSP) (in w.c.) | Fan Efficiency | Fan Motor and Drive Efficiency | W/cfm
Existing | cAVVG | MZ-VAV Fans | Main | 5.362 | 0.55 | 0.9 | 1.15
New Construction | cAVVG | MZ-VAV Fans | Main | 5.362 | 0.55 | 0.9 | 1.15
Existing | cDXGF | SZ-CAV Fans | Main | 3.877 | 0.55 | 0.87 | 0.83
New Construction | cDXGF | SZ-CAV Fans | Main | 3.877 | 0.55 | 0.87 | 0.83
Existing | cDXHP | SZ-CAV Fans | Main | 3.877 | 0.55 | 0.87 | 0.83
New Construction | cDXHP | SZ-CAV Fans | Main | 3.877 | 0.55 | 0.87 | 0.83
Existing | cDXOH | SZ-CAV Fans | Main | 3.877 | 0.55 | 0.87 | 0.83
New Construction | cDXOH | SZ-CAV Fans | Main | 3.877 | 0.55 | 0.87 | 0.83
Existing | cPVVG | SZ-VAV Fans | Main | 3.877 | 0.55 | 0.87 | 0.83
New Construction | cPVVG | SZ-VAV Fans | Main | 3.877 | 0.55 | 0.87 | 0.83

## Raw_hvac (hidden)
Vintage | System Name | HVAC System Identifier | Air Distribution | Heating Efficiency | Cooling Efficiency
Existing | cAVVG | Main | MZ-VAV | 0.805 | 3.05
New Construction | cAVVG | Main | MZ-VAV | 0.805 | 3.05
Existing | cDXGF | Main | SZ-CAV | 0.8 | 3.65
New Construction | cDXGF | Main | SZ-CAV | 0.8 | 3.65
Existing | cDXHP | Main | SZ-CAV | 3.738 | 3.65
New Construction | cDXHP | Main | SZ-CAV | 3.738 | 3.65
Existing | cDXOH | Main | SZ-CAV | - | 3.65
New Construction | cDXOH | Main | SZ-CAV | - | 3.65
Existing | cPVVG | Main | SZ-VAV | 0.8 | 3.65
New Construction | cPVVG | Main | SZ-VAV | 0.8 | 3.65

## Ventilation
Outdoor Airflow Rate - Financial buildings, incl. banks | [19 empty] | Zone Type
Zone Type | Floor area (ft²) | cfm/person | cfm/ft² | cfm | Notes | [14 empty] | Office
Office | 900.09 | 0 | 0.15 | 135.0135 | [15 empty] | Retail_sales
Retail_sales | 2700.27 | 0 | 0.25 | 675.0675
OA Controller - Financial buildings, incl. banks
Element | Vintage | Unit | CZ01 | CZ02 | CZ03 | CZ04 | CZ05 | CZ06 | CZ07 | CZ08 | CZ09 | CZ10 | CZ11 | CZ12 | CZ13 | CZ14 | CZ15 | CZ16 | Notes
Economizer Maximum Limit Dry-Bulb Temperature | Existing | °F | 75 | 73 | 75 | 73 | 75 | 71 | 69 | 71 | 71 | 73 | 75 | 75 | 75 | 75 | 75 | 75
| New Construction | °F | 75 | 73 | 75 | 73 | 75 | 71 | 69 | 71 | 71 | 73 | 75 | 75 | 75 | 75 | 75 | 75
Exhaust hood - Financial buildings, incl. banks
Type of Hood | Max Exhaust Flow Rate (cfm/ft) | Hood Length (ft) | Hood Exhaust Rate (cfm) | Note
- | - | - | -

## Raw_outdoorairflowrate (hidden)
Zone Type | Floor Area (ft2) | cfm/person | cfm/ft2
Office | 900.09 | 0 | 0.15
Retail_sales | 2700.27 | 0 | 0.25

## Raw_oacontroller (hidden)
Climate Zone | Vintage | Economizer Maximum Limit Dry-Bulb Temperature (F)
CZ01 | Existing | 75
CZ02 | Existing | 73
CZ03 | Existing | 75
CZ04 | Existing | 73
CZ05 | Existing | 75
CZ06 | Existing | 71
CZ07 | Existing | 69
CZ08 | Existing | 71
CZ09 | Existing | 71
CZ10 | Existing | 73
CZ11 | Existing | 75
CZ12 | Existing | 75
CZ13 | Existing | 75
CZ14 | Existing | 75
CZ15 | Existing | 75
CZ16 | Existing | 75
CZ01 | New Construction | 75
CZ02 | New Construction | 73
CZ03 | New Construction | 75
CZ04 | New Construction | 73
CZ05 | New Construction | 75
CZ06 | New Construction | 71
CZ07 | New Construction | 69
CZ08 | New Construction | 71
CZ09 | New Construction | 71
CZ10 | New Construction | 73
CZ11 | New Construction | 75
CZ12 | New Construction | 75
CZ13 | New Construction | 75
CZ14 | New Construction | 75
CZ15 | New Construction | 75
CZ16 | New Construction | 75

## Water Heater
Water Heater - Financial buildings, incl. banks
Vintage | Fuel type | Burner Efficiency | Maximum Heater Capacity (Btu/hr) | Tank Volume (gallon) | Tank Loss |  | Notes
[5 empty] | Off Cycle (W/K) | On Cycle (W/K)
Existing | Gas | 0.8 | 12394.59 | 2.6 | 1.6282 | 1.6282
New Construction | Gas | 0.8 | 12394.59 | 2.6 | 1.6282 | 1.6282
Peak Hot Water Consumption - Financial buildings, incl. banks
Space | Floor Area (ft²) | Number of People | Hot Water Usage Specification (gal/hr per person) | Peak Hot Water Usage (gal/hr) | Peak Hot Water Usage (gal/min) | Notes
FINANCIAL | 1800.18 | 8.33 | 0.64832 | 5.4005 | 0.090009
OFFICE | 900.09 | 5 | 0.32403 | 1.6202 | 0.027003
RETAIL | 900.09 | 8.33 | 0.32416 | 2.7003 | 0.045005
Total (3 Space)

## Raw_waterheater (hidden)
Vintage | Burner Efficiency | Maximum Heater Capacity (Btu/h) | Tank Volume (ft3) | Tank Loss_Off Cycle (W/K) | Tank Loss_On Cycle (W/K)
Existing | 0.8 | 12394.59 | 2.6 | 1.6282 | 1.6282
New Construction | 0.8 | 12394.59 | 2.6 | 1.6282 | 1.6282

## Raw_dhwpeakflowbyzone (hidden)
Space | Peak hot water usage (gal/hr) | Zone Name
financial | 5.4005 | FINANCIAL
office | 1.6202 | OFFICE
retail | 2.7003 | RETAIL

## Interior Lights
Interior Lighting - Financial buildings, incl. banks
Vintage | Method | Zone type | Floor area (ft²) | Lighting Power Density (Watts/ft²) | Additional Lighting Power for Portable Lighting (Watts/ft²) | Technology | Notes
Existing | Space by space | Office | 900.09 | 1.2504 | NA | NA
Existing | Space by space | Retail_sales | 2700.27 | 1.8651 | NA | NA
New Construction | Space by space | Office | 900.09 | 0.59992 | NA | NA
New Construction | Space by space | Retail_sales | 2700.27 | 0.94987 | NA | NA

## Ext Lighting
Exterior Lighting - Financial buildings, incl. banks
Vintage | Non-Motion Controlled Luminaires (W) | Motion-Controlled Luminaires (W) | Total (W) | Notes
Existing | NA | NA | NA
New Consturction | NA | NA | NA

## Raw_interiorlights (hidden)
Vintage | Zone Type | Floor Area (ft2) | Lighting Power Density(W/ft2)
Existing | Office | 900.09 | 1.2504
Existing | Retail_sales | 2700.27 | 1.8651
New Construction | Office | 900.09 | 0.59992
New Construction | Retail_sales | 2700.27 | 0.94987

## Equipment
Equipment - Financial buildings, incl. banks
Zone Type | Floor Area (ft²) | Plug Load Intensity (W/ft²) | Gas Power Density (Btu/hr-ft²)
Office | 900.09 | 1.4998 | 0
Retail_sales | 2700.27 | 0.99987 | 0
Refrigeration - Financial buildings, incl. banks
Refrigeration System Name | Condenser Fan Power | Refrigeration System Working Fluid | Condenser Type
Elevator - Financial buildings, incl. banks
Vintage | No. of Elevators | Cab Lighting Power Limit | Lighting Shutoff | Cab Fan Control | Fan Power Limit | Regenerative Drive Threshold | Design load (W) | Note
Existing | - | - | - | - | - | - | -
New Construction | - | - | - | - | - | - | -

## Raw_equipment (hidden)
Vintage | Zone Type | Floor Area (ft2) | Plug Load Intensity (W/ft2)
Existing | Office | 900.09 | 1.4998
Existing | Retail_sales | 2700.27 | 0.99987
New Construction | Office | 900.09 | 1.4998
New Construction | Retail_sales | 2700.27 | 0.99987

## Raw_gasequipment (hidden)
Vintage | Zone Name | Gas Loads (Btu/h-ft2) | Zone Type
Existing | No GasEquipment found. |  | Unknown
New Construction | No GasEquipment found. |  | Unknown

## Raw_refrigerationsystem (hidden)
Vintage | Refrigeration System Name | Condenser Fan Power | Working fluid | Condenser Type
No refrigeration system was found

## Schedules
Schedule by Hour - Financial buildings, incl. banks
Schedule Identifier | Space type | Type | Notes | Hour
|  |  |  | 1 | 2 | 3 | 4 | 5 | 6 | 7 | 8 | 9 | 10 | 11 | 12 | 13 | 14 | 15 | 16 | 17 | 18 | 19 | 20 | 21 | 22 | 23 | 24
Cooling Setpoint Schedule | Retail | AllOtherDays | Cooling/Heating setpoints are in °F; others are intensity (0–100%) | 84.92 | 84.92 | 84.92 | 84.92 | 84.92 | 84.92 | 84.92 | 84.92 | 75.02 | 75.02 | 75.02 | 75.02 | 75.02 | 75.02 | 75.02 | 75.02 | 75.02 | 75.02 | 75.02 | 84.92 | 84.92 | 84.92 | 84.92 | 84.92
Cooling Setpoint Schedule | Retail | Saturdays |  | 84.92 | 84.92 | 84.92 | 84.92 | 84.92 | 84.92 | 75.02 | 75.02 | 75.02 | 75.02 | 75.02 | 75.02 | 75.02 | 75.02 | 75.02 | 75.02 | 75.02 | 75.02 | 75.02 | 75.02 | 75.02 | 75.02 | 84.92 | 84.92
Cooling Setpoint Schedule | Retail | Weekdays |  | 84.92 | 84.92 | 84.92 | 84.92 | 84.92 | 84.92 | 75.02 | 75.02 | 75.02 | 75.02 | 75.02 | 75.02 | 75.02 | 75.02 | 75.02 | 75.02 | 75.02 | 75.02 | 75.02 | 75.02 | 75.02 | 84.92 | 84.92 | 84.92
DHW Sch | Retail | AllOtherDays |  | 0.07 | 0.07 | 0.07 | 0.06 | 0.06 | 0.06 | 0.07 | 0.1 | 0.12 | 0.14 | 0.29 | 0.31 | 0.36 | 0.36 | 0.34 | 0.35 | 0.37 | 0.34 | 0.25 | 0.27 | 0.21 | 0.16 | 0.1 | 0.06
DHW Sch | Retail | Saturday |  | 0.11 | 0.1 | 0.08 | 0.06 | 0.06 | 0.06 | 0.07 | 0.2 | 0.24 | 0.27 | 0.42 | 0.54 | 0.59 | 0.6 | 0.49 | 0.48 | 0.47 | 0.46 | 0.44 | 0.36 | 0.29 | 0.22 | 0.16 | 0.13
DHW Sch | Retail | Weekdays |  | 0.04 | 0.05 | 0.05 | 0.04 | 0.04 | 0.04 | 0.04 | 0.15 | 0.23 | 0.32 | 0.41 | 0.57 | 0.62 | 0.61 | 0.5 | 0.45 | 0.46 | 0.47 | 0.42 | 0.34 | 0.33 | 0.23 | 0.13 | 0.08
Elec Equip Sch | Retail | AllOtherDays |  | 0.05 | 0.05 | 0.05 | 0.05 | 0.05 | 0.05 | 0.05 | 0.05 | 0.1 | 0.1 | 0.4 | 0.4 | 0.6 | 0.6 | 0.6 | 0.6 | 0.6 | 0.4 | 0.2 | 0.05 | 0.05 | 0.05 | 0.05 | 0.05
Elec Equip Sch | Retail | Saturday |  | 0.05 | 0.05 | 0.05 | 0.05 | 0.05 | 0.05 | 0.05 | 0.1 | 0.3 | 0.6 | 0.9 | 0.9 | 0.9 | 0.9 | 0.9 | 0.9 | 0.9 | 0.9 | 0.5 | 0.3 | 0.3 | 0.1 | 0.05 | 0.05
Elec Equip Sch | Retail | Weekdays |  | 0.05 | 0.05 | 0.05 | 0.05 | 0.05 | 0.05 | 0.05 | 0.2 | 0.5 | 0.9 | 0.9 | 0.9 | 0.9 | 0.9 | 0.9 | 0.9 | 0.9 | 0.9 | 0.6 | 0.6 | 0.5 | 0.2 | 0.05 | 0.05
Heating Setpoint Schedule | Retail | AllOtherDays |  | 60.08 | 60.08 | 60.08 | 60.08 | 60.08 | 60.08 | 60.08 | 60.08 | 69.98 | 69.98 | 69.98 | 69.98 | 69.98 | 69.98 | 69.98 | 69.98 | 69.98 | 69.98 | 69.98 | 60.08 | 60.08 | 60.08 | 60.08 | 60.08
Heating Setpoint Schedule | Retail | Saturdays |  | 60.08 | 60.08 | 60.08 | 60.08 | 60.08 | 60.08 | 69.98 | 69.98 | 69.98 | 69.98 | 69.98 | 69.98 | 69.98 | 69.98 | 69.98 | 69.98 | 69.98 | 69.98 | 69.98 | 69.98 | 69.98 | 69.98 | 60.08 | 60.08
Heating Setpoint Schedule | Retail | Weekdays |  | 60.08 | 60.08 | 60.08 | 60.08 | 60.08 | 60.08 | 69.98 | 69.98 | 69.98 | 69.98 | 69.98 | 69.98 | 69.98 | 69.98 | 69.98 | 69.98 | 69.98 | 69.98 | 69.98 | 69.98 | 69.98 | 60.08 | 60.08 | 60.08
Infiltration Schedule | Retail | AllDays | bar: Hour 1 to Hour 24
Lighting Schedule | Retail | AllOtherDays |  | 0.05 | 0.05 | 0.05 | 0.05 | 0.05 | 0.05 | 0.05 | 0.05 | 0.1 | 0.1 | 0.4 | 0.4 | 0.55 | 0.55 | 0.55 | 0.55 | 0.55 | 0.4 | 0.2 | 0.05 | 0.05 | 0.05 | 0.05 | 0.05
Lighting Schedule | Retail | Saturday |  | 0.05 | 0.05 | 0.05 | 0.05 | 0.05 | 0.05 | 0.05 | 0.1 | 0.3 | 0.55 | 0.85 | 0.85 | 0.85 | 0.85 | 0.85 | 0.85 | 0.85 | 0.85 | 0.5 | 0.3 | 0.3 | 0.1 | 0.05 | 0.05
Lighting Schedule | Retail | Weekdays |  | 0.05 | 0.05 | 0.05 | 0.05 | 0.05 | 0.05 | 0.05 | 0.2 | 0.5 | 0.85 | 0.85 | 0.85 | 0.85 | 0.85 | 0.85 | 0.85 | 0.85 | 0.85 | 0.55 | 0.55 | 0.5 | 0.2 | 0.05 | 0.05
OA Schedule | Retail | AllOtherDays |  | 0 | 0 | 0 | 0 | 0 | 0 | 0 | 0 | 1 | 1 | 1 | 1 | 1 | 1 | 1 | 1 | 1 | 1 | 1 | 0 | 0 | 0 | 0 | 0
OA Schedule | Retail | Saturdays |  | 0 | 0 | 0 | 0 | 0 | 0 | 1 | 1 | 1 | 1 | 1 | 1 | 1 | 1 | 1 | 1 | 1 | 1 | 1 | 1 | 1 | 1 | 0 | 0
OA Schedule | Retail | Weekdays |  | 0 | 0 | 0 | 0 | 0 | 0 | 1 | 1 | 1 | 1 | 1 | 1 | 1 | 1 | 1 | 1 | 1 | 1 | 1 | 1 | 1 | 0 | 0 | 0
Occupant Sch | Retail | AllOtherDays |  | 0 | 0 | 0 | 0 | 0 | 0 | 0 | 0 | 0 | 0.1 | 0.2 | 0.2 | 0.4 | 0.4 | 0.4 | 0.4 | 0.4 | 0.2 | 0.1 | 0 | 0 | 0 | 0 | 0
Occupant Sch | Retail | Saturday |  | 0 | 0 | 0 | 0 | 0 | 0 | 0 | 0.1 | 0.2 | 0.5 | 0.6 | 0.8 | 0.8 | 0.8 | 0.8 | 0.8 | 0.8 | 0.6 | 0.2 | 0.2 | 0.2 | 0.1 | 0 | 0
Occupant Sch | Retail | Weekdays |  | 0 | 0 | 0 | 0 | 0 | 0 | 0 | 0.1 | 0.2 | 0.5 | 0.5 | 0.7 | 0.7 | 0.7 | 0.7 | 0.8 | 0.7 | 0.5 | 0.5 | 0.3 | 0.3 | 0 | 0 | 0

## Schedule_Figures
Schedule Figures (linked to Schedules tab)

## Raw_schedule (hidden)
Schedule Identifier | Schedule Name | Type | 1 | 2 | 3 | 4 | 5 | 6 | 7 | 8 | 9 | 10 | 11 | 12 | 13 | 14 | 15 | 16 | 17 | 18 | 19 | 20 | 21 | 22 | 23 | 24
Retail | Cooling Setpoint Schedule | AllOtherDays | 84.92 | 84.92 | 84.92 | 84.92 | 84.92 | 84.92 | 84.92 | 84.92 | 75.02 | 75.02 | 75.02 | 75.02 | 75.02 | 75.02 | 75.02 | 75.02 | 75.02 | 75.02 | 75.02 | 84.92 | 84.92 | 84.92 | 84.92 | 84.92
Retail | Cooling Setpoint Schedule | Saturdays | 84.92 | 84.92 | 84.92 | 84.92 | 84.92 | 84.92 | 75.02 | 75.02 | 75.02 | 75.02 | 75.02 | 75.02 | 75.02 | 75.02 | 75.02 | 75.02 | 75.02 | 75.02 | 75.02 | 75.02 | 75.02 | 75.02 | 84.92 | 84.92
Retail | Cooling Setpoint Schedule | Weekdays | 84.92 | 84.92 | 84.92 | 84.92 | 84.92 | 84.92 | 75.02 | 75.02 | 75.02 | 75.02 | 75.02 | 75.02 | 75.02 | 75.02 | 75.02 | 75.02 | 75.02 | 75.02 | 75.02 | 75.02 | 75.02 | 84.92 | 84.92 | 84.92
Retail | DHW Sch | AllOtherDays | 0.07 | 0.07 | 0.07 | 0.06 | 0.06 | 0.06 | 0.07 | 0.1 | 0.12 | 0.14 | 0.29 | 0.31 | 0.36 | 0.36 | 0.34 | 0.35 | 0.37 | 0.34 | 0.25 | 0.27 | 0.21 | 0.16 | 0.1 | 0.06
Retail | DHW Sch | Saturday | 0.11 | 0.1 | 0.08 | 0.06 | 0.06 | 0.06 | 0.07 | 0.2 | 0.24 | 0.27 | 0.42 | 0.54 | 0.59 | 0.6 | 0.49 | 0.48 | 0.47 | 0.46 | 0.44 | 0.36 | 0.29 | 0.22 | 0.16 | 0.13
Retail | DHW Sch | Weekdays | 0.04 | 0.05 | 0.05 | 0.04 | 0.04 | 0.04 | 0.04 | 0.15 | 0.23 | 0.32 | 0.41 | 0.57 | 0.62 | 0.61 | 0.5 | 0.45 | 0.46 | 0.47 | 0.42 | 0.34 | 0.33 | 0.23 | 0.13 | 0.08
Retail | Elec Equip Sch | AllOtherDays | 0.05 | 0.05 | 0.05 | 0.05 | 0.05 | 0.05 | 0.05 | 0.05 | 0.1 | 0.1 | 0.4 | 0.4 | 0.6 | 0.6 | 0.6 | 0.6 | 0.6 | 0.4 | 0.2 | 0.05 | 0.05 | 0.05 | 0.05 | 0.05
Retail | Elec Equip Sch | Saturday | 0.05 | 0.05 | 0.05 | 0.05 | 0.05 | 0.05 | 0.05 | 0.1 | 0.3 | 0.6 | 0.9 | 0.9 | 0.9 | 0.9 | 0.9 | 0.9 | 0.9 | 0.9 | 0.5 | 0.3 | 0.3 | 0.1 | 0.05 | 0.05
Retail | Elec Equip Sch | Weekdays | 0.05 | 0.05 | 0.05 | 0.05 | 0.05 | 0.05 | 0.05 | 0.2 | 0.5 | 0.9 | 0.9 | 0.9 | 0.9 | 0.9 | 0.9 | 0.9 | 0.9 | 0.9 | 0.6 | 0.6 | 0.5 | 0.2 | 0.05 | 0.05
Retail | Heating Setpoint Schedule | AllOtherDays | 60.08 | 60.08 | 60.08 | 60.08 | 60.08 | 60.08 | 60.08 | 60.08 | 69.98 | 69.98 | 69.98 | 69.98 | 69.98 | 69.98 | 69.98 | 69.98 | 69.98 | 69.98 | 69.98 | 60.08 | 60.08 | 60.08 | 60.08 | 60.08
Retail | Heating Setpoint Schedule | Saturdays | 60.08 | 60.08 | 60.08 | 60.08 | 60.08 | 60.08 | 69.98 | 69.98 | 69.98 | 69.98 | 69.98 | 69.98 | 69.98 | 69.98 | 69.98 | 69.98 | 69.98 | 69.98 | 69.98 | 69.98 | 69.98 | 69.98 | 60.08 | 60.08
Retail | Heating Setpoint Schedule | Weekdays | 60.08 | 60.08 | 60.08 | 60.08 | 60.08 | 60.08 | 69.98 | 69.98 | 69.98 | 69.98 | 69.98 | 69.98 | 69.98 | 69.98 | 69.98 | 69.98 | 69.98 | 69.98 | 69.98 | 69.98 | 69.98 | 60.08 | 60.08 | 60.08
Retail | Infiltration Schedule | AllDays | 1 | 1 | 1 | 1 | 1 | 1 | 1 | 1 | 1 | 1 | 1 | 1 | 1 | 1 | 1 | 1 | 1 | 1 | 1 | 1 | 1 | 1 | 1 | 1
Retail | Lighting Schedule | AllOtherDays | 0.05 | 0.05 | 0.05 | 0.05 | 0.05 | 0.05 | 0.05 | 0.05 | 0.1 | 0.1 | 0.4 | 0.4 | 0.55 | 0.55 | 0.55 | 0.55 | 0.55 | 0.4 | 0.2 | 0.05 | 0.05 | 0.05 | 0.05 | 0.05
Retail | Lighting Schedule | Saturday | 0.05 | 0.05 | 0.05 | 0.05 | 0.05 | 0.05 | 0.05 | 0.1 | 0.3 | 0.55 | 0.85 | 0.85 | 0.85 | 0.85 | 0.85 | 0.85 | 0.85 | 0.85 | 0.5 | 0.3 | 0.3 | 0.1 | 0.05 | 0.05
Retail | Lighting Schedule | Weekdays | 0.05 | 0.05 | 0.05 | 0.05 | 0.05 | 0.05 | 0.05 | 0.2 | 0.5 | 0.85 | 0.85 | 0.85 | 0.85 | 0.85 | 0.85 | 0.85 | 0.85 | 0.85 | 0.55 | 0.55 | 0.5 | 0.2 | 0.05 | 0.05
Retail | OA Schedule | AllOtherDays | 0 | 0 | 0 | 0 | 0 | 0 | 0 | 0 | 1 | 1 | 1 | 1 | 1 | 1 | 1 | 1 | 1 | 1 | 1 | 0 | 0 | 0 | 0 | 0
Retail | OA Schedule | Saturdays | 0 | 0 | 0 | 0 | 0 | 0 | 1 | 1 | 1 | 1 | 1 | 1 | 1 | 1 | 1 | 1 | 1 | 1 | 1 | 1 | 1 | 1 | 0 | 0
Retail | OA Schedule | Weekdays | 0 | 0 | 0 | 0 | 0 | 0 | 1 | 1 | 1 | 1 | 1 | 1 | 1 | 1 | 1 | 1 | 1 | 1 | 1 | 1 | 1 | 0 | 0 | 0
Retail | Occupant Sch | AllOtherDays | 0 | 0 | 0 | 0 | 0 | 0 | 0 | 0 | 0 | 0.1 | 0.2 | 0.2 | 0.4 | 0.4 | 0.4 | 0.4 | 0.4 | 0.2 | 0.1 | 0 | 0 | 0 | 0 | 0
Retail | Occupant Sch | Saturday | 0 | 0 | 0 | 0 | 0 | 0 | 0 | 0.1 | 0.2 | 0.5 | 0.6 | 0.8 | 0.8 | 0.8 | 0.8 | 0.8 | 0.8 | 0.6 | 0.2 | 0.2 | 0.2 | 0.1 | 0 | 0
Retail | Occupant Sch | Weekdays | 0 | 0 | 0 | 0 | 0 | 0 | 0 | 0.1 | 0.2 | 0.5 | 0.5 | 0.7 | 0.7 | 0.7 | 0.7 | 0.8 | 0.7 | 0.5 | 0.5 | 0.3 | 0.3 | 0 | 0 | 0

## Energy Usage
Energy Consumption - Financial buildings, incl. banks
Climate Zone | HVAC Type | Vintage | Total Floorspace (Excluding Plenums and Crawl Space) (ft²) | Annual Electricity Intensity (kBtu/ft²) | Annual Gas Intensity (kBtu/ft²) | Notes
CZ01 | cAVVG | Existing | 3600.36 | 38.1256 | 20.5768
CZ01 | cAVVG | New Construction | 3600.36 | 27.8625 | 17.2482
CZ01 | cDXGF | Existing | 3600.36 | 49.9565 | 12.429
CZ01 | cDXGF | New Construction | 3600.36 | 32.6154 | 12.8154
CZ01 | cDXHP | Existing | 3600.36 | 51.6515 | 5.4948
CZ01 | cDXHP | New Construction | 3600.36 | 34.3896 | 5.4933
CZ01 | cDXOH | Existing | 3600.36 | 50.212 | 5.4949
CZ01 | cDXOH | New Construction | 3600.36 | 32.6619 | 5.4932
CZ01 | cPVVG | Existing | 3600.36 | 40.101 | 16.6059
CZ01 | cPVVG | New Construction | 3600.36 | 27.2683 | 16.0443
CZ02 | cAVVG | Existing | 3600.36 | 49.3985 | 15.9551
CZ02 | cAVVG | New Construction | 3600.36 | 32.5972 | 12.7402
CZ02 | cDXGF | Existing | 3600.36 | 59.9614 | 9.3828
CZ02 | cDXGF | New Construction | 3600.36 | 37.7933 | 9.2963
CZ02 | cDXHP | Existing | 3600.36 | 61.1408 | 5.0953
CZ02 | cDXHP | New Construction | 3600.36 | 38.8908 | 5.0937
CZ02 | cDXOH | Existing | 3600.36 | 60.0482 | 5.0953
CZ02 | cDXOH | New Construction | 3600.36 | 37.7949 | 5.0937
CZ02 | cPVVG | Existing | 3600.36 | 48.8343 | 12.3306
CZ02 | cPVVG | New Construction | 3600.36 | 31.8262 | 11.3501
CZ03 | cAVVG | Existing | 3600.36 | 44.621 | 11.5223
CZ03 | cAVVG | New Construction | 3600.36 | 30.0152 | 10.0609
CZ03 | cDXGF | Existing | 3600.36 | 56.0413 | 7.3836
CZ03 | cDXGF | New Construction | 3600.36 | 35.8083 | 7.5082
CZ03 | cDXHP | Existing | 3600.36 | 56.5867 | 5.0775
CZ03 | cDXHP | New Construction | 3600.36 | 36.3904 | 5.0759
CZ03 | cDXOH | Existing | 3600.36 | 56.0751 | 5.0775
CZ03 | cDXOH | New Construction | 3600.36 | 35.8056 | 5.0759
CZ03 | cPVVG | Existing | 3600.36 | 45.5031 | 9.3502
CZ03 | cPVVG | New Construction | 3600.36 | 29.9876 | 9.0825
CZ04 | cAVVG | Existing | 3600.36 | 51.8701 | 11.0511
CZ04 | cAVVG | New Construction | 3600.36 | 33.6896 | 9.2298
CZ04 | cDXGF | Existing | 3600.36 | 61.5259 | 6.9667
CZ04 | cDXGF | New Construction | 3600.36 | 38.7596 | 6.9253
CZ04 | cDXHP | Existing | 3600.36 | 62.0463 | 4.9229
CZ04 | cDXHP | New Construction | 3600.36 | 39.2475 | 4.9212
CZ04 | cDXOH | Existing | 3600.36 | 61.5558 | 4.9227
CZ04 | cDXOH | New Construction | 3600.36 | 38.748 | 4.9213
CZ04 | cPVVG | Existing | 3600.36 | 50.5764 | 8.8439
CZ04 | cPVVG | New Construction | 3600.36 | 32.8105 | 8.2931
CZ05 | cAVVG | Existing | 3600.36 | 45.927 | 10.6887
CZ05 | cAVVG | New Construction | 3600.36 | 30.5254 | 9.0951
CZ05 | cDXGF | Existing | 3600.36 | 57.1921 | 7.1604
CZ05 | cDXGF | New Construction | 3600.36 | 36.1383 | 7.0285
CZ05 | cDXHP | Existing | 3600.36 | 57.7019 | 5.0776
CZ05 | cDXHP | New Construction | 3600.36 | 36.623 | 5.0761
CZ05 | cDXOH | Existing | 3600.36 | 57.1832 | 5.0777
CZ05 | cDXOH | New Construction | 3600.36 | 36.1135 | 5.0762
CZ05 | cPVVG | Existing | 3600.36 | 46.9634 | 8.7249
CZ05 | cPVVG | New Construction | 3600.36 | 30.5546 | 8.2278
CZ06 | cAVVG | Existing | 3600.36 | 53.9272 | 6.3935
CZ06 | cAVVG | New Construction | 3600.36 | 35.4175 | 6.072
CZ06 | cDXGF | Existing | 3600.36 | 61.0514 | 5.0987
CZ06 | cDXGF | New Construction | 3600.36 | 39.3949 | 5.1149
CZ06 | cDXHP | Existing | 3600.36 | 60.9764 | 4.7221
CZ06 | cDXHP | New Construction | 3600.36 | 39.2716 | 4.7204
CZ06 | cDXOH | Existing | 3600.36 | 61.049 | 4.7221
CZ06 | cDXOH | New Construction | 3600.36 | 39.3909 | 4.7204
CZ06 | cPVVG | Existing | 3600.36 | 51.3925 | 5.6309
CZ06 | cPVVG | New Construction | 3600.36 | 33.6873 | 5.5687
CZ07 | cAVVG | Existing | 3600.36 | 56.2996 | 6.3526
CZ07 | cAVVG | New Construction | 3600.36 | 37.1051 | 5.9997
CZ07 | cDXGF | Existing | 3600.36 | 61.5605 | 4.9823
CZ07 | cDXGF | New Construction | 3600.36 | 39.9069 | 5.0135
CZ07 | cDXHP | Existing | 3600.36 | 61.5535 | 4.6692
CZ07 | cDXHP | New Construction | 3600.36 | 39.8531 | 4.6676
CZ07 | cDXOH | Existing | 3600.36 | 61.558 | 4.6692
CZ07 | cDXOH | New Construction | 3600.36 | 39.9029 | 4.6675
CZ07 | cPVVG | Existing | 3600.36 | 51.9116 | 5.4516
CZ07 | cPVVG | New Construction | 3600.36 | 34.103 | 5.4115
CZ08 | cAVVG | Existing | 3600.36 | 58.8172 | 7.1496
CZ08 | cAVVG | New Construction | 3600.36 | 37.9217 | 6.7104
CZ08 | cDXGF | Existing | 3600.36 | 64.7345 | 5.2996
CZ08 | cDXGF | New Construction | 3600.36 | 41.5444 | 5.3094
CZ08 | cDXHP | Existing | 3600.36 | 64.8544 | 4.6634
CZ08 | cDXHP | New Construction | 3600.36 | 41.634 | 4.6619
CZ08 | cDXOH | Existing | 3600.36 | 64.7274 | 4.6634
CZ08 | cDXOH | New Construction | 3600.36 | 41.5342 | 4.662
CZ08 | cPVVG | Existing | 3600.36 | 54.2662 | 6.0105
CZ08 | cPVVG | New Construction | 3600.36 | 35.3698 | 5.8967
CZ09 | cAVVG | Existing | 3600.36 | 62.1128 | 6.9349
CZ09 | cAVVG | New Construction | 3600.36 | 39.0885 | 5.9894
CZ09 | cDXGF | Existing | 3600.36 | 67.6597 | 5.0736
CZ09 | cDXGF | New Construction | 3600.36 | 41.4554 | 4.9958
CZ09 | cDXHP | Existing | 3600.36 | 67.7399 | 4.6066
CZ09 | cDXHP | New Construction | 3600.36 | 41.4577 | 4.605
CZ09 | cDXOH | Existing | 3600.36 | 67.6551 | 4.6066
CZ09 | cDXOH | New Construction | 3600.36 | 41.4483 | 4.605
CZ09 | cPVVG | Existing | 3600.36 | 56.6694 | 5.7171
CZ09 | cPVVG | New Construction | 3600.36 | 35.6835 | 5.4228
CZ10 | cAVVG | Existing | 3600.36 | 63.7589 | 8.5481
CZ10 | cAVVG | New Construction | 3600.36 | 41.7597 | 7.3773
CZ10 | cDXGF | Existing | 3600.36 | 68.6877 | 5.7531
CZ10 | cDXGF | New Construction | 3600.36 | 44.5877 | 5.6619
CZ10 | cDXHP | Existing | 3600.36 | 69.028 | 4.5749
CZ10 | cDXHP | New Construction | 3600.36 | 44.8846 | 4.5734
CZ10 | cDXOH | Existing | 3600.36 | 68.6738 | 4.5749
CZ10 | cDXOH | New Construction | 3600.36 | 44.5635 | 4.5734
CZ10 | cPVVG | Existing | 3600.36 | 58.0014 | 6.8376
CZ10 | cPVVG | New Construction | 3600.36 | 38.3083 | 6.4691
CZ11 | cAVVG | Existing | 3600.36 | 64.8561 | 16.4412
CZ11 | cAVVG | New Construction | 3600.36 | 41.7409 | 12.9246
CZ11 | cDXGF | Existing | 3600.36 | 71.6211 | 8.7516
CZ11 | cDXGF | New Construction | 3600.36 | 44.8552 | 8.9551
CZ11 | cDXHP | Existing | 3600.36 | 72.7749 | 4.6647
CZ11 | cDXHP | New Construction | 3600.36 | 46.0276 | 4.663
CZ11 | cDXOH | Existing | 3600.36 | 71.8282 | 4.6647
CZ11 | cDXOH | New Construction | 3600.36 | 44.8712 | 4.6631
CZ11 | cPVVG | Existing | 3600.36 | 59.6817 | 12.0318
CZ11 | cPVVG | New Construction | 3600.36 | 38.4996 | 11.1635
CZ12 | cAVVG | Existing | 3600.36 | 60.2759 | 14.985
CZ12 | cAVVG | New Construction | 3600.36 | 39.0301 | 12.1012
CZ12 | cDXGF | Existing | 3600.36 | 67.3254 | 8.5998
CZ12 | cDXGF | New Construction | 3600.36 | 42.4665 | 8.8173
CZ12 | cDXHP | Existing | 3600.36 | 68.4256 | 4.7797
CZ12 | cDXHP | New Construction | 3600.36 | 43.5592 | 4.7781
CZ12 | cDXOH | Existing | 3600.36 | 67.5075 | 4.7796
CZ12 | cDXOH | New Construction | 3600.36 | 42.5018 | 4.7782
CZ12 | cPVVG | Existing | 3600.36 | 56.2143 | 11.3716
CZ12 | cPVVG | New Construction | 3600.36 | 36.3769 | 10.7515
CZ13 | cAVVG | Existing | 3600.36 | 67.2915 | 12.9362
CZ13 | cAVVG | New Construction | 3600.36 | 43.271 | 10.9595
CZ13 | cDXGF | Existing | 3600.36 | 72.6525 | 7.3286
CZ13 | cDXGF | New Construction | 3600.36 | 45.7599 | 7.8139
CZ13 | cDXHP | Existing | 3600.36 | 73.4449 | 4.5457
CZ13 | cDXHP | New Construction | 3600.36 | 46.6422 | 4.544
CZ13 | cDXOH | Existing | 3600.36 | 72.7893 | 4.5457
CZ13 | cDXOH | New Construction | 3600.36 | 45.7931 | 4.5441
CZ13 | cPVVG | Existing | 3600.36 | 61.3194 | 9.7153
CZ13 | cPVVG | New Construction | 3600.36 | 39.6049 | 9.6361
CZ14 | cAVVG | Existing | 3600.36 | 74.2144 | 10.0505
CZ14 | cAVVG | New Construction | 3600.36 | 48.2466 | 8.5204
CZ14 | cDXGF | Existing | 3600.36 | 79.1474 | 5.9718
CZ14 | cDXGF | New Construction | 3600.36 | 49.9002 | 6.0333
CZ14 | cDXHP | Existing | 3600.36 | 79.6241 | 4.3443
CZ14 | cDXHP | New Construction | 3600.36 | 50.3495 | 4.3428
CZ14 | cDXOH | Existing | 3600.36 | 79.1685 | 4.3444
CZ14 | cDXOH | New Construction | 3600.36 | 49.8936 | 4.3429
CZ14 | cPVVG | Existing | 3600.36 | 66.8707 | 7.443
CZ14 | cPVVG | New Construction | 3600.36 | 43.3012 | 7.24
CZ15 | cAVVG | Existing | 3600.36 | 85.2824 | 6.6131
CZ15 | cAVVG | New Construction | 3600.36 | 56.139 | 5.8382
CZ15 | cDXGF | Existing | 3600.36 | 85.7668 | 4.3153
CZ15 | cDXGF | New Construction | 3600.36 | 54.7984 | 4.3098
CZ15 | cDXHP | Existing | 3600.36 | 85.8717 | 3.9206
CZ15 | cDXHP | New Construction | 3600.36 | 54.9003 | 3.9191
CZ15 | cDXOH | Existing | 3600.36 | 85.7585 | 3.9206
CZ15 | cDXOH | New Construction | 3600.36 | 54.7832 | 3.9189
CZ15 | cPVVG | Existing | 3600.36 | 74.4873 | 4.8022
CZ15 | cPVVG | New Construction | 3600.36 | 49.0179 | 4.6534
CZ16 | cAVVG | Existing | 3600.36 | 64.3356 | 23.4258
CZ16 | cAVVG | New Construction | 3600.36 | 41.7688 | 16.6125
CZ16 | cDXGF | Existing | 3600.36 | 72.0351 | 11.3508
CZ16 | cDXGF | New Construction | 3600.36 | 45.7215 | 11.56
CZ16 | cDXHP | Existing | 3600.36 | 74.2732 | 5.0217
CZ16 | cDXHP | New Construction | 3600.36 | 47.8806 | 5.0202
CZ16 | cDXOH | Existing | 3600.36 | 72.5378 | 5.0218
CZ16 | cDXOH | New Construction | 3600.36 | 46.0103 | 5.0204
CZ16 | cPVVG | Existing | 3600.36 | 59.2882 | 15.2789
CZ16 | cPVVG | New Construction | 3600.36 | 38.6124 | 14.2424

## Energy Usage_Figures
Energy Figures (from 'Energy Usage' Tab)
cAVVG ¦ Annual Electricity Intensity (kBtu/ft²) |  |  | cAVVG ¦ Annual Gas Intensity (kBtu/ft²)
Climate Zone | Existing | New Construction | Climate Zone | Existing | New Construction
CZ01 | 38.1256 | 27.8625 | CZ01 | 20.5768 | 17.2482
CZ02 | 49.3985 | 32.5972 | CZ02 | 15.9551 | 12.7402
CZ03 | 44.621 | 30.0152 | CZ03 | 11.5223 | 10.0609
CZ04 | 51.8701 | 33.6896 | CZ04 | 11.0511 | 9.2298
CZ05 | 45.927 | 30.5254 | CZ05 | 10.6887 | 9.0951
CZ06 | 53.9272 | 35.4175 | CZ06 | 6.3935 | 6.072
CZ07 | 56.2996 | 37.1051 | CZ07 | 6.3526 | 5.9997
CZ08 | 58.8172 | 37.9217 | CZ08 | 7.1496 | 6.7104
CZ09 | 62.1128 | 39.0885 | CZ09 | 6.9349 | 5.9894
CZ10 | 63.7589 | 41.7597 | CZ10 | 8.5481 | 7.3773
CZ11 | 64.8561 | 41.7409 | CZ11 | 16.4412 | 12.9246
CZ12 | 60.2759 | 39.0301 | CZ12 | 14.985 | 12.1012
CZ13 | 67.2915 | 43.271 | CZ13 | 12.9362 | 10.9595
CZ14 | 74.2144 | 48.2466 | CZ14 | 10.0505 | 8.5204
CZ15 | 85.2824 | 56.139 | CZ15 | 6.6131 | 5.8382
CZ16 | 64.3356 | 41.7688 | CZ16 | 23.4258 | 16.6125
cDXGF ¦ Annual Electricity Intensity (kBtu/ft²) |  |  | cDXGF ¦ Annual Gas Intensity (kBtu/ft²)
Climate Zone | Existing | New Construction | Climate Zone | Existing | New Construction
CZ01 | 49.9565 | 32.6154 | CZ01 | 12.429 | 12.8154
CZ02 | 59.9614 | 37.7933 | CZ02 | 9.3828 | 9.2963
CZ03 | 56.0413 | 35.8083 | CZ03 | 7.3836 | 7.5082
CZ04 | 61.5259 | 38.7596 | CZ04 | 6.9667 | 6.9253
CZ05 | 57.1921 | 36.1383 | CZ05 | 7.1604 | 7.0285
CZ06 | 61.0514 | 39.3949 | CZ06 | 5.0987 | 5.1149
CZ07 | 61.5605 | 39.9069 | CZ07 | 4.9823 | 5.0135
CZ08 | 64.7345 | 41.5444 | CZ08 | 5.2996 | 5.3094
CZ09 | 67.6597 | 41.4554 | CZ09 | 5.0736 | 4.9958
CZ10 | 68.6877 | 44.5877 | CZ10 | 5.7531 | 5.6619
CZ11 | 71.6211 | 44.8552 | CZ11 | 8.7516 | 8.9551
CZ12 | 67.3254 | 42.4665 | CZ12 | 8.5998 | 8.8173
CZ13 | 72.6525 | 45.7599 | CZ13 | 7.3286 | 7.8139
CZ14 | 79.1474 | 49.9002 | CZ14 | 5.9718 | 6.0333
CZ15 | 85.7668 | 54.7984 | CZ15 | 4.3153 | 4.3098
CZ16 | 72.0351 | 45.7215 | CZ16 | 11.3508 | 11.56
cDXHP ¦ Annual Electricity Intensity (kBtu/ft²) |  |  | cDXHP ¦ Annual Gas Intensity (kBtu/ft²)
Climate Zone | Existing | New Construction | Climate Zone | Existing | New Construction
CZ01 | 51.6515 | 34.3896 | CZ01 | 5.4948 | 5.4933
CZ02 | 61.1408 | 38.8908 | CZ02 | 5.0953 | 5.0937
CZ03 | 56.5867 | 36.3904 | CZ03 | 5.0775 | 5.0759
CZ04 | 62.0463 | 39.2475 | CZ04 | 4.9229 | 4.9212
CZ05 | 57.7019 | 36.623 | CZ05 | 5.0776 | 5.0761
CZ06 | 60.9764 | 39.2716 | CZ06 | 4.7221 | 4.7204
CZ07 | 61.5535 | 39.8531 | CZ07 | 4.6692 | 4.6676
CZ08 | 64.8544 | 41.634 | CZ08 | 4.6634 | 4.6619
CZ09 | 67.7399 | 41.4577 | CZ09 | 4.6066 | 4.605
CZ10 | 69.028 | 44.8846 | CZ10 | 4.5749 | 4.5734
CZ11 | 72.7749 | 46.0276 | CZ11 | 4.6647 | 4.663
CZ12 | 68.4256 | 43.5592 | CZ12 | 4.7797 | 4.7781
CZ13 | 73.4449 | 46.6422 | CZ13 | 4.5457 | 4.544
CZ14 | 79.6241 | 50.3495 | CZ14 | 4.3443 | 4.3428
CZ15 | 85.8717 | 54.9003 | CZ15 | 3.9206 | 3.9191
CZ16 | 74.2732 | 47.8806 | CZ16 | 5.0217 | 5.0202
cDXOH ¦ Annual Electricity Intensity (kBtu/ft²) |  |  | cDXOH ¦ Annual Gas Intensity (kBtu/ft²)
Climate Zone | Existing | New Construction | Climate Zone | Existing | New Construction
CZ01 | 50.212 | 32.6619 | CZ01 | 5.4949 | 5.4932
CZ02 | 60.0482 | 37.7949 | CZ02 | 5.0953 | 5.0937
CZ03 | 56.0751 | 35.8056 | CZ03 | 5.0775 | 5.0759
CZ04 | 61.5558 | 38.748 | CZ04 | 4.9227 | 4.9213
CZ05 | 57.1832 | 36.1135 | CZ05 | 5.0777 | 5.0762
CZ06 | 61.049 | 39.3909 | CZ06 | 4.7221 | 4.7204
CZ07 | 61.558 | 39.9029 | CZ07 | 4.6692 | 4.6675
CZ08 | 64.7274 | 41.5342 | CZ08 | 4.6634 | 4.662
CZ09 | 67.6551 | 41.4483 | CZ09 | 4.6066 | 4.605
CZ10 | 68.6738 | 44.5635 | CZ10 | 4.5749 | 4.5734
CZ11 | 71.8282 | 44.8712 | CZ11 | 4.6647 | 4.6631
CZ12 | 67.5075 | 42.5018 | CZ12 | 4.7796 | 4.7782
CZ13 | 72.7893 | 45.7931 | CZ13 | 4.5457 | 4.5441
CZ14 | 79.1685 | 49.8936 | CZ14 | 4.3444 | 4.3429
CZ15 | 85.7585 | 54.7832 | CZ15 | 3.9206 | 3.9189
CZ16 | 72.5378 | 46.0103 | CZ16 | 5.0218 | 5.0204
cPVVG ¦ Annual Electricity Intensity (kBtu/ft²) |  |  | cPVVG ¦ Annual Gas Intensity (kBtu/ft²)
Climate Zone | Existing | New Construction | Climate Zone | Existing | New Construction
CZ01 | 40.101 | 27.2683 | CZ01 | 16.6059 | 16.0443
CZ02 | 48.8343 | 31.8262 | CZ02 | 12.3306 | 11.3501
CZ03 | 45.5031 | 29.9876 | CZ03 | 9.3502 | 9.0825
CZ04 | 50.5764 | 32.8105 | CZ04 | 8.8439 | 8.2931
CZ05 | 46.9634 | 30.5546 | CZ05 | 8.7249 | 8.2278
CZ06 | 51.3925 | 33.6873 | CZ06 | 5.6309 | 5.5687
CZ07 | 51.9116 | 34.103 | CZ07 | 5.4516 | 5.4115
CZ08 | 54.2662 | 35.3698 | CZ08 | 6.0105 | 5.8967
CZ09 | 56.6694 | 35.6835 | CZ09 | 5.7171 | 5.4228
CZ10 | 58.0014 | 38.3083 | CZ10 | 6.8376 | 6.4691
CZ11 | 59.6817 | 38.4996 | CZ11 | 12.0318 | 11.1635
CZ12 | 56.2143 | 36.3769 | CZ12 | 11.3716 | 10.7515
CZ13 | 61.3194 | 39.6049 | CZ13 | 9.7153 | 9.6361
CZ14 | 66.8707 | 43.3012 | CZ14 | 7.443 | 7.24
CZ15 | 74.4873 | 49.0179 | CZ15 | 4.8022 | 4.6534
CZ16 | 59.2882 | 38.6124 | CZ16 | 15.2789 | 14.2424

## Raw_totalendusesannual (hidden)
Vintage | Climate Zone | HVAC System | Electricity (kBtu) | Natural Gas (kBtu)
Existing | CZ01 | cAVVG | 137265.75 | 74083.88
Existing | CZ02 | cAVVG | 177852.47 | 57444.23
Existing | CZ03 | cAVVG | 160651.63 | 41484.32
Existing | CZ04 | cAVVG | 186750.91 | 39787.89
Existing | CZ05 | cAVVG | 165353.87 | 38483.12
Existing | CZ06 | cAVVG | 194157.35 | 23018.9
Existing | CZ07 | cAVVG | 202698.92 | 22871.49
Existing | CZ08 | cAVVG | 211762.92 | 25741.21
Existing | CZ09 | cAVVG | 223628.43 | 24968.26
Existing | CZ10 | cAVVG | 229554.9 | 30776.2
Existing | CZ11 | cAVVG | 233505.34 | 59194.06
Existing | CZ12 | cAVVG | 217015.03 | 53951.23
Existing | CZ13 | cAVVG | 242273.47 | 46574.82
Existing | CZ14 | cAVVG | 267198.45 | 36185.59
Existing | CZ15 | cAVVG | 307047.23 | 23809.49
Existing | CZ16 | cAVVG | 231631.26 | 84341.29
New Construction | CZ01 | cAVVG | 100315.14 | 62099.86
New Construction | CZ02 | cAVVG | 117361.53 | 45869.13
New Construction | CZ03 | cAVVG | 108065.48 | 36222.84
New Construction | CZ04 | cAVVG | 121294.56 | 33230.71
New Construction | CZ05 | cAVVG | 109902.45 | 32745.71
New Construction | CZ06 | cAVVG | 127515.72 | 21861.52
New Construction | CZ07 | cAVVG | 133591.84 | 21600.94
New Construction | CZ08 | cAVVG | 136531.62 | 24159.76
New Construction | CZ09 | cAVVG | 140732.57 | 21563.98
New Construction | CZ10 | cAVVG | 150350.08 | 26560.98
New Construction | CZ11 | cAVVG | 150282.26 | 46533.23
New Construction | CZ12 | cAVVG | 140522.52 | 43568.66
New Construction | CZ13 | cAVVG | 155791.1 | 39458.04
New Construction | CZ14 | cAVVG | 173705.3 | 30676.61
New Construction | CZ15 | cAVVG | 202120.74 | 21019.7
New Construction | CZ16 | cAVVG | 150382.75 | 59810.99
Existing | CZ01 | cDXGF | 179861.22 | 44748.87
Existing | CZ02 | cDXGF | 215882.69 | 33781.34
Existing | CZ03 | cDXGF | 201768.73 | 26583.47
Existing | CZ04 | cDXGF | 221515.36 | 25082.74
Existing | CZ05 | cDXGF | 205912.24 | 25780.11
Existing | CZ06 | cDXGF | 219807.08 | 18357.16
Existing | CZ07 | cDXGF | 221639.98 | 17938.03
Existing | CZ08 | cDXGF | 233067.33 | 19080.62
Existing | CZ09 | cDXGF | 243599.15 | 18266.86
Existing | CZ10 | cDXGF | 247300.55 | 20713.4
Existing | CZ11 | cDXGF | 257861.61 | 31508.8
Existing | CZ12 | cDXGF | 242395.57 | 30962.49
Existing | CZ13 | cDXGF | 261575.12 | 26385.6
Existing | CZ14 | cDXGF | 284959.19 | 21500.65
Existing | CZ15 | cDXGF | 308791.24 | 15536.75
Existing | CZ16 | cDXGF | 259352.39 | 40867.12
New Construction | CZ01 | cDXGF | 117427.18 | 46139.91
New Construction | CZ02 | cDXGF | 136069.37 | 33469.97
New Construction | CZ03 | cDXGF | 128922.92 | 27032.09
New Construction | CZ04 | cDXGF | 139548.69 | 24933.58
New Construction | CZ05 | cDXGF | 130110.76 | 25305.2
New Construction | CZ06 | cDXGF | 141835.87 | 18415.48
New Construction | CZ07 | cDXGF | 143679.3 | 18050.55
New Construction | CZ08 | cDXGF | 149574.76 | 19115.58
New Construction | CZ09 | cDXGF | 149254.52 | 17986.56
New Construction | CZ10 | cDXGF | 160531.88 | 20384.95
New Construction | CZ11 | cDXGF | 161494.81 | 32241.68
New Construction | CZ12 | cDXGF | 152894.77 | 31745.46
New Construction | CZ13 | cDXGF | 164752.14 | 28132.84
New Construction | CZ14 | cDXGF | 179658.8 | 21721.9
New Construction | CZ15 | cDXGF | 197293.96 | 15516.72
New Construction | CZ16 | cDXGF | 164613.71 | 41620.15
Existing | CZ01 | cDXHP | 185964.15 | 19783.34
Existing | CZ02 | cDXHP | 220128.83 | 18344.82
Existing | CZ03 | cDXHP | 203732.39 | 18280.92
Existing | CZ04 | cDXHP | 223389.08 | 17724.16
Existing | CZ05 | cDXHP | 207747.51 | 18281.17
Existing | CZ06 | cDXHP | 219536.95 | 17001.18
Existing | CZ07 | cDXHP | 221614.79 | 16810.84
Existing | CZ08 | cDXHP | 233499.17 | 16789.89
Existing | CZ09 | cDXHP | 243888.06 | 16585.48
Existing | CZ10 | cDXHP | 248525.5 | 16471.11
Existing | CZ11 | cDXHP | 262015.8 | 16794.46
Existing | CZ12 | cDXHP | 246356.68 | 17208.77
Existing | CZ13 | cDXHP | 264428.06 | 16366.07
Existing | CZ14 | cDXHP | 286675.54 | 15641.18
Existing | CZ15 | cDXHP | 309168.91 | 14115.6
Existing | CZ16 | cDXHP | 267410.39 | 18080.08
New Construction | CZ01 | cDXHP | 123814.78 | 19777.84
New Construction | CZ02 | cDXHP | 140020.83 | 18339.09
New Construction | CZ03 | cDXHP | 131018.56 | 18275.02
New Construction | CZ04 | cDXHP | 141305.2 | 17718.27
New Construction | CZ05 | cDXHP | 131856.13 | 18275.74
New Construction | CZ06 | cDXHP | 141391.87 | 16995.25
New Construction | CZ07 | cDXHP | 143485.36 | 16804.87
New Construction | CZ08 | cDXHP | 149897.35 | 16784.6
New Construction | CZ09 | cDXHP | 149262.56 | 16579.72
New Construction | CZ10 | cDXHP | 161600.54 | 16465.74
New Construction | CZ11 | cDXHP | 165715.83 | 16788.41
New Construction | CZ12 | cDXHP | 156828.73 | 17203.05
New Construction | CZ13 | cDXHP | 167928.59 | 16360.05
New Construction | CZ14 | cDXHP | 181276.38 | 15635.72
New Construction | CZ15 | cDXHP | 197660.98 | 14110.09
New Construction | CZ16 | cDXHP | 172387.48 | 18074.69
Existing | CZ01 | cDXOH | 180781.26 | 19783.61
Existing | CZ02 | cDXOH | 216195.12 | 18344.92
Existing | CZ03 | cDXOH | 201890.66 | 18280.95
Existing | CZ04 | cDXOH | 221623.13 | 17723.66
Existing | CZ05 | cDXOH | 205880.03 | 18281.43
Existing | CZ06 | cDXOH | 219798.29 | 17001.18
Existing | CZ07 | cDXOH | 221630.96 | 16810.84
Existing | CZ08 | cDXOH | 233041.95 | 16789.89
Existing | CZ09 | cDXOH | 243582.55 | 16585.47
Existing | CZ10 | cDXOH | 247250.51 | 16471.2
Existing | CZ11 | cDXOH | 258607.43 | 16794.66
Existing | CZ12 | cDXOH | 243051.46 | 17208.2
Existing | CZ13 | cDXOH | 262067.69 | 16366.27
Existing | CZ14 | cDXOH | 285035.18 | 15641.3
Existing | CZ15 | cDXOH | 308761.31 | 14115.61
Existing | CZ16 | cDXOH | 261162.25 | 18080.43
New Construction | CZ01 | cDXOH | 117594.54 | 19777.59
New Construction | CZ02 | cDXOH | 136075.29 | 18339.29
New Construction | CZ03 | cDXOH | 128913.16 | 18275.12
New Construction | CZ04 | cDXOH | 139506.63 | 17718.38
New Construction | CZ05 | cDXOH | 130021.52 | 18276.08
New Construction | CZ06 | cDXOH | 141821.44 | 16995.27
New Construction | CZ07 | cDXOH | 143664.94 | 16804.86
New Construction | CZ08 | cDXOH | 149537.94 | 16784.7
New Construction | CZ09 | cDXOH | 149228.96 | 16579.62
New Construction | CZ10 | cDXOH | 160444.67 | 16465.9
New Construction | CZ11 | cDXOH | 161552.35 | 16788.9
New Construction | CZ12 | cDXOH | 153021.63 | 17203.18
New Construction | CZ13 | cDXOH | 164871.61 | 16360.39
New Construction | CZ14 | cDXOH | 179634.79 | 15635.99
New Construction | CZ15 | cDXOH | 197239.4 | 14109.52
New Construction | CZ16 | cDXOH | 165653.49 | 18075.21
Existing | CZ01 | cPVVG | 144377.94 | 59787.2
Existing | CZ02 | cPVVG | 175821.12 | 44394.65
Existing | CZ03 | cPVVG | 163827.45 | 33664.2
Existing | CZ04 | cPVVG | 182093.37 | 31841.25
Existing | CZ05 | cPVVG | 169085.11 | 31412.65
Existing | CZ06 | cPVVG | 185031.44 | 20273.3
Existing | CZ07 | cPVVG | 186900.43 | 19627.65
Existing | CZ08 | cPVVG | 195377.75 | 21639.98
Existing | CZ09 | cPVVG | 204030.25 | 20583.58
Existing | CZ10 | cPVVG | 208826.09 | 24617.88
Existing | CZ11 | cPVVG | 214875.69 | 43318.79
Existing | CZ12 | cPVVG | 202391.71 | 40942.03
Existing | CZ13 | cPVVG | 220772.08 | 34978.71
Existing | CZ14 | cPVVG | 240758.7 | 26797.38
Existing | CZ15 | cPVVG | 268181.22 | 17289.77
Existing | CZ16 | cPVVG | 213458.87 | 55009.4
New Construction | CZ01 | cPVVG | 98175.78 | 57765.11
New Construction | CZ02 | cPVVG | 114585.82 | 40864.36
New Construction | CZ03 | cPVVG | 107966.28 | 32700.2
New Construction | CZ04 | cPVVG | 118129.6 | 29858.1
New Construction | CZ05 | cPVVG | 110007.57 | 29623.07
New Construction | CZ06 | cPVVG | 121286.53 | 20049.32
New Construction | CZ07 | cPVVG | 122782.97 | 19483.31
New Construction | CZ08 | cPVVG | 127343.89 | 21230.22
New Construction | CZ09 | cPVVG | 128473.48 | 19524.01
New Construction | CZ10 | cPVVG | 137923.78 | 23291.14
New Construction | CZ11 | cPVVG | 138612.3 | 40192.53
New Construction | CZ12 | cPVVG | 130969.76 | 38709.16
New Construction | CZ13 | cPVVG | 142592.03 | 34693.56
New Construction | CZ14 | cPVVG | 155899.79 | 26066.46
New Construction | CZ15 | cPVVG | 176482.25 | 16753.96
New Construction | CZ16 | cPVVG | 139018.67 | 51277.63

## Energy Usage by End Use
Energy Consumption by End Use - Financial buildings, incl. banks
Climate Zone | HVAC System | Vintage | End Use | Electricity (kBtu) | Natural Gas (kBtu) | Note
CZ01 | cAVVG | Existing | Heating | 0 | 54300.38
CZ01 | cAVVG | Existing | Cooling | 1783.22 | 0
CZ01 | cAVVG | Existing | Interior Lighting | 72808.06 | 0
CZ01 | cAVVG | Existing | Exterior Lighting | 0 | 0
CZ01 | cAVVG | Existing | Interior Equipment | 50302.88 | 0
CZ01 | cAVVG | Existing | Exterior Equipment | 0 | 0
CZ01 | cAVVG | Existing | Fans | 12208.31 | 0
CZ01 | cAVVG | Existing | Pumps | 163.27 | 0
CZ01 | cAVVG | Existing | Heat Rejection | 0 | 0
CZ01 | cAVVG | Existing | Humidification | 0 | 0
CZ01 | cAVVG | Existing | Heat Recovery | 0 | 0
CZ01 | cAVVG | Existing | Water Systems | 0 | 19783.5
CZ01 | cAVVG | Existing | Refrigeration | 0 | 0
CZ01 | cAVVG | Existing | Generators | 0 | 0
CZ01 | cAVVG | Existing | Total End Uses | 137265.75 | 74083.88
CZ02 | cAVVG | Existing | Heating | 0 | 39099.43
CZ02 | cAVVG | Existing | Cooling | 29543.04 | 0
CZ02 | cAVVG | Existing | Interior Lighting | 72808.06 | 0
CZ02 | cAVVG | Existing | Exterior Lighting | 0 | 0
CZ02 | cAVVG | Existing | Interior Equipment | 50302.88 | 0
CZ02 | cAVVG | Existing | Exterior Equipment | 0 | 0
CZ02 | cAVVG | Existing | Fans | 23960.72 | 0
CZ02 | cAVVG | Existing | Pumps | 1237.77 | 0
CZ02 | cAVVG | Existing | Heat Rejection | 0 | 0
CZ02 | cAVVG | Existing | Humidification | 0 | 0
CZ02 | cAVVG | Existing | Heat Recovery | 0 | 0
CZ02 | cAVVG | Existing | Water Systems | 0 | 18344.8
CZ02 | cAVVG | Existing | Refrigeration | 0 | 0
CZ02 | cAVVG | Existing | Generators | 0 | 0
CZ02 | cAVVG | Existing | Total End Uses | 177852.47 | 57444.23
CZ03 | cAVVG | Existing | Heating | 0 | 23203.38
CZ03 | cAVVG | Existing | Cooling | 17873.56 | 0
CZ03 | cAVVG | Existing | Interior Lighting | 72808.06 | 0
CZ03 | cAVVG | Existing | Exterior Lighting | 0 | 0
CZ03 | cAVVG | Existing | Interior Equipment | 50302.88 | 0
CZ03 | cAVVG | Existing | Exterior Equipment | 0 | 0
CZ03 | cAVVG | Existing | Fans | 18712.35 | 0
CZ03 | cAVVG | Existing | Pumps | 954.77 | 0
CZ03 | cAVVG | Existing | Heat Rejection | 0 | 0
CZ03 | cAVVG | Existing | Humidification | 0 | 0
CZ03 | cAVVG | Existing | Heat Recovery | 0 | 0
CZ03 | cAVVG | Existing | Water Systems | 0 | 18280.94
CZ03 | cAVVG | Existing | Refrigeration | 0 | 0
CZ03 | cAVVG | Existing | Generators | 0 | 0
CZ03 | cAVVG | Existing | Total End Uses | 160651.63 | 41484.32
CZ04 | cAVVG | Existing | Heating | 0 | 22064.26
CZ04 | cAVVG | Existing | Cooling | 34853.94 | 0
CZ04 | cAVVG | Existing | Interior Lighting | 72808.06 | 0
CZ04 | cAVVG | Existing | Exterior Lighting | 0 | 0
CZ04 | cAVVG | Existing | Interior Equipment | 50302.88 | 0
CZ04 | cAVVG | Existing | Exterior Equipment | 0 | 0
CZ04 | cAVVG | Existing | Fans | 27398.86 | 0
CZ04 | cAVVG | Existing | Pumps | 1387.17 | 0
CZ04 | cAVVG | Existing | Heat Rejection | 0 | 0
CZ04 | cAVVG | Existing | Humidification | 0 | 0
CZ04 | cAVVG | Existing | Heat Recovery | 0 | 0
CZ04 | cAVVG | Existing | Water Systems | 0 | 17723.63
CZ04 | cAVVG | Existing | Refrigeration | 0 | 0
CZ04 | cAVVG | Existing | Generators | 0 | 0
CZ04 | cAVVG | Existing | Total End Uses | 186750.91 | 39787.89
CZ05 | cAVVG | Existing | Heating | 0 | 20201.86
CZ05 | cAVVG | Existing | Cooling | 21823.97 | 0
CZ05 | cAVVG | Existing | Interior Lighting | 72808.06 | 0
CZ05 | cAVVG | Existing | Exterior Lighting | 0 | 0
CZ05 | cAVVG | Existing | Interior Equipment | 50302.88 | 0
CZ05 | cAVVG | Existing | Exterior Equipment | 0 | 0
CZ05 | cAVVG | Existing | Fans | 19468.36 | 0
CZ05 | cAVVG | Existing | Pumps | 950.61 | 0
CZ05 | cAVVG | Existing | Heat Rejection | 0 | 0
CZ05 | cAVVG | Existing | Humidification | 0 | 0
CZ05 | cAVVG | Existing | Heat Recovery | 0 | 0
CZ05 | cAVVG | Existing | Water Systems | 0 | 18281.26
CZ05 | cAVVG | Existing | Refrigeration | 0 | 0
CZ05 | cAVVG | Existing | Generators | 0 | 0
CZ05 | cAVVG | Existing | Total End Uses | 165353.87 | 38483.12
CZ06 | cAVVG | Existing | Heating | 0 | 6017.65
CZ06 | cAVVG | Existing | Cooling | 37584.63 | 0
CZ06 | cAVVG | Existing | Interior Lighting | 72808.06 | 0
CZ06 | cAVVG | Existing | Exterior Lighting | 0 | 0
CZ06 | cAVVG | Existing | Interior Equipment | 50302.88 | 0
CZ06 | cAVVG | Existing | Exterior Equipment | 0 | 0
CZ06 | cAVVG | Existing | Fans | 31812.31 | 0
CZ06 | cAVVG | Existing | Pumps | 1649.47 | 0
CZ06 | cAVVG | Existing | Heat Rejection | 0 | 0
CZ06 | cAVVG | Existing | Humidification | 0 | 0
CZ06 | cAVVG | Existing | Heat Recovery | 0 | 0
CZ06 | cAVVG | Existing | Water Systems | 0 | 17001.25
CZ06 | cAVVG | Existing | Refrigeration | 0 | 0
CZ06 | cAVVG | Existing | Generators | 0 | 0
CZ06 | cAVVG | Existing | Total End Uses | 194157.35 | 23018.9
CZ07 | cAVVG | Existing | Heating | 0 | 6060.46
CZ07 | cAVVG | Existing | Cooling | 42053.69 | 0
CZ07 | cAVVG | Existing | Interior Lighting | 72808.06 | 0
CZ07 | cAVVG | Existing | Exterior Lighting | 0 | 0
CZ07 | cAVVG | Existing | Interior Equipment | 50302.88 | 0
CZ07 | cAVVG | Existing | Exterior Equipment | 0 | 0
CZ07 | cAVVG | Existing | Fans | 35739.43 | 0
CZ07 | cAVVG | Existing | Pumps | 1794.86 | 0
CZ07 | cAVVG | Existing | Heat Rejection | 0 | 0
CZ07 | cAVVG | Existing | Humidification | 0 | 0
CZ07 | cAVVG | Existing | Heat Recovery | 0 | 0
CZ07 | cAVVG | Existing | Water Systems | 0 | 16811.03
CZ07 | cAVVG | Existing | Refrigeration | 0 | 0
CZ07 | cAVVG | Existing | Generators | 0 | 0
CZ07 | cAVVG | Existing | Total End Uses | 202698.92 | 22871.49
CZ08 | cAVVG | Existing | Heating | 0 | 8951.21
CZ08 | cAVVG | Existing | Cooling | 50233.76 | 0
CZ08 | cAVVG | Existing | Interior Lighting | 72808.06 | 0
CZ08 | cAVVG | Existing | Exterior Lighting | 0 | 0
CZ08 | cAVVG | Existing | Interior Equipment | 50302.88 | 0
CZ08 | cAVVG | Existing | Exterior Equipment | 0 | 0
CZ08 | cAVVG | Existing | Fans | 36485.42 | 0
CZ08 | cAVVG | Existing | Pumps | 1932.8 | 0
CZ08 | cAVVG | Existing | Heat Rejection | 0 | 0
CZ08 | cAVVG | Existing | Humidification | 0 | 0
CZ08 | cAVVG | Existing | Heat Recovery | 0 | 0
CZ08 | cAVVG | Existing | Water Systems | 0 | 16790
CZ08 | cAVVG | Existing | Refrigeration | 0 | 0
CZ08 | cAVVG | Existing | Generators | 0 | 0
CZ08 | cAVVG | Existing | Total End Uses | 211762.92 | 25741.21
CZ09 | cAVVG | Existing | Heating | 0 | 8382.3
CZ09 | cAVVG | Existing | Cooling | 57349.26 | 0
CZ09 | cAVVG | Existing | Interior Lighting | 72808.06 | 0
CZ09 | cAVVG | Existing | Exterior Lighting | 0 | 0
CZ09 | cAVVG | Existing | Interior Equipment | 50302.88 | 0
CZ09 | cAVVG | Existing | Exterior Equipment | 0 | 0
CZ09 | cAVVG | Existing | Fans | 41054.49 | 0
CZ09 | cAVVG | Existing | Pumps | 2113.74 | 0
CZ09 | cAVVG | Existing | Heat Rejection | 0 | 0
CZ09 | cAVVG | Existing | Humidification | 0 | 0
CZ09 | cAVVG | Existing | Heat Recovery | 0 | 0
CZ09 | cAVVG | Existing | Water Systems | 0 | 16585.96
CZ09 | cAVVG | Existing | Refrigeration | 0 | 0
CZ09 | cAVVG | Existing | Generators | 0 | 0
CZ09 | cAVVG | Existing | Total End Uses | 223628.43 | 24968.26
CZ10 | cAVVG | Existing | Heating | 0 | 14304.61
CZ10 | cAVVG | Existing | Cooling | 65223.93 | 0
CZ10 | cAVVG | Existing | Interior Lighting | 72808.06 | 0
CZ10 | cAVVG | Existing | Exterior Lighting | 0 | 0
CZ10 | cAVVG | Existing | Interior Equipment | 50302.88 | 0
CZ10 | cAVVG | Existing | Exterior Equipment | 0 | 0
CZ10 | cAVVG | Existing | Fans | 39192.07 | 0
CZ10 | cAVVG | Existing | Pumps | 2027.96 | 0
CZ10 | cAVVG | Existing | Heat Rejection | 0 | 0
CZ10 | cAVVG | Existing | Humidification | 0 | 0
CZ10 | cAVVG | Existing | Heat Recovery | 0 | 0
CZ10 | cAVVG | Existing | Water Systems | 0 | 16471.59
CZ10 | cAVVG | Existing | Refrigeration | 0 | 0
CZ10 | cAVVG | Existing | Generators | 0 | 0
CZ10 | cAVVG | Existing | Total End Uses | 229554.9 | 30776.2
CZ11 | cAVVG | Existing | Heating | 0 | 42399.5
CZ11 | cAVVG | Existing | Cooling | 67237.56 | 0
CZ11 | cAVVG | Existing | Interior Lighting | 72808.06 | 0
CZ11 | cAVVG | Existing | Exterior Lighting | 0 | 0
CZ11 | cAVVG | Existing | Interior Equipment | 50302.88 | 0
CZ11 | cAVVG | Existing | Exterior Equipment | 0 | 0
CZ11 | cAVVG | Existing | Fans | 41155.78 | 0
CZ11 | cAVVG | Existing | Pumps | 2001.05 | 0
CZ11 | cAVVG | Existing | Heat Rejection | 0 | 0
CZ11 | cAVVG | Existing | Humidification | 0 | 0
CZ11 | cAVVG | Existing | Heat Recovery | 0 | 0
CZ11 | cAVVG | Existing | Water Systems | 0 | 16794.56
CZ11 | cAVVG | Existing | Refrigeration | 0 | 0
CZ11 | cAVVG | Existing | Generators | 0 | 0
CZ11 | cAVVG | Existing | Total End Uses | 233505.34 | 59194.06
CZ12 | cAVVG | Existing | Heating | 0 | 36742.46
CZ12 | cAVVG | Existing | Cooling | 56964.42 | 0
CZ12 | cAVVG | Existing | Interior Lighting | 72808.06 | 0
CZ12 | cAVVG | Existing | Exterior Lighting | 0 | 0
CZ12 | cAVVG | Existing | Interior Equipment | 50302.88 | 0
CZ12 | cAVVG | Existing | Exterior Equipment | 0 | 0
CZ12 | cAVVG | Existing | Fans | 35086.88 | 0
CZ12 | cAVVG | Existing | Pumps | 1852.79 | 0
CZ12 | cAVVG | Existing | Heat Rejection | 0 | 0
CZ12 | cAVVG | Existing | Humidification | 0 | 0
CZ12 | cAVVG | Existing | Heat Recovery | 0 | 0
CZ12 | cAVVG | Existing | Water Systems | 0 | 17208.77
CZ12 | cAVVG | Existing | Refrigeration | 0 | 0
CZ12 | cAVVG | Existing | Generators | 0 | 0
CZ12 | cAVVG | Existing | Total End Uses | 217015.03 | 53951.23
CZ13 | cAVVG | Existing | Heating | 0 | 30208.65
CZ13 | cAVVG | Existing | Cooling | 73466.11 | 0
CZ13 | cAVVG | Existing | Interior Lighting | 72808.06 | 0
CZ13 | cAVVG | Existing | Exterior Lighting | 0 | 0
CZ13 | cAVVG | Existing | Interior Equipment | 50302.88 | 0
CZ13 | cAVVG | Existing | Exterior Equipment | 0 | 0
CZ13 | cAVVG | Existing | Fans | 43548.44 | 0
CZ13 | cAVVG | Existing | Pumps | 2147.98 | 0
CZ13 | cAVVG | Existing | Heat Rejection | 0 | 0
CZ13 | cAVVG | Existing | Humidification | 0 | 0
CZ13 | cAVVG | Existing | Heat Recovery | 0 | 0
CZ13 | cAVVG | Existing | Water Systems | 0 | 16366.17
CZ13 | cAVVG | Existing | Refrigeration | 0 | 0
CZ13 | cAVVG | Existing | Generators | 0 | 0
CZ13 | cAVVG | Existing | Total End Uses | 242273.47 | 46574.82
CZ14 | cAVVG | Existing | Heating | 0 | 20544.26
CZ14 | cAVVG | Existing | Cooling | 90578.57 | 0
CZ14 | cAVVG | Existing | Interior Lighting | 72808.06 | 0
CZ14 | cAVVG | Existing | Exterior Lighting | 0 | 0
CZ14 | cAVVG | Existing | Interior Equipment | 50302.88 | 0
CZ14 | cAVVG | Existing | Exterior Equipment | 0 | 0
CZ14 | cAVVG | Existing | Fans | 51184.12 | 0
CZ14 | cAVVG | Existing | Pumps | 2324.82 | 0
CZ14 | cAVVG | Existing | Heat Rejection | 0 | 0
CZ14 | cAVVG | Existing | Humidification | 0 | 0
CZ14 | cAVVG | Existing | Heat Recovery | 0 | 0
CZ14 | cAVVG | Existing | Water Systems | 0 | 15641.32
CZ14 | cAVVG | Existing | Refrigeration | 0 | 0
CZ14 | cAVVG | Existing | Generators | 0 | 0
CZ14 | cAVVG | Existing | Total End Uses | 267198.45 | 36185.59
CZ15 | cAVVG | Existing | Heating | 0 | 9693.85
CZ15 | cAVVG | Existing | Cooling | 124476.97 | 0
CZ15 | cAVVG | Existing | Interior Lighting | 72808.06 | 0
CZ15 | cAVVG | Existing | Exterior Lighting | 0 | 0
CZ15 | cAVVG | Existing | Interior Equipment | 50302.88 | 0
CZ15 | cAVVG | Existing | Exterior Equipment | 0 | 0
CZ15 | cAVVG | Existing | Fans | 57468.3 | 0
CZ15 | cAVVG | Existing | Pumps | 1991.02 | 0
CZ15 | cAVVG | Existing | Heat Rejection | 0 | 0
CZ15 | cAVVG | Existing | Humidification | 0 | 0
CZ15 | cAVVG | Existing | Heat Recovery | 0 | 0
CZ15 | cAVVG | Existing | Water Systems | 0 | 14115.64
CZ15 | cAVVG | Existing | Refrigeration | 0 | 0
CZ15 | cAVVG | Existing | Generators | 0 | 0
CZ15 | cAVVG | Existing | Total End Uses | 307047.23 | 23809.49
CZ16 | cAVVG | Existing | Heating | 0 | 66260.91
CZ16 | cAVVG | Existing | Cooling | 61583.48 | 0
CZ16 | cAVVG | Existing | Interior Lighting | 72808.06 | 0
CZ16 | cAVVG | Existing | Exterior Lighting | 0 | 0
CZ16 | cAVVG | Existing | Interior Equipment | 50302.88 | 0
CZ16 | cAVVG | Existing | Exterior Equipment | 0 | 0
CZ16 | cAVVG | Existing | Fans | 45219.2 | 0
CZ16 | cAVVG | Existing | Pumps | 1717.64 | 0
CZ16 | cAVVG | Existing | Heat Rejection | 0 | 0
CZ16 | cAVVG | Existing | Humidification | 0 | 0
CZ16 | cAVVG | Existing | Heat Recovery | 0 | 0
CZ16 | cAVVG | Existing | Water Systems | 0 | 18080.39
CZ16 | cAVVG | Existing | Refrigeration | 0 | 0
CZ16 | cAVVG | Existing | Generators | 0 | 0
CZ16 | cAVVG | Existing | Total End Uses | 231631.26 | 84341.29
CZ01 | cAVVG | New Construction | Heating | 0 | 42322.02
CZ01 | cAVVG | New Construction | Cooling | 834.07 | 0
CZ01 | cAVVG | New Construction | Interior Lighting | 36688.5 | 0
CZ01 | cAVVG | New Construction | Exterior Lighting | 0 | 0
CZ01 | cAVVG | New Construction | Interior Equipment | 50302.88 | 0
CZ01 | cAVVG | New Construction | Exterior Equipment | 0 | 0
CZ01 | cAVVG | New Construction | Fans | 12413.6 | 0
CZ01 | cAVVG | New Construction | Pumps | 76.09 | 0
CZ01 | cAVVG | New Construction | Heat Rejection | 0 | 0
CZ01 | cAVVG | New Construction | Humidification | 0 | 0
CZ01 | cAVVG | New Construction | Heat Recovery | 0 | 0
CZ01 | cAVVG | New Construction | Water Systems | 0 | 19777.84
CZ01 | cAVVG | New Construction | Refrigeration | 0 | 0
CZ01 | cAVVG | New Construction | Generators | 0 | 0
CZ01 | cAVVG | New Construction | Total End Uses | 100315.14 | 62099.86
CZ02 | cAVVG | New Construction | Heating | 0 | 27529.75
CZ02 | cAVVG | New Construction | Cooling | 15763.89 | 0
CZ02 | cAVVG | New Construction | Interior Lighting | 36688.5 | 0
CZ02 | cAVVG | New Construction | Exterior Lighting | 0 | 0
CZ02 | cAVVG | New Construction | Interior Equipment | 50302.88 | 0
CZ02 | cAVVG | New Construction | Exterior Equipment | 0 | 0
CZ02 | cAVVG | New Construction | Fans | 14095.7 | 0
CZ02 | cAVVG | New Construction | Pumps | 510.56 | 0
CZ02 | cAVVG | New Construction | Heat Rejection | 0 | 0
CZ02 | cAVVG | New Construction | Humidification | 0 | 0
CZ02 | cAVVG | New Construction | Heat Recovery | 0 | 0
CZ02 | cAVVG | New Construction | Water Systems | 0 | 18339.38
CZ02 | cAVVG | New Construction | Refrigeration | 0 | 0
CZ02 | cAVVG | New Construction | Generators | 0 | 0
CZ02 | cAVVG | New Construction | Total End Uses | 117361.53 | 45869.13
CZ03 | cAVVG | New Construction | Heating | 0 | 17947.55
CZ03 | cAVVG | New Construction | Cooling | 9438.84 | 0
CZ03 | cAVVG | New Construction | Interior Lighting | 36688.5 | 0
CZ03 | cAVVG | New Construction | Exterior Lighting | 0 | 0
CZ03 | cAVVG | New Construction | Interior Equipment | 50302.88 | 0
CZ03 | cAVVG | New Construction | Exterior Equipment | 0 | 0
CZ03 | cAVVG | New Construction | Fans | 11122.82 | 0
CZ03 | cAVVG | New Construction | Pumps | 512.44 | 0
CZ03 | cAVVG | New Construction | Heat Rejection | 0 | 0
CZ03 | cAVVG | New Construction | Humidification | 0 | 0
CZ03 | cAVVG | New Construction | Heat Recovery | 0 | 0
CZ03 | cAVVG | New Construction | Water Systems | 0 | 18275.29
CZ03 | cAVVG | New Construction | Refrigeration | 0 | 0
CZ03 | cAVVG | New Construction | Generators | 0 | 0
CZ03 | cAVVG | New Construction | Total End Uses | 108065.48 | 36222.84
CZ04 | cAVVG | New Construction | Heating | 0 | 15512.09
CZ04 | cAVVG | New Construction | Cooling | 18985.24 | 0
CZ04 | cAVVG | New Construction | Interior Lighting | 36688.5 | 0
CZ04 | cAVVG | New Construction | Exterior Lighting | 0 | 0
CZ04 | cAVVG | New Construction | Interior Equipment | 50302.88 | 0
CZ04 | cAVVG | New Construction | Exterior Equipment | 0 | 0
CZ04 | cAVVG | New Construction | Fans | 14737.88 | 0
CZ04 | cAVVG | New Construction | Pumps | 580.05 | 0
CZ04 | cAVVG | New Construction | Heat Rejection | 0 | 0
CZ04 | cAVVG | New Construction | Humidification | 0 | 0
CZ04 | cAVVG | New Construction | Heat Recovery | 0 | 0
CZ04 | cAVVG | New Construction | Water Systems | 0 | 17718.63
CZ04 | cAVVG | New Construction | Refrigeration | 0 | 0
CZ04 | cAVVG | New Construction | Generators | 0 | 0
CZ04 | cAVVG | New Construction | Total End Uses | 121294.56 | 33230.71
CZ05 | cAVVG | New Construction | Heating | 0 | 14469.77
CZ05 | cAVVG | New Construction | Cooling | 11136.5 | 0
CZ05 | cAVVG | New Construction | Interior Lighting | 36688.5 | 0
CZ05 | cAVVG | New Construction | Exterior Lighting | 0 | 0
CZ05 | cAVVG | New Construction | Interior Equipment | 50302.88 | 0
CZ05 | cAVVG | New Construction | Exterior Equipment | 0 | 0
CZ05 | cAVVG | New Construction | Fans | 11276.76 | 0
CZ05 | cAVVG | New Construction | Pumps | 497.81 | 0
CZ05 | cAVVG | New Construction | Heat Rejection | 0 | 0
CZ05 | cAVVG | New Construction | Humidification | 0 | 0
CZ05 | cAVVG | New Construction | Heat Recovery | 0 | 0
CZ05 | cAVVG | New Construction | Water Systems | 0 | 18275.94
CZ05 | cAVVG | New Construction | Refrigeration | 0 | 0
CZ05 | cAVVG | New Construction | Generators | 0 | 0
CZ05 | cAVVG | New Construction | Total End Uses | 109902.45 | 32745.71
CZ06 | cAVVG | New Construction | Heating | 0 | 4865.87
CZ06 | cAVVG | New Construction | Cooling | 22065.13 | 0
CZ06 | cAVVG | New Construction | Interior Lighting | 36688.5 | 0
CZ06 | cAVVG | New Construction | Exterior Lighting | 0 | 0
CZ06 | cAVVG | New Construction | Interior Equipment | 50302.88 | 0
CZ06 | cAVVG | New Construction | Exterior Equipment | 0 | 0
CZ06 | cAVVG | New Construction | Fans | 17480.06 | 0
CZ06 | cAVVG | New Construction | Pumps | 979.14 | 0
CZ06 | cAVVG | New Construction | Heat Rejection | 0 | 0
CZ06 | cAVVG | New Construction | Humidification | 0 | 0
CZ06 | cAVVG | New Construction | Heat Recovery | 0 | 0
CZ06 | cAVVG | New Construction | Water Systems | 0 | 16995.65
CZ06 | cAVVG | New Construction | Refrigeration | 0 | 0
CZ06 | cAVVG | New Construction | Generators | 0 | 0
CZ06 | cAVVG | New Construction | Total End Uses | 127515.72 | 21861.52
CZ07 | cAVVG | New Construction | Heating | 0 | 4795.63
CZ07 | cAVVG | New Construction | Cooling | 25603 | 0
CZ07 | cAVVG | New Construction | Interior Lighting | 36688.5 | 0
CZ07 | cAVVG | New Construction | Exterior Lighting | 0 | 0
CZ07 | cAVVG | New Construction | Interior Equipment | 50302.88 | 0
CZ07 | cAVVG | New Construction | Exterior Equipment | 0 | 0
CZ07 | cAVVG | New Construction | Fans | 19898.26 | 0
CZ07 | cAVVG | New Construction | Pumps | 1099.19 | 0
CZ07 | cAVVG | New Construction | Heat Rejection | 0 | 0
CZ07 | cAVVG | New Construction | Humidification | 0 | 0
CZ07 | cAVVG | New Construction | Heat Recovery | 0 | 0
CZ07 | cAVVG | New Construction | Water Systems | 0 | 16805.3
CZ07 | cAVVG | New Construction | Refrigeration | 0 | 0
CZ07 | cAVVG | New Construction | Generators | 0 | 0
CZ07 | cAVVG | New Construction | Total End Uses | 133591.84 | 21600.94
CZ08 | cAVVG | New Construction | Heating | 0 | 7374.52
CZ08 | cAVVG | New Construction | Cooling | 29385.07 | 0
CZ08 | cAVVG | New Construction | Interior Lighting | 36688.5 | 0
CZ08 | cAVVG | New Construction | Exterior Lighting | 0 | 0
CZ08 | cAVVG | New Construction | Interior Equipment | 50302.88 | 0
CZ08 | cAVVG | New Construction | Exterior Equipment | 0 | 0
CZ08 | cAVVG | New Construction | Fans | 19288.19 | 0
CZ08 | cAVVG | New Construction | Pumps | 866.98 | 0
CZ08 | cAVVG | New Construction | Heat Rejection | 0 | 0
CZ08 | cAVVG | New Construction | Humidification | 0 | 0
CZ08 | cAVVG | New Construction | Heat Recovery | 0 | 0
CZ08 | cAVVG | New Construction | Water Systems | 0 | 16785.24
CZ08 | cAVVG | New Construction | Refrigeration | 0 | 0
CZ08 | cAVVG | New Construction | Generators | 0 | 0
CZ08 | cAVVG | New Construction | Total End Uses | 136531.62 | 24159.76
CZ09 | cAVVG | New Construction | Heating | 0 | 4983.77
CZ09 | cAVVG | New Construction | Cooling | 31836.92 | 0
CZ09 | cAVVG | New Construction | Interior Lighting | 36688.5 | 0
CZ09 | cAVVG | New Construction | Exterior Lighting | 0 | 0
CZ09 | cAVVG | New Construction | Interior Equipment | 50302.88 | 0
CZ09 | cAVVG | New Construction | Exterior Equipment | 0 | 0
CZ09 | cAVVG | New Construction | Fans | 20721.74 | 0
CZ09 | cAVVG | New Construction | Pumps | 1182.54 | 0
CZ09 | cAVVG | New Construction | Heat Rejection | 0 | 0
CZ09 | cAVVG | New Construction | Humidification | 0 | 0
CZ09 | cAVVG | New Construction | Heat Recovery | 0 | 0
CZ09 | cAVVG | New Construction | Water Systems | 0 | 16580.21
CZ09 | cAVVG | New Construction | Refrigeration | 0 | 0
CZ09 | cAVVG | New Construction | Generators | 0 | 0
CZ09 | cAVVG | New Construction | Total End Uses | 140732.57 | 21563.98
CZ10 | cAVVG | New Construction | Heating | 0 | 10094.35
CZ10 | cAVVG | New Construction | Cooling | 39833.37 | 0
CZ10 | cAVVG | New Construction | Interior Lighting | 36688.5 | 0
CZ10 | cAVVG | New Construction | Exterior Lighting | 0 | 0
CZ10 | cAVVG | New Construction | Interior Equipment | 50302.88 | 0
CZ10 | cAVVG | New Construction | Exterior Equipment | 0 | 0
CZ10 | cAVVG | New Construction | Fans | 22648.1 | 0
CZ10 | cAVVG | New Construction | Pumps | 877.23 | 0
CZ10 | cAVVG | New Construction | Heat Rejection | 0 | 0
CZ10 | cAVVG | New Construction | Humidification | 0 | 0
CZ10 | cAVVG | New Construction | Heat Recovery | 0 | 0
CZ10 | cAVVG | New Construction | Water Systems | 0 | 16466.64
CZ10 | cAVVG | New Construction | Refrigeration | 0 | 0
CZ10 | cAVVG | New Construction | Generators | 0 | 0
CZ10 | cAVVG | New Construction | Total End Uses | 150350.08 | 26560.98
CZ11 | cAVVG | New Construction | Heating | 0 | 29744.4
CZ11 | cAVVG | New Construction | Cooling | 39734.84 | 0
CZ11 | cAVVG | New Construction | Interior Lighting | 36688.5 | 0
CZ11 | cAVVG | New Construction | Exterior Lighting | 0 | 0
CZ11 | cAVVG | New Construction | Interior Equipment | 50302.88 | 0
CZ11 | cAVVG | New Construction | Exterior Equipment | 0 | 0
CZ11 | cAVVG | New Construction | Fans | 22777.46 | 0
CZ11 | cAVVG | New Construction | Pumps | 778.58 | 0
CZ11 | cAVVG | New Construction | Heat Rejection | 0 | 0
CZ11 | cAVVG | New Construction | Humidification | 0 | 0
CZ11 | cAVVG | New Construction | Heat Recovery | 0 | 0
CZ11 | cAVVG | New Construction | Water Systems | 0 | 16788.84
CZ11 | cAVVG | New Construction | Refrigeration | 0 | 0
CZ11 | cAVVG | New Construction | Generators | 0 | 0
CZ11 | cAVVG | New Construction | Total End Uses | 150282.26 | 46533.23
CZ12 | cAVVG | New Construction | Heating | 0 | 26365.24
CZ12 | cAVVG | New Construction | Cooling | 32836.53 | 0
CZ12 | cAVVG | New Construction | Interior Lighting | 36688.5 | 0
CZ12 | cAVVG | New Construction | Exterior Lighting | 0 | 0
CZ12 | cAVVG | New Construction | Interior Equipment | 50302.88 | 0
CZ12 | cAVVG | New Construction | Exterior Equipment | 0 | 0
CZ12 | cAVVG | New Construction | Fans | 19929.78 | 0
CZ12 | cAVVG | New Construction | Pumps | 764.82 | 0
CZ12 | cAVVG | New Construction | Heat Rejection | 0 | 0
CZ12 | cAVVG | New Construction | Humidification | 0 | 0
CZ12 | cAVVG | New Construction | Heat Recovery | 0 | 0
CZ12 | cAVVG | New Construction | Water Systems | 0 | 17203.42
CZ12 | cAVVG | New Construction | Refrigeration | 0 | 0
CZ12 | cAVVG | New Construction | Generators | 0 | 0
CZ12 | cAVVG | New Construction | Total End Uses | 140522.52 | 43568.66
CZ13 | cAVVG | New Construction | Heating | 0 | 23097.4
CZ13 | cAVVG | New Construction | Cooling | 43803.48 | 0
CZ13 | cAVVG | New Construction | Interior Lighting | 36688.5 | 0
CZ13 | cAVVG | New Construction | Exterior Lighting | 0 | 0
CZ13 | cAVVG | New Construction | Interior Equipment | 50302.88 | 0
CZ13 | cAVVG | New Construction | Exterior Equipment | 0 | 0
CZ13 | cAVVG | New Construction | Fans | 24106.73 | 0
CZ13 | cAVVG | New Construction | Pumps | 889.51 | 0
CZ13 | cAVVG | New Construction | Heat Rejection | 0 | 0
CZ13 | cAVVG | New Construction | Humidification | 0 | 0
CZ13 | cAVVG | New Construction | Heat Recovery | 0 | 0
CZ13 | cAVVG | New Construction | Water Systems | 0 | 16360.63
CZ13 | cAVVG | New Construction | Refrigeration | 0 | 0
CZ13 | cAVVG | New Construction | Generators | 0 | 0
CZ13 | cAVVG | New Construction | Total End Uses | 155791.1 | 39458.04
CZ14 | cAVVG | New Construction | Heating | 0 | 15040.32
CZ14 | cAVVG | New Construction | Cooling | 55782.99 | 0
CZ14 | cAVVG | New Construction | Interior Lighting | 36688.5 | 0
CZ14 | cAVVG | New Construction | Exterior Lighting | 0 | 0
CZ14 | cAVVG | New Construction | Interior Equipment | 50302.88 | 0
CZ14 | cAVVG | New Construction | Exterior Equipment | 0 | 0
CZ14 | cAVVG | New Construction | Fans | 29509.66 | 0
CZ14 | cAVVG | New Construction | Pumps | 1421.26 | 0
CZ14 | cAVVG | New Construction | Heat Rejection | 0 | 0
CZ14 | cAVVG | New Construction | Humidification | 0 | 0
CZ14 | cAVVG | New Construction | Heat Recovery | 0 | 0
CZ14 | cAVVG | New Construction | Water Systems | 0 | 15636.29
CZ14 | cAVVG | New Construction | Refrigeration | 0 | 0
CZ14 | cAVVG | New Construction | Generators | 0 | 0
CZ14 | cAVVG | New Construction | Total End Uses | 173705.3 | 30676.61
CZ15 | cAVVG | New Construction | Heating | 0 | 6908.83
CZ15 | cAVVG | New Construction | Cooling | 81093.48 | 0
CZ15 | cAVVG | New Construction | Interior Lighting | 36688.5 | 0
CZ15 | cAVVG | New Construction | Exterior Lighting | 0 | 0
CZ15 | cAVVG | New Construction | Interior Equipment | 50302.88 | 0
CZ15 | cAVVG | New Construction | Exterior Equipment | 0 | 0
CZ15 | cAVVG | New Construction | Fans | 32777.79 | 0
CZ15 | cAVVG | New Construction | Pumps | 1258.09 | 0
CZ15 | cAVVG | New Construction | Heat Rejection | 0 | 0
CZ15 | cAVVG | New Construction | Humidification | 0 | 0
CZ15 | cAVVG | New Construction | Heat Recovery | 0 | 0
CZ15 | cAVVG | New Construction | Water Systems | 0 | 14110.87
CZ15 | cAVVG | New Construction | Refrigeration | 0 | 0
CZ15 | cAVVG | New Construction | Generators | 0 | 0
CZ15 | cAVVG | New Construction | Total End Uses | 202120.74 | 21019.7
CZ16 | cAVVG | New Construction | Heating | 0 | 41735.88
CZ16 | cAVVG | New Construction | Cooling | 35988.34 | 0
CZ16 | cAVVG | New Construction | Interior Lighting | 36688.5 | 0
CZ16 | cAVVG | New Construction | Exterior Lighting | 0 | 0
CZ16 | cAVVG | New Construction | Interior Equipment | 50302.88 | 0
CZ16 | cAVVG | New Construction | Exterior Equipment | 0 | 0
CZ16 | cAVVG | New Construction | Fans | 26497.94 | 0
CZ16 | cAVVG | New Construction | Pumps | 905.08 | 0
CZ16 | cAVVG | New Construction | Heat Rejection | 0 | 0
CZ16 | cAVVG | New Construction | Humidification | 0 | 0
CZ16 | cAVVG | New Construction | Heat Recovery | 0 | 0
CZ16 | cAVVG | New Construction | Water Systems | 0 | 18075.1
CZ16 | cAVVG | New Construction | Refrigeration | 0 | 0
CZ16 | cAVVG | New Construction | Generators | 0 | 0
CZ16 | cAVVG | New Construction | Total End Uses | 150382.75 | 59810.99
CZ01 | cDXGF | Existing | Heating | 0 | 24965.53
CZ01 | cDXGF | Existing | Cooling | 913.08 | 0
CZ01 | cDXGF | Existing | Interior Lighting | 72808.06 | 0
CZ01 | cDXGF | Existing | Exterior Lighting | 0 | 0
CZ01 | cDXGF | Existing | Interior Equipment | 50302.88 | 0
CZ01 | cDXGF | Existing | Exterior Equipment | 0 | 0
CZ01 | cDXGF | Existing | Fans | 55837.2 | 0
CZ01 | cDXGF | Existing | Pumps | 0 | 0
CZ01 | cDXGF | Existing | Heat Rejection | 0 | 0
CZ01 | cDXGF | Existing | Humidification | 0 | 0
CZ01 | cDXGF | Existing | Heat Recovery | 0 | 0
CZ01 | cDXGF | Existing | Water Systems | 0 | 19783.34
CZ01 | cDXGF | Existing | Refrigeration | 0 | 0
CZ01 | cDXGF | Existing | Generators | 0 | 0
CZ01 | cDXGF | Existing | Total End Uses | 179861.22 | 44748.87
CZ02 | cDXGF | Existing | Heating | 0 | 15436.52
CZ02 | cDXGF | Existing | Cooling | 23219.16 | 0
CZ02 | cDXGF | Existing | Interior Lighting | 72808.06 | 0
CZ02 | cDXGF | Existing | Exterior Lighting | 0 | 0
CZ02 | cDXGF | Existing | Interior Equipment | 50302.88 | 0
CZ02 | cDXGF | Existing | Exterior Equipment | 0 | 0
CZ02 | cDXGF | Existing | Fans | 69552.59 | 0
CZ02 | cDXGF | Existing | Pumps | 0 | 0
CZ02 | cDXGF | Existing | Heat Rejection | 0 | 0
CZ02 | cDXGF | Existing | Humidification | 0 | 0
CZ02 | cDXGF | Existing | Heat Recovery | 0 | 0
CZ02 | cDXGF | Existing | Water Systems | 0 | 18344.82
CZ02 | cDXGF | Existing | Refrigeration | 0 | 0
CZ02 | cDXGF | Existing | Generators | 0 | 0
CZ02 | cDXGF | Existing | Total End Uses | 215882.69 | 33781.34
CZ03 | cDXGF | Existing | Heating | 0 | 8302.55
CZ03 | cDXGF | Existing | Cooling | 13186.98 | 0
CZ03 | cDXGF | Existing | Interior Lighting | 72808.06 | 0
CZ03 | cDXGF | Existing | Exterior Lighting | 0 | 0
CZ03 | cDXGF | Existing | Interior Equipment | 50302.88 | 0
CZ03 | cDXGF | Existing | Exterior Equipment | 0 | 0
CZ03 | cDXGF | Existing | Fans | 65470.8 | 0
CZ03 | cDXGF | Existing | Pumps | 0 | 0
CZ03 | cDXGF | Existing | Heat Rejection | 0 | 0
CZ03 | cDXGF | Existing | Humidification | 0 | 0
CZ03 | cDXGF | Existing | Heat Recovery | 0 | 0
CZ03 | cDXGF | Existing | Water Systems | 0 | 18280.92
CZ03 | cDXGF | Existing | Refrigeration | 0 | 0
CZ03 | cDXGF | Existing | Generators | 0 | 0
CZ03 | cDXGF | Existing | Total End Uses | 201768.73 | 26583.47
CZ04 | cDXGF | Existing | Heating | 0 | 7358.58
CZ04 | cDXGF | Existing | Cooling | 28039.93 | 0
CZ04 | cDXGF | Existing | Interior Lighting | 72808.06 | 0
CZ04 | cDXGF | Existing | Exterior Lighting | 0 | 0
CZ04 | cDXGF | Existing | Interior Equipment | 50302.88 | 0
CZ04 | cDXGF | Existing | Exterior Equipment | 0 | 0
CZ04 | cDXGF | Existing | Fans | 70364.48 | 0
CZ04 | cDXGF | Existing | Pumps | 0 | 0
CZ04 | cDXGF | Existing | Heat Rejection | 0 | 0
CZ04 | cDXGF | Existing | Humidification | 0 | 0
CZ04 | cDXGF | Existing | Heat Recovery | 0 | 0
CZ04 | cDXGF | Existing | Water Systems | 0 | 17724.16
CZ04 | cDXGF | Existing | Refrigeration | 0 | 0
CZ04 | cDXGF | Existing | Generators | 0 | 0
CZ04 | cDXGF | Existing | Total End Uses | 221515.36 | 25082.74
CZ05 | cDXGF | Existing | Heating | 0 | 7498.94
CZ05 | cDXGF | Existing | Cooling | 17805.66 | 0
CZ05 | cDXGF | Existing | Interior Lighting | 72808.06 | 0
CZ05 | cDXGF | Existing | Exterior Lighting | 0 | 0
CZ05 | cDXGF | Existing | Interior Equipment | 50302.88 | 0
CZ05 | cDXGF | Existing | Exterior Equipment | 0 | 0
CZ05 | cDXGF | Existing | Fans | 64995.63 | 0
CZ05 | cDXGF | Existing | Pumps | 0 | 0
CZ05 | cDXGF | Existing | Heat Rejection | 0 | 0
CZ05 | cDXGF | Existing | Humidification | 0 | 0
CZ05 | cDXGF | Existing | Heat Recovery | 0 | 0
CZ05 | cDXGF | Existing | Water Systems | 0 | 18281.17
CZ05 | cDXGF | Existing | Refrigeration | 0 | 0
CZ05 | cDXGF | Existing | Generators | 0 | 0
CZ05 | cDXGF | Existing | Total End Uses | 205912.24 | 25780.11
CZ06 | cDXGF | Existing | Heating | 0 | 1355.98
CZ06 | cDXGF | Existing | Cooling | 29685.25 | 0
CZ06 | cDXGF | Existing | Interior Lighting | 72808.06 | 0
CZ06 | cDXGF | Existing | Exterior Lighting | 0 | 0
CZ06 | cDXGF | Existing | Interior Equipment | 50302.88 | 0
CZ06 | cDXGF | Existing | Exterior Equipment | 0 | 0
CZ06 | cDXGF | Existing | Fans | 67010.89 | 0
CZ06 | cDXGF | Existing | Pumps | 0 | 0
CZ06 | cDXGF | Existing | Heat Rejection | 0 | 0
CZ06 | cDXGF | Existing | Humidification | 0 | 0
CZ06 | cDXGF | Existing | Heat Recovery | 0 | 0
CZ06 | cDXGF | Existing | Water Systems | 0 | 17001.18
CZ06 | cDXGF | Existing | Refrigeration | 0 | 0
CZ06 | cDXGF | Existing | Generators | 0 | 0
CZ06 | cDXGF | Existing | Total End Uses | 219807.08 | 18357.16
CZ07 | cDXGF | Existing | Heating | 0 | 1127.19
CZ07 | cDXGF | Existing | Cooling | 32854.98 | 0
CZ07 | cDXGF | Existing | Interior Lighting | 72808.06 | 0
CZ07 | cDXGF | Existing | Exterior Lighting | 0 | 0
CZ07 | cDXGF | Existing | Interior Equipment | 50302.88 | 0
CZ07 | cDXGF | Existing | Exterior Equipment | 0 | 0
CZ07 | cDXGF | Existing | Fans | 65674.06 | 0
CZ07 | cDXGF | Existing | Pumps | 0 | 0
CZ07 | cDXGF | Existing | Heat Rejection | 0 | 0
CZ07 | cDXGF | Existing | Humidification | 0 | 0
CZ07 | cDXGF | Existing | Heat Recovery | 0 | 0
CZ07 | cDXGF | Existing | Water Systems | 0 | 16810.84
CZ07 | cDXGF | Existing | Refrigeration | 0 | 0
CZ07 | cDXGF | Existing | Generators | 0 | 0
CZ07 | cDXGF | Existing | Total End Uses | 221639.98 | 17938.03
CZ08 | cDXGF | Existing | Heating | 0 | 2290.73
CZ08 | cDXGF | Existing | Cooling | 39309.41 | 0
CZ08 | cDXGF | Existing | Interior Lighting | 72808.06 | 0
CZ08 | cDXGF | Existing | Exterior Lighting | 0 | 0
CZ08 | cDXGF | Existing | Interior Equipment | 50302.88 | 0
CZ08 | cDXGF | Existing | Exterior Equipment | 0 | 0
CZ08 | cDXGF | Existing | Fans | 70646.98 | 0
CZ08 | cDXGF | Existing | Pumps | 0 | 0
CZ08 | cDXGF | Existing | Heat Rejection | 0 | 0
CZ08 | cDXGF | Existing | Humidification | 0 | 0
CZ08 | cDXGF | Existing | Heat Recovery | 0 | 0
CZ08 | cDXGF | Existing | Water Systems | 0 | 16789.89
CZ08 | cDXGF | Existing | Refrigeration | 0 | 0
CZ08 | cDXGF | Existing | Generators | 0 | 0
CZ08 | cDXGF | Existing | Total End Uses | 233067.33 | 19080.62
CZ09 | cDXGF | Existing | Heating | 0 | 1681.38
CZ09 | cDXGF | Existing | Cooling | 45444.43 | 0
CZ09 | cDXGF | Existing | Interior Lighting | 72808.06 | 0
CZ09 | cDXGF | Existing | Exterior Lighting | 0 | 0
CZ09 | cDXGF | Existing | Interior Equipment | 50302.88 | 0
CZ09 | cDXGF | Existing | Exterior Equipment | 0 | 0
CZ09 | cDXGF | Existing | Fans | 75043.77 | 0
CZ09 | cDXGF | Existing | Pumps | 0 | 0
CZ09 | cDXGF | Existing | Heat Rejection | 0 | 0
CZ09 | cDXGF | Existing | Humidification | 0 | 0
CZ09 | cDXGF | Existing | Heat Recovery | 0 | 0
CZ09 | cDXGF | Existing | Water Systems | 0 | 16585.48
CZ09 | cDXGF | Existing | Refrigeration | 0 | 0
CZ09 | cDXGF | Existing | Generators | 0 | 0
CZ09 | cDXGF | Existing | Total End Uses | 243599.15 | 18266.86
CZ10 | cDXGF | Existing | Heating | 0 | 4242.29
CZ10 | cDXGF | Existing | Cooling | 52292.96 | 0
CZ10 | cDXGF | Existing | Interior Lighting | 72808.06 | 0
CZ10 | cDXGF | Existing | Exterior Lighting | 0 | 0
CZ10 | cDXGF | Existing | Interior Equipment | 50302.88 | 0
CZ10 | cDXGF | Existing | Exterior Equipment | 0 | 0
CZ10 | cDXGF | Existing | Fans | 71896.65 | 0
CZ10 | cDXGF | Existing | Pumps | 0 | 0
CZ10 | cDXGF | Existing | Heat Rejection | 0 | 0
CZ10 | cDXGF | Existing | Humidification | 0 | 0
CZ10 | cDXGF | Existing | Heat Recovery | 0 | 0
CZ10 | cDXGF | Existing | Water Systems | 0 | 16471.11
CZ10 | cDXGF | Existing | Refrigeration | 0 | 0
CZ10 | cDXGF | Existing | Generators | 0 | 0
CZ10 | cDXGF | Existing | Total End Uses | 247300.55 | 20713.4
CZ11 | cDXGF | Existing | Heating | 0 | 14714.34
CZ11 | cDXGF | Existing | Cooling | 55294.24 | 0
CZ11 | cDXGF | Existing | Interior Lighting | 72808.06 | 0
CZ11 | cDXGF | Existing | Exterior Lighting | 0 | 0
CZ11 | cDXGF | Existing | Interior Equipment | 50302.88 | 0
CZ11 | cDXGF | Existing | Exterior Equipment | 0 | 0
CZ11 | cDXGF | Existing | Fans | 79456.43 | 0
CZ11 | cDXGF | Existing | Pumps | 0 | 0
CZ11 | cDXGF | Existing | Heat Rejection | 0 | 0
CZ11 | cDXGF | Existing | Humidification | 0 | 0
CZ11 | cDXGF | Existing | Heat Recovery | 0 | 0
CZ11 | cDXGF | Existing | Water Systems | 0 | 16794.46
CZ11 | cDXGF | Existing | Refrigeration | 0 | 0
CZ11 | cDXGF | Existing | Generators | 0 | 0
CZ11 | cDXGF | Existing | Total End Uses | 257861.61 | 31508.8
CZ12 | cDXGF | Existing | Heating | 0 | 13753.72
CZ12 | cDXGF | Existing | Cooling | 46260.03 | 0
CZ12 | cDXGF | Existing | Interior Lighting | 72808.06 | 0
CZ12 | cDXGF | Existing | Exterior Lighting | 0 | 0
CZ12 | cDXGF | Existing | Interior Equipment | 50302.88 | 0
CZ12 | cDXGF | Existing | Exterior Equipment | 0 | 0
CZ12 | cDXGF | Existing | Fans | 73024.6 | 0
CZ12 | cDXGF | Existing | Pumps | 0 | 0
CZ12 | cDXGF | Existing | Heat Rejection | 0 | 0
CZ12 | cDXGF | Existing | Humidification | 0 | 0
CZ12 | cDXGF | Existing | Heat Recovery | 0 | 0
CZ12 | cDXGF | Existing | Water Systems | 0 | 17208.77
CZ12 | cDXGF | Existing | Refrigeration | 0 | 0
CZ12 | cDXGF | Existing | Generators | 0 | 0
CZ12 | cDXGF | Existing | Total End Uses | 242395.57 | 30962.49
CZ13 | cDXGF | Existing | Heating | 0 | 10019.53
CZ13 | cDXGF | Existing | Cooling | 61055.8 | 0
CZ13 | cDXGF | Existing | Interior Lighting | 72808.06 | 0
CZ13 | cDXGF | Existing | Exterior Lighting | 0 | 0
CZ13 | cDXGF | Existing | Interior Equipment | 50302.88 | 0
CZ13 | cDXGF | Existing | Exterior Equipment | 0 | 0
CZ13 | cDXGF | Existing | Fans | 77408.37 | 0
CZ13 | cDXGF | Existing | Pumps | 0 | 0
CZ13 | cDXGF | Existing | Heat Rejection | 0 | 0
CZ13 | cDXGF | Existing | Humidification | 0 | 0
CZ13 | cDXGF | Existing | Heat Recovery | 0 | 0
CZ13 | cDXGF | Existing | Water Systems | 0 | 16366.07
CZ13 | cDXGF | Existing | Refrigeration | 0 | 0
CZ13 | cDXGF | Existing | Generators | 0 | 0
CZ13 | cDXGF | Existing | Total End Uses | 261575.12 | 26385.6
CZ14 | cDXGF | Existing | Heating | 0 | 5859.47
CZ14 | cDXGF | Existing | Cooling | 76178.26 | 0
CZ14 | cDXGF | Existing | Interior Lighting | 72808.06 | 0
CZ14 | cDXGF | Existing | Exterior Lighting | 0 | 0
CZ14 | cDXGF | Existing | Interior Equipment | 50302.88 | 0
CZ14 | cDXGF | Existing | Exterior Equipment | 0 | 0
CZ14 | cDXGF | Existing | Fans | 85669.98 | 0
CZ14 | cDXGF | Existing | Pumps | 0 | 0
CZ14 | cDXGF | Existing | Heat Rejection | 0 | 0
CZ14 | cDXGF | Existing | Humidification | 0 | 0
CZ14 | cDXGF | Existing | Heat Recovery | 0 | 0
CZ14 | cDXGF | Existing | Water Systems | 0 | 15641.18
CZ14 | cDXGF | Existing | Refrigeration | 0 | 0
CZ14 | cDXGF | Existing | Generators | 0 | 0
CZ14 | cDXGF | Existing | Total End Uses | 284959.19 | 21500.65
CZ15 | cDXGF | Existing | Heating | 0 | 1421.15
CZ15 | cDXGF | Existing | Cooling | 103204.91 | 0
CZ15 | cDXGF | Existing | Interior Lighting | 72808.06 | 0
CZ15 | cDXGF | Existing | Exterior Lighting | 0 | 0
CZ15 | cDXGF | Existing | Interior Equipment | 50302.88 | 0
CZ15 | cDXGF | Existing | Exterior Equipment | 0 | 0
CZ15 | cDXGF | Existing | Fans | 82475.39 | 0
CZ15 | cDXGF | Existing | Pumps | 0 | 0
CZ15 | cDXGF | Existing | Heat Rejection | 0 | 0
CZ15 | cDXGF | Existing | Humidification | 0 | 0
CZ15 | cDXGF | Existing | Heat Recovery | 0 | 0
CZ15 | cDXGF | Existing | Water Systems | 0 | 14115.6
CZ15 | cDXGF | Existing | Refrigeration | 0 | 0
CZ15 | cDXGF | Existing | Generators | 0 | 0
CZ15 | cDXGF | Existing | Total End Uses | 308791.24 | 15536.75
CZ16 | cDXGF | Existing | Heating | 0 | 22786.99
CZ16 | cDXGF | Existing | Cooling | 50489.81 | 0
CZ16 | cDXGF | Existing | Interior Lighting | 72808.06 | 0
CZ16 | cDXGF | Existing | Exterior Lighting | 0 | 0
CZ16 | cDXGF | Existing | Interior Equipment | 50302.88 | 0
CZ16 | cDXGF | Existing | Exterior Equipment | 0 | 0
CZ16 | cDXGF | Existing | Fans | 85751.65 | 0
CZ16 | cDXGF | Existing | Pumps | 0 | 0
CZ16 | cDXGF | Existing | Heat Rejection | 0 | 0
CZ16 | cDXGF | Existing | Humidification | 0 | 0
CZ16 | cDXGF | Existing | Heat Recovery | 0 | 0
CZ16 | cDXGF | Existing | Water Systems | 0 | 18080.13
CZ16 | cDXGF | Existing | Refrigeration | 0 | 0
CZ16 | cDXGF | Existing | Generators | 0 | 0
CZ16 | cDXGF | Existing | Total End Uses | 259352.39 | 40867.12
CZ01 | cDXGF | New Construction | Heating | 0 | 26362.07
CZ01 | cDXGF | New Construction | Cooling | 436.52 | 0
CZ01 | cDXGF | New Construction | Interior Lighting | 36688.5 | 0
CZ01 | cDXGF | New Construction | Exterior Lighting | 0 | 0
CZ01 | cDXGF | New Construction | Interior Equipment | 50302.88 | 0
CZ01 | cDXGF | New Construction | Exterior Equipment | 0 | 0
CZ01 | cDXGF | New Construction | Fans | 29999.28 | 0
CZ01 | cDXGF | New Construction | Pumps | 0 | 0
CZ01 | cDXGF | New Construction | Heat Rejection | 0 | 0
CZ01 | cDXGF | New Construction | Humidification | 0 | 0
CZ01 | cDXGF | New Construction | Heat Recovery | 0 | 0
CZ01 | cDXGF | New Construction | Water Systems | 0 | 19777.84
CZ01 | cDXGF | New Construction | Refrigeration | 0 | 0
CZ01 | cDXGF | New Construction | Generators | 0 | 0
CZ01 | cDXGF | New Construction | Total End Uses | 117427.18 | 46139.91
CZ02 | cDXGF | New Construction | Heating | 0 | 15130.88
CZ02 | cDXGF | New Construction | Cooling | 12576.12 | 0
CZ02 | cDXGF | New Construction | Interior Lighting | 36688.5 | 0
CZ02 | cDXGF | New Construction | Exterior Lighting | 0 | 0
CZ02 | cDXGF | New Construction | Interior Equipment | 50302.88 | 0
CZ02 | cDXGF | New Construction | Exterior Equipment | 0 | 0
CZ02 | cDXGF | New Construction | Fans | 36501.87 | 0
CZ02 | cDXGF | New Construction | Pumps | 0 | 0
CZ02 | cDXGF | New Construction | Heat Rejection | 0 | 0
CZ02 | cDXGF | New Construction | Humidification | 0 | 0
CZ02 | cDXGF | New Construction | Heat Recovery | 0 | 0
CZ02 | cDXGF | New Construction | Water Systems | 0 | 18339.08
CZ02 | cDXGF | New Construction | Refrigeration | 0 | 0
CZ02 | cDXGF | New Construction | Generators | 0 | 0
CZ02 | cDXGF | New Construction | Total End Uses | 136069.37 | 33469.97
CZ03 | cDXGF | New Construction | Heating | 0 | 8757.07
CZ03 | cDXGF | New Construction | Cooling | 6704.18 | 0
CZ03 | cDXGF | New Construction | Interior Lighting | 36688.5 | 0
CZ03 | cDXGF | New Construction | Exterior Lighting | 0 | 0
CZ03 | cDXGF | New Construction | Interior Equipment | 50302.88 | 0
CZ03 | cDXGF | New Construction | Exterior Equipment | 0 | 0
CZ03 | cDXGF | New Construction | Fans | 35227.36 | 0
CZ03 | cDXGF | New Construction | Pumps | 0 | 0
CZ03 | cDXGF | New Construction | Heat Rejection | 0 | 0
CZ03 | cDXGF | New Construction | Humidification | 0 | 0
CZ03 | cDXGF | New Construction | Heat Recovery | 0 | 0
CZ03 | cDXGF | New Construction | Water Systems | 0 | 18275.02
CZ03 | cDXGF | New Construction | Refrigeration | 0 | 0
CZ03 | cDXGF | New Construction | Generators | 0 | 0
CZ03 | cDXGF | New Construction | Total End Uses | 128922.92 | 27032.09
CZ04 | cDXGF | New Construction | Heating | 0 | 7215.31
CZ04 | cDXGF | New Construction | Cooling | 15275.58 | 0
CZ04 | cDXGF | New Construction | Interior Lighting | 36688.5 | 0
CZ04 | cDXGF | New Construction | Exterior Lighting | 0 | 0
CZ04 | cDXGF | New Construction | Interior Equipment | 50302.88 | 0
CZ04 | cDXGF | New Construction | Exterior Equipment | 0 | 0
CZ04 | cDXGF | New Construction | Fans | 37281.73 | 0
CZ04 | cDXGF | New Construction | Pumps | 0 | 0
CZ04 | cDXGF | New Construction | Heat Rejection | 0 | 0
CZ04 | cDXGF | New Construction | Humidification | 0 | 0
CZ04 | cDXGF | New Construction | Heat Recovery | 0 | 0
CZ04 | cDXGF | New Construction | Water Systems | 0 | 17718.27
CZ04 | cDXGF | New Construction | Refrigeration | 0 | 0
CZ04 | cDXGF | New Construction | Generators | 0 | 0
CZ04 | cDXGF | New Construction | Total End Uses | 139548.69 | 24933.58
CZ05 | cDXGF | New Construction | Heating | 0 | 7029.47
CZ05 | cDXGF | New Construction | Cooling | 8757.31 | 0
CZ05 | cDXGF | New Construction | Interior Lighting | 36688.5 | 0
CZ05 | cDXGF | New Construction | Exterior Lighting | 0 | 0
CZ05 | cDXGF | New Construction | Interior Equipment | 50302.88 | 0
CZ05 | cDXGF | New Construction | Exterior Equipment | 0 | 0
CZ05 | cDXGF | New Construction | Fans | 34362.07 | 0
CZ05 | cDXGF | New Construction | Pumps | 0 | 0
CZ05 | cDXGF | New Construction | Heat Rejection | 0 | 0
CZ05 | cDXGF | New Construction | Humidification | 0 | 0
CZ05 | cDXGF | New Construction | Heat Recovery | 0 | 0
CZ05 | cDXGF | New Construction | Water Systems | 0 | 18275.74
CZ05 | cDXGF | New Construction | Refrigeration | 0 | 0
CZ05 | cDXGF | New Construction | Generators | 0 | 0
CZ05 | cDXGF | New Construction | Total End Uses | 130110.76 | 25305.2
CZ06 | cDXGF | New Construction | Heating | 0 | 1420.23
CZ06 | cDXGF | New Construction | Cooling | 16657.8 | 0
CZ06 | cDXGF | New Construction | Interior Lighting | 36688.5 | 0
CZ06 | cDXGF | New Construction | Exterior Lighting | 0 | 0
CZ06 | cDXGF | New Construction | Interior Equipment | 50302.88 | 0
CZ06 | cDXGF | New Construction | Exterior Equipment | 0 | 0
CZ06 | cDXGF | New Construction | Fans | 38186.69 | 0
CZ06 | cDXGF | New Construction | Pumps | 0 | 0
CZ06 | cDXGF | New Construction | Heat Rejection | 0 | 0
CZ06 | cDXGF | New Construction | Humidification | 0 | 0
CZ06 | cDXGF | New Construction | Heat Recovery | 0 | 0
CZ06 | cDXGF | New Construction | Water Systems | 0 | 16995.25
CZ06 | cDXGF | New Construction | Refrigeration | 0 | 0
CZ06 | cDXGF | New Construction | Generators | 0 | 0
CZ06 | cDXGF | New Construction | Total End Uses | 141835.87 | 18415.48
CZ07 | cDXGF | New Construction | Heating | 0 | 1245.68
CZ07 | cDXGF | New Construction | Cooling | 18839.79 | 0
CZ07 | cDXGF | New Construction | Interior Lighting | 36688.5 | 0
CZ07 | cDXGF | New Construction | Exterior Lighting | 0 | 0
CZ07 | cDXGF | New Construction | Interior Equipment | 50302.88 | 0
CZ07 | cDXGF | New Construction | Exterior Equipment | 0 | 0
CZ07 | cDXGF | New Construction | Fans | 37848.13 | 0
CZ07 | cDXGF | New Construction | Pumps | 0 | 0
CZ07 | cDXGF | New Construction | Heat Rejection | 0 | 0
CZ07 | cDXGF | New Construction | Humidification | 0 | 0
CZ07 | cDXGF | New Construction | Heat Recovery | 0 | 0
CZ07 | cDXGF | New Construction | Water Systems | 0 | 16804.87
CZ07 | cDXGF | New Construction | Refrigeration | 0 | 0
CZ07 | cDXGF | New Construction | Generators | 0 | 0
CZ07 | cDXGF | New Construction | Total End Uses | 143679.3 | 18050.55
CZ08 | cDXGF | New Construction | Heating | 0 | 2330.99
CZ08 | cDXGF | New Construction | Cooling | 22661.75 | 0
CZ08 | cDXGF | New Construction | Interior Lighting | 36688.5 | 0
CZ08 | cDXGF | New Construction | Exterior Lighting | 0 | 0
CZ08 | cDXGF | New Construction | Interior Equipment | 50302.88 | 0
CZ08 | cDXGF | New Construction | Exterior Equipment | 0 | 0
CZ08 | cDXGF | New Construction | Fans | 39921.62 | 0
CZ08 | cDXGF | New Construction | Pumps | 0 | 0
CZ08 | cDXGF | New Construction | Heat Rejection | 0 | 0
CZ08 | cDXGF | New Construction | Humidification | 0 | 0
CZ08 | cDXGF | New Construction | Heat Recovery | 0 | 0
CZ08 | cDXGF | New Construction | Water Systems | 0 | 16784.59
CZ08 | cDXGF | New Construction | Refrigeration | 0 | 0
CZ08 | cDXGF | New Construction | Generators | 0 | 0
CZ08 | cDXGF | New Construction | Total End Uses | 149574.76 | 19115.58
CZ09 | cDXGF | New Construction | Heating | 0 | 1406.84
CZ09 | cDXGF | New Construction | Cooling | 24078.26 | 0
CZ09 | cDXGF | New Construction | Interior Lighting | 36688.5 | 0
CZ09 | cDXGF | New Construction | Exterior Lighting | 0 | 0
CZ09 | cDXGF | New Construction | Interior Equipment | 50302.88 | 0
CZ09 | cDXGF | New Construction | Exterior Equipment | 0 | 0
CZ09 | cDXGF | New Construction | Fans | 38184.87 | 0
CZ09 | cDXGF | New Construction | Pumps | 0 | 0
CZ09 | cDXGF | New Construction | Heat Rejection | 0 | 0
CZ09 | cDXGF | New Construction | Humidification | 0 | 0
CZ09 | cDXGF | New Construction | Heat Recovery | 0 | 0
CZ09 | cDXGF | New Construction | Water Systems | 0 | 16579.72
CZ09 | cDXGF | New Construction | Refrigeration | 0 | 0
CZ09 | cDXGF | New Construction | Generators | 0 | 0
CZ09 | cDXGF | New Construction | Total End Uses | 149254.52 | 17986.56
CZ10 | cDXGF | New Construction | Heating | 0 | 3919.21
CZ10 | cDXGF | New Construction | Cooling | 32232.5 | 0
CZ10 | cDXGF | New Construction | Interior Lighting | 36688.5 | 0
CZ10 | cDXGF | New Construction | Exterior Lighting | 0 | 0
CZ10 | cDXGF | New Construction | Interior Equipment | 50302.88 | 0
CZ10 | cDXGF | New Construction | Exterior Equipment | 0 | 0
CZ10 | cDXGF | New Construction | Fans | 41308 | 0
CZ10 | cDXGF | New Construction | Pumps | 0 | 0
CZ10 | cDXGF | New Construction | Heat Rejection | 0 | 0
CZ10 | cDXGF | New Construction | Humidification | 0 | 0
CZ10 | cDXGF | New Construction | Heat Recovery | 0 | 0
CZ10 | cDXGF | New Construction | Water Systems | 0 | 16465.74
CZ10 | cDXGF | New Construction | Refrigeration | 0 | 0
CZ10 | cDXGF | New Construction | Generators | 0 | 0
CZ10 | cDXGF | New Construction | Total End Uses | 160531.88 | 20384.95
CZ11 | cDXGF | New Construction | Heating | 0 | 15453.27
CZ11 | cDXGF | New Construction | Cooling | 32656.9 | 0
CZ11 | cDXGF | New Construction | Interior Lighting | 36688.5 | 0
CZ11 | cDXGF | New Construction | Exterior Lighting | 0 | 0
CZ11 | cDXGF | New Construction | Interior Equipment | 50302.88 | 0
CZ11 | cDXGF | New Construction | Exterior Equipment | 0 | 0
CZ11 | cDXGF | New Construction | Fans | 41846.53 | 0
CZ11 | cDXGF | New Construction | Pumps | 0 | 0
CZ11 | cDXGF | New Construction | Heat Rejection | 0 | 0
CZ11 | cDXGF | New Construction | Humidification | 0 | 0
CZ11 | cDXGF | New Construction | Heat Recovery | 0 | 0
CZ11 | cDXGF | New Construction | Water Systems | 0 | 16788.41
CZ11 | cDXGF | New Construction | Refrigeration | 0 | 0
CZ11 | cDXGF | New Construction | Generators | 0 | 0
CZ11 | cDXGF | New Construction | Total End Uses | 161494.81 | 32241.68
CZ12 | cDXGF | New Construction | Heating | 0 | 14542.42
CZ12 | cDXGF | New Construction | Cooling | 26804.97 | 0
CZ12 | cDXGF | New Construction | Interior Lighting | 36688.5 | 0
CZ12 | cDXGF | New Construction | Exterior Lighting | 0 | 0
CZ12 | cDXGF | New Construction | Interior Equipment | 50302.88 | 0
CZ12 | cDXGF | New Construction | Exterior Equipment | 0 | 0
CZ12 | cDXGF | New Construction | Fans | 39098.41 | 0
CZ12 | cDXGF | New Construction | Pumps | 0 | 0
CZ12 | cDXGF | New Construction | Heat Rejection | 0 | 0
CZ12 | cDXGF | New Construction | Humidification | 0 | 0
CZ12 | cDXGF | New Construction | Heat Recovery | 0 | 0
CZ12 | cDXGF | New Construction | Water Systems | 0 | 17203.05
CZ12 | cDXGF | New Construction | Refrigeration | 0 | 0
CZ12 | cDXGF | New Construction | Generators | 0 | 0
CZ12 | cDXGF | New Construction | Total End Uses | 152894.77 | 31745.46
CZ13 | cDXGF | New Construction | Heating | 0 | 11772.79
CZ13 | cDXGF | New Construction | Cooling | 36243.42 | 0
CZ13 | cDXGF | New Construction | Interior Lighting | 36688.5 | 0
CZ13 | cDXGF | New Construction | Exterior Lighting | 0 | 0
CZ13 | cDXGF | New Construction | Interior Equipment | 50302.88 | 0
CZ13 | cDXGF | New Construction | Exterior Equipment | 0 | 0
CZ13 | cDXGF | New Construction | Fans | 41517.35 | 0
CZ13 | cDXGF | New Construction | Pumps | 0 | 0
CZ13 | cDXGF | New Construction | Heat Rejection | 0 | 0
CZ13 | cDXGF | New Construction | Humidification | 0 | 0
CZ13 | cDXGF | New Construction | Heat Recovery | 0 | 0
CZ13 | cDXGF | New Construction | Water Systems | 0 | 16360.05
CZ13 | cDXGF | New Construction | Refrigeration | 0 | 0
CZ13 | cDXGF | New Construction | Generators | 0 | 0
CZ13 | cDXGF | New Construction | Total End Uses | 164752.14 | 28132.84
CZ14 | cDXGF | New Construction | Heating | 0 | 6086.18
CZ14 | cDXGF | New Construction | Cooling | 46631.33 | 0
CZ14 | cDXGF | New Construction | Interior Lighting | 36688.5 | 0
CZ14 | cDXGF | New Construction | Exterior Lighting | 0 | 0
CZ14 | cDXGF | New Construction | Interior Equipment | 50302.88 | 0
CZ14 | cDXGF | New Construction | Exterior Equipment | 0 | 0
CZ14 | cDXGF | New Construction | Fans | 46036.08 | 0
CZ14 | cDXGF | New Construction | Pumps | 0 | 0
CZ14 | cDXGF | New Construction | Heat Rejection | 0 | 0
CZ14 | cDXGF | New Construction | Humidification | 0 | 0
CZ14 | cDXGF | New Construction | Heat Recovery | 0 | 0
CZ14 | cDXGF | New Construction | Water Systems | 0 | 15635.72
CZ14 | cDXGF | New Construction | Refrigeration | 0 | 0
CZ14 | cDXGF | New Construction | Generators | 0 | 0
CZ14 | cDXGF | New Construction | Total End Uses | 179658.8 | 21721.9
CZ15 | cDXGF | New Construction | Heating | 0 | 1406.63
CZ15 | cDXGF | New Construction | Cooling | 65646.48 | 0
CZ15 | cDXGF | New Construction | Interior Lighting | 36688.5 | 0
CZ15 | cDXGF | New Construction | Exterior Lighting | 0 | 0
CZ15 | cDXGF | New Construction | Interior Equipment | 50302.88 | 0
CZ15 | cDXGF | New Construction | Exterior Equipment | 0 | 0
CZ15 | cDXGF | New Construction | Fans | 44656.1 | 0
CZ15 | cDXGF | New Construction | Pumps | 0 | 0
CZ15 | cDXGF | New Construction | Heat Rejection | 0 | 0
CZ15 | cDXGF | New Construction | Humidification | 0 | 0
CZ15 | cDXGF | New Construction | Heat Recovery | 0 | 0
CZ15 | cDXGF | New Construction | Water Systems | 0 | 14110.09
CZ15 | cDXGF | New Construction | Refrigeration | 0 | 0
CZ15 | cDXGF | New Construction | Generators | 0 | 0
CZ15 | cDXGF | New Construction | Total End Uses | 197293.96 | 15516.72
CZ16 | cDXGF | New Construction | Heating | 0 | 23545.34
CZ16 | cDXGF | New Construction | Cooling | 30845.53 | 0
CZ16 | cDXGF | New Construction | Interior Lighting | 36688.5 | 0
CZ16 | cDXGF | New Construction | Exterior Lighting | 0 | 0
CZ16 | cDXGF | New Construction | Interior Equipment | 50302.88 | 0
CZ16 | cDXGF | New Construction | Exterior Equipment | 0 | 0
CZ16 | cDXGF | New Construction | Fans | 46776.79 | 0
CZ16 | cDXGF | New Construction | Pumps | 0 | 0
CZ16 | cDXGF | New Construction | Heat Rejection | 0 | 0
CZ16 | cDXGF | New Construction | Humidification | 0 | 0
CZ16 | cDXGF | New Construction | Heat Recovery | 0 | 0
CZ16 | cDXGF | New Construction | Water Systems | 0 | 18074.81
CZ16 | cDXGF | New Construction | Refrigeration | 0 | 0
CZ16 | cDXGF | New Construction | Generators | 0 | 0
CZ16 | cDXGF | New Construction | Total End Uses | 164613.71 | 41620.15
CZ01 | cDXHP | Existing | Heating | 6269.07 | 0
CZ01 | cDXHP | Existing | Cooling | 746.94 | 0
CZ01 | cDXHP | Existing | Interior Lighting | 72808.06 | 0
CZ01 | cDXHP | Existing | Exterior Lighting | 0 | 0
CZ01 | cDXHP | Existing | Interior Equipment | 50302.88 | 0
CZ01 | cDXHP | Existing | Exterior Equipment | 0 | 0
CZ01 | cDXHP | Existing | Fans | 55837.2 | 0
CZ01 | cDXHP | Existing | Pumps | 0 | 0
CZ01 | cDXHP | Existing | Heat Rejection | 0 | 0
CZ01 | cDXHP | Existing | Humidification | 0 | 0
CZ01 | cDXHP | Existing | Heat Recovery | 0 | 0
CZ01 | cDXHP | Existing | Water Systems | 0 | 19783.34
CZ01 | cDXHP | Existing | Refrigeration | 0 | 0
CZ01 | cDXHP | Existing | Generators | 0 | 0
CZ01 | cDXHP | Existing | Total End Uses | 185964.15 | 19783.34
CZ02 | cDXHP | Existing | Heating | 4541.16 | 0
CZ02 | cDXHP | Existing | Cooling | 22924.39 | 0
CZ02 | cDXHP | Existing | Interior Lighting | 72808.06 | 0
CZ02 | cDXHP | Existing | Exterior Lighting | 0 | 0
CZ02 | cDXHP | Existing | Interior Equipment | 50302.88 | 0
CZ02 | cDXHP | Existing | Exterior Equipment | 0 | 0
CZ02 | cDXHP | Existing | Fans | 69552.33 | 0
CZ02 | cDXHP | Existing | Pumps | 0 | 0
CZ02 | cDXHP | Existing | Heat Rejection | 0 | 0
CZ02 | cDXHP | Existing | Humidification | 0 | 0
CZ02 | cDXHP | Existing | Heat Recovery | 0 | 0
CZ02 | cDXHP | Existing | Water Systems | 0 | 18344.82
CZ02 | cDXHP | Existing | Refrigeration | 0 | 0
CZ02 | cDXHP | Existing | Generators | 0 | 0
CZ02 | cDXHP | Existing | Total End Uses | 220128.83 | 18344.82
CZ03 | cDXHP | Existing | Heating | 2157.16 | 0
CZ03 | cDXHP | Existing | Cooling | 12993.37 | 0
CZ03 | cDXHP | Existing | Interior Lighting | 72808.06 | 0
CZ03 | cDXHP | Existing | Exterior Lighting | 0 | 0
CZ03 | cDXHP | Existing | Interior Equipment | 50302.88 | 0
CZ03 | cDXHP | Existing | Exterior Equipment | 0 | 0
CZ03 | cDXHP | Existing | Fans | 65470.92 | 0
CZ03 | cDXHP | Existing | Pumps | 0 | 0
CZ03 | cDXHP | Existing | Heat Rejection | 0 | 0
CZ03 | cDXHP | Existing | Humidification | 0 | 0
CZ03 | cDXHP | Existing | Heat Recovery | 0 | 0
CZ03 | cDXHP | Existing | Water Systems | 0 | 18280.92
CZ03 | cDXHP | Existing | Refrigeration | 0 | 0
CZ03 | cDXHP | Existing | Generators | 0 | 0
CZ03 | cDXHP | Existing | Total End Uses | 203732.39 | 18280.92
CZ04 | cDXHP | Existing | Heating | 1939.04 | 0
CZ04 | cDXHP | Existing | Cooling | 27974.62 | 0
CZ04 | cDXHP | Existing | Interior Lighting | 72808.06 | 0
CZ04 | cDXHP | Existing | Exterior Lighting | 0 | 0
CZ04 | cDXHP | Existing | Interior Equipment | 50302.88 | 0
CZ04 | cDXHP | Existing | Exterior Equipment | 0 | 0
CZ04 | cDXHP | Existing | Fans | 70364.48 | 0
CZ04 | cDXHP | Existing | Pumps | 0 | 0
CZ04 | cDXHP | Existing | Heat Rejection | 0 | 0
CZ04 | cDXHP | Existing | Humidification | 0 | 0
CZ04 | cDXHP | Existing | Heat Recovery | 0 | 0
CZ04 | cDXHP | Existing | Water Systems | 0 | 17724.16
CZ04 | cDXHP | Existing | Refrigeration | 0 | 0
CZ04 | cDXHP | Existing | Generators | 0 | 0
CZ04 | cDXHP | Existing | Total End Uses | 223389.08 | 17724.16
CZ05 | cDXHP | Existing | Heating | 2105.47 | 0
CZ05 | cDXHP | Existing | Cooling | 17535.46 | 0
CZ05 | cDXHP | Existing | Interior Lighting | 72808.06 | 0
CZ05 | cDXHP | Existing | Exterior Lighting | 0 | 0
CZ05 | cDXHP | Existing | Interior Equipment | 50302.88 | 0
CZ05 | cDXHP | Existing | Exterior Equipment | 0 | 0
CZ05 | cDXHP | Existing | Fans | 64995.63 | 0
CZ05 | cDXHP | Existing | Pumps | 0 | 0
CZ05 | cDXHP | Existing | Heat Rejection | 0 | 0
CZ05 | cDXHP | Existing | Humidification | 0 | 0
CZ05 | cDXHP | Existing | Heat Recovery | 0 | 0
CZ05 | cDXHP | Existing | Water Systems | 0 | 18281.17
CZ05 | cDXHP | Existing | Refrigeration | 0 | 0
CZ05 | cDXHP | Existing | Generators | 0 | 0
CZ05 | cDXHP | Existing | Total End Uses | 207747.51 | 18281.17
CZ06 | cDXHP | Existing | Heating | 325.77 | 0
CZ06 | cDXHP | Existing | Cooling | 29089.34 | 0
CZ06 | cDXHP | Existing | Interior Lighting | 72808.06 | 0
CZ06 | cDXHP | Existing | Exterior Lighting | 0 | 0
CZ06 | cDXHP | Existing | Interior Equipment | 50302.88 | 0
CZ06 | cDXHP | Existing | Exterior Equipment | 0 | 0
CZ06 | cDXHP | Existing | Fans | 67010.89 | 0
CZ06 | cDXHP | Existing | Pumps | 0 | 0
CZ06 | cDXHP | Existing | Heat Rejection | 0 | 0
CZ06 | cDXHP | Existing | Humidification | 0 | 0
CZ06 | cDXHP | Existing | Heat Recovery | 0 | 0
CZ06 | cDXHP | Existing | Water Systems | 0 | 17001.18
CZ06 | cDXHP | Existing | Refrigeration | 0 | 0
CZ06 | cDXHP | Existing | Generators | 0 | 0
CZ06 | cDXHP | Existing | Total End Uses | 219536.95 | 17001.18
CZ07 | cDXHP | Existing | Heating | 273.2 | 0
CZ07 | cDXHP | Existing | Cooling | 32556.59 | 0
CZ07 | cDXHP | Existing | Interior Lighting | 72808.06 | 0
CZ07 | cDXHP | Existing | Exterior Lighting | 0 | 0
CZ07 | cDXHP | Existing | Interior Equipment | 50302.88 | 0
CZ07 | cDXHP | Existing | Exterior Equipment | 0 | 0
CZ07 | cDXHP | Existing | Fans | 65674.06 | 0
CZ07 | cDXHP | Existing | Pumps | 0 | 0
CZ07 | cDXHP | Existing | Heat Rejection | 0 | 0
CZ07 | cDXHP | Existing | Humidification | 0 | 0
CZ07 | cDXHP | Existing | Heat Recovery | 0 | 0
CZ07 | cDXHP | Existing | Water Systems | 0 | 16810.84
CZ07 | cDXHP | Existing | Refrigeration | 0 | 0
CZ07 | cDXHP | Existing | Generators | 0 | 0
CZ07 | cDXHP | Existing | Total End Uses | 221614.79 | 16810.84
CZ08 | cDXHP | Existing | Heating | 562.48 | 0
CZ08 | cDXHP | Existing | Cooling | 39178.77 | 0
CZ08 | cDXHP | Existing | Interior Lighting | 72808.06 | 0
CZ08 | cDXHP | Existing | Exterior Lighting | 0 | 0
CZ08 | cDXHP | Existing | Interior Equipment | 50302.88 | 0
CZ08 | cDXHP | Existing | Exterior Equipment | 0 | 0
CZ08 | cDXHP | Existing | Fans | 70646.98 | 0
CZ08 | cDXHP | Existing | Pumps | 0 | 0
CZ08 | cDXHP | Existing | Heat Rejection | 0 | 0
CZ08 | cDXHP | Existing | Humidification | 0 | 0
CZ08 | cDXHP | Existing | Heat Recovery | 0 | 0
CZ08 | cDXHP | Existing | Water Systems | 0 | 16789.89
CZ08 | cDXHP | Existing | Refrigeration | 0 | 0
CZ08 | cDXHP | Existing | Generators | 0 | 0
CZ08 | cDXHP | Existing | Total End Uses | 233499.17 | 16789.89
CZ09 | cDXHP | Existing | Heating | 410.57 | 0
CZ09 | cDXHP | Existing | Cooling | 45322.78 | 0
CZ09 | cDXHP | Existing | Interior Lighting | 72808.06 | 0
CZ09 | cDXHP | Existing | Exterior Lighting | 0 | 0
CZ09 | cDXHP | Existing | Interior Equipment | 50302.88 | 0
CZ09 | cDXHP | Existing | Exterior Equipment | 0 | 0
CZ09 | cDXHP | Existing | Fans | 75043.77 | 0
CZ09 | cDXHP | Existing | Pumps | 0 | 0
CZ09 | cDXHP | Existing | Heat Rejection | 0 | 0
CZ09 | cDXHP | Existing | Humidification | 0 | 0
CZ09 | cDXHP | Existing | Heat Recovery | 0 | 0
CZ09 | cDXHP | Existing | Water Systems | 0 | 16585.48
CZ09 | cDXHP | Existing | Refrigeration | 0 | 0
CZ09 | cDXHP | Existing | Generators | 0 | 0
CZ09 | cDXHP | Existing | Total End Uses | 243888.06 | 16585.48
CZ10 | cDXHP | Existing | Heating | 1294.04 | 0
CZ10 | cDXHP | Existing | Cooling | 52223.87 | 0
CZ10 | cDXHP | Existing | Interior Lighting | 72808.06 | 0
CZ10 | cDXHP | Existing | Exterior Lighting | 0 | 0
CZ10 | cDXHP | Existing | Interior Equipment | 50302.88 | 0
CZ10 | cDXHP | Existing | Exterior Equipment | 0 | 0
CZ10 | cDXHP | Existing | Fans | 71896.65 | 0
CZ10 | cDXHP | Existing | Pumps | 0 | 0
CZ10 | cDXHP | Existing | Heat Rejection | 0 | 0
CZ10 | cDXHP | Existing | Humidification | 0 | 0
CZ10 | cDXHP | Existing | Heat Recovery | 0 | 0
CZ10 | cDXHP | Existing | Water Systems | 0 | 16471.11
CZ10 | cDXHP | Existing | Refrigeration | 0 | 0
CZ10 | cDXHP | Existing | Generators | 0 | 0
CZ10 | cDXHP | Existing | Total End Uses | 248525.5 | 16471.11
CZ11 | cDXHP | Existing | Heating | 4223.88 | 0
CZ11 | cDXHP | Existing | Cooling | 55225.77 | 0
CZ11 | cDXHP | Existing | Interior Lighting | 72808.06 | 0
CZ11 | cDXHP | Existing | Exterior Lighting | 0 | 0
CZ11 | cDXHP | Existing | Interior Equipment | 50302.88 | 0
CZ11 | cDXHP | Existing | Exterior Equipment | 0 | 0
CZ11 | cDXHP | Existing | Fans | 79455.21 | 0
CZ11 | cDXHP | Existing | Pumps | 0 | 0
CZ11 | cDXHP | Existing | Heat Rejection | 0 | 0
CZ11 | cDXHP | Existing | Humidification | 0 | 0
CZ11 | cDXHP | Existing | Heat Recovery | 0 | 0
CZ11 | cDXHP | Existing | Water Systems | 0 | 16794.46
CZ11 | cDXHP | Existing | Refrigeration | 0 | 0
CZ11 | cDXHP | Existing | Generators | 0 | 0
CZ11 | cDXHP | Existing | Total End Uses | 262015.8 | 16794.46
CZ12 | cDXHP | Existing | Heating | 4053.13 | 0
CZ12 | cDXHP | Existing | Cooling | 46168.31 | 0
CZ12 | cDXHP | Existing | Interior Lighting | 72808.06 | 0
CZ12 | cDXHP | Existing | Exterior Lighting | 0 | 0
CZ12 | cDXHP | Existing | Interior Equipment | 50302.88 | 0
CZ12 | cDXHP | Existing | Exterior Equipment | 0 | 0
CZ12 | cDXHP | Existing | Fans | 73024.3 | 0
CZ12 | cDXHP | Existing | Pumps | 0 | 0
CZ12 | cDXHP | Existing | Heat Rejection | 0 | 0
CZ12 | cDXHP | Existing | Humidification | 0 | 0
CZ12 | cDXHP | Existing | Heat Recovery | 0 | 0
CZ12 | cDXHP | Existing | Water Systems | 0 | 17208.77
CZ12 | cDXHP | Existing | Refrigeration | 0 | 0
CZ12 | cDXHP | Existing | Generators | 0 | 0
CZ12 | cDXHP | Existing | Total End Uses | 246356.68 | 17208.77
CZ13 | cDXHP | Existing | Heating | 2914.81 | 0
CZ13 | cDXHP | Existing | Cooling | 60995.61 | 0
CZ13 | cDXHP | Existing | Interior Lighting | 72808.06 | 0
CZ13 | cDXHP | Existing | Exterior Lighting | 0 | 0
CZ13 | cDXHP | Existing | Interior Equipment | 50302.88 | 0
CZ13 | cDXHP | Existing | Exterior Equipment | 0 | 0
CZ13 | cDXHP | Existing | Fans | 77406.69 | 0
CZ13 | cDXHP | Existing | Pumps | 0 | 0
CZ13 | cDXHP | Existing | Heat Rejection | 0 | 0
CZ13 | cDXHP | Existing | Humidification | 0 | 0
CZ13 | cDXHP | Existing | Heat Recovery | 0 | 0
CZ13 | cDXHP | Existing | Water Systems | 0 | 16366.07
CZ13 | cDXHP | Existing | Refrigeration | 0 | 0
CZ13 | cDXHP | Existing | Generators | 0 | 0
CZ13 | cDXHP | Existing | Total End Uses | 264428.06 | 16366.07
CZ14 | cDXHP | Existing | Heating | 1806.82 | 0
CZ14 | cDXHP | Existing | Cooling | 76088.97 | 0
CZ14 | cDXHP | Existing | Interior Lighting | 72808.06 | 0
CZ14 | cDXHP | Existing | Exterior Lighting | 0 | 0
CZ14 | cDXHP | Existing | Interior Equipment | 50302.88 | 0
CZ14 | cDXHP | Existing | Exterior Equipment | 0 | 0
CZ14 | cDXHP | Existing | Fans | 85668.81 | 0
CZ14 | cDXHP | Existing | Pumps | 0 | 0
CZ14 | cDXHP | Existing | Heat Rejection | 0 | 0
CZ14 | cDXHP | Existing | Humidification | 0 | 0
CZ14 | cDXHP | Existing | Heat Recovery | 0 | 0
CZ14 | cDXHP | Existing | Water Systems | 0 | 15641.18
CZ14 | cDXHP | Existing | Refrigeration | 0 | 0
CZ14 | cDXHP | Existing | Generators | 0 | 0
CZ14 | cDXHP | Existing | Total End Uses | 286675.54 | 15641.18
CZ15 | cDXHP | Existing | Heating | 415.06 | 0
CZ15 | cDXHP | Existing | Cooling | 103167.52 | 0
CZ15 | cDXHP | Existing | Interior Lighting | 72808.06 | 0
CZ15 | cDXHP | Existing | Exterior Lighting | 0 | 0
CZ15 | cDXHP | Existing | Interior Equipment | 50302.88 | 0
CZ15 | cDXHP | Existing | Exterior Equipment | 0 | 0
CZ15 | cDXHP | Existing | Fans | 82475.39 | 0
CZ15 | cDXHP | Existing | Pumps | 0 | 0
CZ15 | cDXHP | Existing | Heat Rejection | 0 | 0
CZ15 | cDXHP | Existing | Humidification | 0 | 0
CZ15 | cDXHP | Existing | Heat Recovery | 0 | 0
CZ15 | cDXHP | Existing | Water Systems | 0 | 14115.6
CZ15 | cDXHP | Existing | Refrigeration | 0 | 0
CZ15 | cDXHP | Existing | Generators | 0 | 0
CZ15 | cDXHP | Existing | Total End Uses | 309168.91 | 14115.6
CZ16 | cDXHP | Existing | Heating | 8624.34 | 0
CZ16 | cDXHP | Existing | Cooling | 49909.45 | 0
CZ16 | cDXHP | Existing | Interior Lighting | 72808.06 | 0
CZ16 | cDXHP | Existing | Exterior Lighting | 0 | 0
CZ16 | cDXHP | Existing | Interior Equipment | 50302.88 | 0
CZ16 | cDXHP | Existing | Exterior Equipment | 0 | 0
CZ16 | cDXHP | Existing | Fans | 85765.66 | 0
CZ16 | cDXHP | Existing | Pumps | 0 | 0
CZ16 | cDXHP | Existing | Heat Rejection | 0 | 0
CZ16 | cDXHP | Existing | Humidification | 0 | 0
CZ16 | cDXHP | Existing | Heat Recovery | 0 | 0
CZ16 | cDXHP | Existing | Water Systems | 0 | 18080.08
CZ16 | cDXHP | Existing | Refrigeration | 0 | 0
CZ16 | cDXHP | Existing | Generators | 0 | 0
CZ16 | cDXHP | Existing | Total End Uses | 267410.39 | 18080.08
CZ01 | cDXHP | New Construction | Heating | 6538.77 | 0
CZ01 | cDXHP | New Construction | Cooling | 285.34 | 0
CZ01 | cDXHP | New Construction | Interior Lighting | 36688.5 | 0
CZ01 | cDXHP | New Construction | Exterior Lighting | 0 | 0
CZ01 | cDXHP | New Construction | Interior Equipment | 50302.88 | 0
CZ01 | cDXHP | New Construction | Exterior Equipment | 0 | 0
CZ01 | cDXHP | New Construction | Fans | 29999.28 | 0
CZ01 | cDXHP | New Construction | Pumps | 0 | 0
CZ01 | cDXHP | New Construction | Heat Rejection | 0 | 0
CZ01 | cDXHP | New Construction | Humidification | 0 | 0
CZ01 | cDXHP | New Construction | Heat Recovery | 0 | 0
CZ01 | cDXHP | New Construction | Water Systems | 0 | 19777.84
CZ01 | cDXHP | New Construction | Refrigeration | 0 | 0
CZ01 | cDXHP | New Construction | Generators | 0 | 0
CZ01 | cDXHP | New Construction | Total End Uses | 123814.78 | 19777.84
CZ02 | cDXHP | New Construction | Heating | 4244.72 | 0
CZ02 | cDXHP | New Construction | Cooling | 12282.86 | 0
CZ02 | cDXHP | New Construction | Interior Lighting | 36688.5 | 0
CZ02 | cDXHP | New Construction | Exterior Lighting | 0 | 0
CZ02 | cDXHP | New Construction | Interior Equipment | 50302.88 | 0
CZ02 | cDXHP | New Construction | Exterior Equipment | 0 | 0
CZ02 | cDXHP | New Construction | Fans | 36501.87 | 0
CZ02 | cDXHP | New Construction | Pumps | 0 | 0
CZ02 | cDXHP | New Construction | Heat Rejection | 0 | 0
CZ02 | cDXHP | New Construction | Humidification | 0 | 0
CZ02 | cDXHP | New Construction | Heat Recovery | 0 | 0
CZ02 | cDXHP | New Construction | Water Systems | 0 | 18339.09
CZ02 | cDXHP | New Construction | Refrigeration | 0 | 0
CZ02 | cDXHP | New Construction | Generators | 0 | 0
CZ02 | cDXHP | New Construction | Total End Uses | 140020.83 | 18339.09
CZ03 | cDXHP | New Construction | Heating | 2223.81 | 0
CZ03 | cDXHP | New Construction | Cooling | 6576 | 0
CZ03 | cDXHP | New Construction | Interior Lighting | 36688.5 | 0
CZ03 | cDXHP | New Construction | Exterior Lighting | 0 | 0
CZ03 | cDXHP | New Construction | Interior Equipment | 50302.88 | 0
CZ03 | cDXHP | New Construction | Exterior Equipment | 0 | 0
CZ03 | cDXHP | New Construction | Fans | 35227.36 | 0
CZ03 | cDXHP | New Construction | Pumps | 0 | 0
CZ03 | cDXHP | New Construction | Heat Rejection | 0 | 0
CZ03 | cDXHP | New Construction | Humidification | 0 | 0
CZ03 | cDXHP | New Construction | Heat Recovery | 0 | 0
CZ03 | cDXHP | New Construction | Water Systems | 0 | 18275.02
CZ03 | cDXHP | New Construction | Refrigeration | 0 | 0
CZ03 | cDXHP | New Construction | Generators | 0 | 0
CZ03 | cDXHP | New Construction | Total End Uses | 131018.56 | 18275.02
CZ04 | cDXHP | New Construction | Heating | 1860.79 | 0
CZ04 | cDXHP | New Construction | Cooling | 15171.29 | 0
CZ04 | cDXHP | New Construction | Interior Lighting | 36688.5 | 0
CZ04 | cDXHP | New Construction | Exterior Lighting | 0 | 0
CZ04 | cDXHP | New Construction | Interior Equipment | 50302.88 | 0
CZ04 | cDXHP | New Construction | Exterior Equipment | 0 | 0
CZ04 | cDXHP | New Construction | Fans | 37281.73 | 0
CZ04 | cDXHP | New Construction | Pumps | 0 | 0
CZ04 | cDXHP | New Construction | Heat Rejection | 0 | 0
CZ04 | cDXHP | New Construction | Humidification | 0 | 0
CZ04 | cDXHP | New Construction | Heat Recovery | 0 | 0
CZ04 | cDXHP | New Construction | Water Systems | 0 | 17718.27
CZ04 | cDXHP | New Construction | Refrigeration | 0 | 0
CZ04 | cDXHP | New Construction | Generators | 0 | 0
CZ04 | cDXHP | New Construction | Total End Uses | 141305.2 | 17718.27
CZ05 | cDXHP | New Construction | Heating | 1908.45 | 0
CZ05 | cDXHP | New Construction | Cooling | 8594.24 | 0
CZ05 | cDXHP | New Construction | Interior Lighting | 36688.5 | 0
CZ05 | cDXHP | New Construction | Exterior Lighting | 0 | 0
CZ05 | cDXHP | New Construction | Interior Equipment | 50302.88 | 0
CZ05 | cDXHP | New Construction | Exterior Equipment | 0 | 0
CZ05 | cDXHP | New Construction | Fans | 34362.07 | 0
CZ05 | cDXHP | New Construction | Pumps | 0 | 0
CZ05 | cDXHP | New Construction | Heat Rejection | 0 | 0
CZ05 | cDXHP | New Construction | Humidification | 0 | 0
CZ05 | cDXHP | New Construction | Heat Recovery | 0 | 0
CZ05 | cDXHP | New Construction | Water Systems | 0 | 18275.74
CZ05 | cDXHP | New Construction | Refrigeration | 0 | 0
CZ05 | cDXHP | New Construction | Generators | 0 | 0
CZ05 | cDXHP | New Construction | Total End Uses | 131856.13 | 18275.74
CZ06 | cDXHP | New Construction | Heating | 339.21 | 0
CZ06 | cDXHP | New Construction | Cooling | 15874.59 | 0
CZ06 | cDXHP | New Construction | Interior Lighting | 36688.5 | 0
CZ06 | cDXHP | New Construction | Exterior Lighting | 0 | 0
CZ06 | cDXHP | New Construction | Interior Equipment | 50302.88 | 0
CZ06 | cDXHP | New Construction | Exterior Equipment | 0 | 0
CZ06 | cDXHP | New Construction | Fans | 38186.69 | 0
CZ06 | cDXHP | New Construction | Pumps | 0 | 0
CZ06 | cDXHP | New Construction | Heat Rejection | 0 | 0
CZ06 | cDXHP | New Construction | Humidification | 0 | 0
CZ06 | cDXHP | New Construction | Heat Recovery | 0 | 0
CZ06 | cDXHP | New Construction | Water Systems | 0 | 16995.25
CZ06 | cDXHP | New Construction | Refrigeration | 0 | 0
CZ06 | cDXHP | New Construction | Generators | 0 | 0
CZ06 | cDXHP | New Construction | Total End Uses | 141391.87 | 16995.25
CZ07 | cDXHP | New Construction | Heating | 298.66 | 0
CZ07 | cDXHP | New Construction | Cooling | 18347.19 | 0
CZ07 | cDXHP | New Construction | Interior Lighting | 36688.5 | 0
CZ07 | cDXHP | New Construction | Exterior Lighting | 0 | 0
CZ07 | cDXHP | New Construction | Interior Equipment | 50302.88 | 0
CZ07 | cDXHP | New Construction | Exterior Equipment | 0 | 0
CZ07 | cDXHP | New Construction | Fans | 37848.13 | 0
CZ07 | cDXHP | New Construction | Pumps | 0 | 0
CZ07 | cDXHP | New Construction | Heat Rejection | 0 | 0
CZ07 | cDXHP | New Construction | Humidification | 0 | 0
CZ07 | cDXHP | New Construction | Heat Recovery | 0 | 0
CZ07 | cDXHP | New Construction | Water Systems | 0 | 16804.87
CZ07 | cDXHP | New Construction | Refrigeration | 0 | 0
CZ07 | cDXHP | New Construction | Generators | 0 | 0
CZ07 | cDXHP | New Construction | Total End Uses | 143485.36 | 16804.87
CZ08 | cDXHP | New Construction | Heating | 568.98 | 0
CZ08 | cDXHP | New Construction | Cooling | 22415.36 | 0
CZ08 | cDXHP | New Construction | Interior Lighting | 36688.5 | 0
CZ08 | cDXHP | New Construction | Exterior Lighting | 0 | 0
CZ08 | cDXHP | New Construction | Interior Equipment | 50302.88 | 0
CZ08 | cDXHP | New Construction | Exterior Equipment | 0 | 0
CZ08 | cDXHP | New Construction | Fans | 39921.62 | 0
CZ08 | cDXHP | New Construction | Pumps | 0 | 0
CZ08 | cDXHP | New Construction | Heat Rejection | 0 | 0
CZ08 | cDXHP | New Construction | Humidification | 0 | 0
CZ08 | cDXHP | New Construction | Heat Recovery | 0 | 0
CZ08 | cDXHP | New Construction | Water Systems | 0 | 16784.6
CZ08 | cDXHP | New Construction | Refrigeration | 0 | 0
CZ08 | cDXHP | New Construction | Generators | 0 | 0
CZ08 | cDXHP | New Construction | Total End Uses | 149897.35 | 16784.6
CZ09 | cDXHP | New Construction | Heating | 342.11 | 0
CZ09 | cDXHP | New Construction | Cooling | 23744.19 | 0
CZ09 | cDXHP | New Construction | Interior Lighting | 36688.5 | 0
CZ09 | cDXHP | New Construction | Exterior Lighting | 0 | 0
CZ09 | cDXHP | New Construction | Interior Equipment | 50302.88 | 0
CZ09 | cDXHP | New Construction | Exterior Equipment | 0 | 0
CZ09 | cDXHP | New Construction | Fans | 38184.87 | 0
CZ09 | cDXHP | New Construction | Pumps | 0 | 0
CZ09 | cDXHP | New Construction | Heat Rejection | 0 | 0
CZ09 | cDXHP | New Construction | Humidification | 0 | 0
CZ09 | cDXHP | New Construction | Heat Recovery | 0 | 0
CZ09 | cDXHP | New Construction | Water Systems | 0 | 16579.72
CZ09 | cDXHP | New Construction | Refrigeration | 0 | 0
CZ09 | cDXHP | New Construction | Generators | 0 | 0
CZ09 | cDXHP | New Construction | Total End Uses | 149262.56 | 16579.72
CZ10 | cDXHP | New Construction | Heating | 1169.44 | 0
CZ10 | cDXHP | New Construction | Cooling | 32131.72 | 0
CZ10 | cDXHP | New Construction | Interior Lighting | 36688.5 | 0
CZ10 | cDXHP | New Construction | Exterior Lighting | 0 | 0
CZ10 | cDXHP | New Construction | Interior Equipment | 50302.88 | 0
CZ10 | cDXHP | New Construction | Exterior Equipment | 0 | 0
CZ10 | cDXHP | New Construction | Fans | 41308 | 0
CZ10 | cDXHP | New Construction | Pumps | 0 | 0
CZ10 | cDXHP | New Construction | Heat Rejection | 0 | 0
CZ10 | cDXHP | New Construction | Humidification | 0 | 0
CZ10 | cDXHP | New Construction | Heat Recovery | 0 | 0
CZ10 | cDXHP | New Construction | Water Systems | 0 | 16465.74
CZ10 | cDXHP | New Construction | Refrigeration | 0 | 0
CZ10 | cDXHP | New Construction | Generators | 0 | 0
CZ10 | cDXHP | New Construction | Total End Uses | 161600.54 | 16465.74
CZ11 | cDXHP | New Construction | Heating | 4286.5 | 0
CZ11 | cDXHP | New Construction | Cooling | 32591.42 | 0
CZ11 | cDXHP | New Construction | Interior Lighting | 36688.5 | 0
CZ11 | cDXHP | New Construction | Exterior Lighting | 0 | 0
CZ11 | cDXHP | New Construction | Interior Equipment | 50302.88 | 0
CZ11 | cDXHP | New Construction | Exterior Equipment | 0 | 0
CZ11 | cDXHP | New Construction | Fans | 41846.53 | 0
CZ11 | cDXHP | New Construction | Pumps | 0 | 0
CZ11 | cDXHP | New Construction | Heat Rejection | 0 | 0
CZ11 | cDXHP | New Construction | Humidification | 0 | 0
CZ11 | cDXHP | New Construction | Heat Recovery | 0 | 0
CZ11 | cDXHP | New Construction | Water Systems | 0 | 16788.41
CZ11 | cDXHP | New Construction | Refrigeration | 0 | 0
CZ11 | cDXHP | New Construction | Generators | 0 | 0
CZ11 | cDXHP | New Construction | Total End Uses | 165715.83 | 16788.41
CZ12 | cDXHP | New Construction | Heating | 4082.82 | 0
CZ12 | cDXHP | New Construction | Cooling | 26656.12 | 0
CZ12 | cDXHP | New Construction | Interior Lighting | 36688.5 | 0
CZ12 | cDXHP | New Construction | Exterior Lighting | 0 | 0
CZ12 | cDXHP | New Construction | Interior Equipment | 50302.88 | 0
CZ12 | cDXHP | New Construction | Exterior Equipment | 0 | 0
CZ12 | cDXHP | New Construction | Fans | 39098.41 | 0
CZ12 | cDXHP | New Construction | Pumps | 0 | 0
CZ12 | cDXHP | New Construction | Heat Rejection | 0 | 0
CZ12 | cDXHP | New Construction | Humidification | 0 | 0
CZ12 | cDXHP | New Construction | Heat Recovery | 0 | 0
CZ12 | cDXHP | New Construction | Water Systems | 0 | 17203.05
CZ12 | cDXHP | New Construction | Refrigeration | 0 | 0
CZ12 | cDXHP | New Construction | Generators | 0 | 0
CZ12 | cDXHP | New Construction | Total End Uses | 156828.73 | 17203.05
CZ13 | cDXHP | New Construction | Heating | 3244.04 | 0
CZ13 | cDXHP | New Construction | Cooling | 36175.83 | 0
CZ13 | cDXHP | New Construction | Interior Lighting | 36688.5 | 0
CZ13 | cDXHP | New Construction | Exterior Lighting | 0 | 0
CZ13 | cDXHP | New Construction | Interior Equipment | 50302.88 | 0
CZ13 | cDXHP | New Construction | Exterior Equipment | 0 | 0
CZ13 | cDXHP | New Construction | Fans | 41517.35 | 0
CZ13 | cDXHP | New Construction | Pumps | 0 | 0
CZ13 | cDXHP | New Construction | Heat Rejection | 0 | 0
CZ13 | cDXHP | New Construction | Humidification | 0 | 0
CZ13 | cDXHP | New Construction | Heat Recovery | 0 | 0
CZ13 | cDXHP | New Construction | Water Systems | 0 | 16360.05
CZ13 | cDXHP | New Construction | Refrigeration | 0 | 0
CZ13 | cDXHP | New Construction | Generators | 0 | 0
CZ13 | cDXHP | New Construction | Total End Uses | 167928.59 | 16360.05
CZ14 | cDXHP | New Construction | Heating | 1810.67 | 0
CZ14 | cDXHP | New Construction | Cooling | 46438.25 | 0
CZ14 | cDXHP | New Construction | Interior Lighting | 36688.5 | 0
CZ14 | cDXHP | New Construction | Exterior Lighting | 0 | 0
CZ14 | cDXHP | New Construction | Interior Equipment | 50302.88 | 0
CZ14 | cDXHP | New Construction | Exterior Equipment | 0 | 0
CZ14 | cDXHP | New Construction | Fans | 46036.08 | 0
CZ14 | cDXHP | New Construction | Pumps | 0 | 0
CZ14 | cDXHP | New Construction | Heat Rejection | 0 | 0
CZ14 | cDXHP | New Construction | Humidification | 0 | 0
CZ14 | cDXHP | New Construction | Heat Recovery | 0 | 0
CZ14 | cDXHP | New Construction | Water Systems | 0 | 15635.72
CZ14 | cDXHP | New Construction | Refrigeration | 0 | 0
CZ14 | cDXHP | New Construction | Generators | 0 | 0
CZ14 | cDXHP | New Construction | Total End Uses | 181276.38 | 15635.72
CZ15 | cDXHP | New Construction | Heating | 406.96 | 0
CZ15 | cDXHP | New Construction | Cooling | 65606.53 | 0
CZ15 | cDXHP | New Construction | Interior Lighting | 36688.5 | 0
CZ15 | cDXHP | New Construction | Exterior Lighting | 0 | 0
CZ15 | cDXHP | New Construction | Interior Equipment | 50302.88 | 0
CZ15 | cDXHP | New Construction | Exterior Equipment | 0 | 0
CZ15 | cDXHP | New Construction | Fans | 44656.1 | 0
CZ15 | cDXHP | New Construction | Pumps | 0 | 0
CZ15 | cDXHP | New Construction | Heat Rejection | 0 | 0
CZ15 | cDXHP | New Construction | Humidification | 0 | 0
CZ15 | cDXHP | New Construction | Heat Recovery | 0 | 0
CZ15 | cDXHP | New Construction | Water Systems | 0 | 14110.09
CZ15 | cDXHP | New Construction | Refrigeration | 0 | 0
CZ15 | cDXHP | New Construction | Generators | 0 | 0
CZ15 | cDXHP | New Construction | Total End Uses | 197660.98 | 14110.09
CZ16 | cDXHP | New Construction | Heating | 8288.35 | 0
CZ16 | cDXHP | New Construction | Cooling | 30328.94 | 0
CZ16 | cDXHP | New Construction | Interior Lighting | 36688.5 | 0
CZ16 | cDXHP | New Construction | Exterior Lighting | 0 | 0
CZ16 | cDXHP | New Construction | Interior Equipment | 50302.88 | 0
CZ16 | cDXHP | New Construction | Exterior Equipment | 0 | 0
CZ16 | cDXHP | New Construction | Fans | 46778.81 | 0
CZ16 | cDXHP | New Construction | Pumps | 0 | 0
CZ16 | cDXHP | New Construction | Heat Rejection | 0 | 0
CZ16 | cDXHP | New Construction | Humidification | 0 | 0
CZ16 | cDXHP | New Construction | Heat Recovery | 0 | 0
CZ16 | cDXHP | New Construction | Water Systems | 0 | 18074.69
CZ16 | cDXHP | New Construction | Refrigeration | 0 | 0
CZ16 | cDXHP | New Construction | Generators | 0 | 0
CZ16 | cDXHP | New Construction | Total End Uses | 172387.48 | 18074.69
CZ01 | cDXOH | Existing | Heating | 0 | 0
CZ01 | cDXOH | Existing | Cooling | 902.57 | 0
CZ01 | cDXOH | Existing | Interior Lighting | 72808.06 | 0
CZ01 | cDXOH | Existing | Exterior Lighting | 0 | 0
CZ01 | cDXOH | Existing | Interior Equipment | 50302.88 | 0
CZ01 | cDXOH | Existing | Exterior Equipment | 0 | 0
CZ01 | cDXOH | Existing | Fans | 56767.75 | 0
CZ01 | cDXOH | Existing | Pumps | 0 | 0
CZ01 | cDXOH | Existing | Heat Rejection | 0 | 0
CZ01 | cDXOH | Existing | Humidification | 0 | 0
CZ01 | cDXOH | Existing | Heat Recovery | 0 | 0
CZ01 | cDXOH | Existing | Water Systems | 0 | 19783.61
CZ01 | cDXOH | Existing | Refrigeration | 0 | 0
CZ01 | cDXOH | Existing | Generators | 0 | 0
CZ01 | cDXOH | Existing | Total End Uses | 180781.26 | 19783.61
CZ02 | cDXOH | Existing | Heating | 0 | 0
CZ02 | cDXOH | Existing | Cooling | 23139.51 | 0
CZ02 | cDXOH | Existing | Interior Lighting | 72808.06 | 0
CZ02 | cDXOH | Existing | Exterior Lighting | 0 | 0
CZ02 | cDXOH | Existing | Interior Equipment | 50302.88 | 0
CZ02 | cDXOH | Existing | Exterior Equipment | 0 | 0
CZ02 | cDXOH | Existing | Fans | 69944.66 | 0
CZ02 | cDXOH | Existing | Pumps | 0 | 0
CZ02 | cDXOH | Existing | Heat Rejection | 0 | 0
CZ02 | cDXOH | Existing | Humidification | 0 | 0
CZ02 | cDXOH | Existing | Heat Recovery | 0 | 0
CZ02 | cDXOH | Existing | Water Systems | 0 | 18344.92
CZ02 | cDXOH | Existing | Refrigeration | 0 | 0
CZ02 | cDXOH | Existing | Generators | 0 | 0
CZ02 | cDXOH | Existing | Total End Uses | 216195.12 | 18344.92
CZ03 | cDXOH | Existing | Heating | 0 | 0
CZ03 | cDXOH | Existing | Cooling | 13168.44 | 0
CZ03 | cDXOH | Existing | Interior Lighting | 72808.06 | 0
CZ03 | cDXOH | Existing | Exterior Lighting | 0 | 0
CZ03 | cDXOH | Existing | Interior Equipment | 50302.88 | 0
CZ03 | cDXOH | Existing | Exterior Equipment | 0 | 0
CZ03 | cDXOH | Existing | Fans | 65611.28 | 0
CZ03 | cDXOH | Existing | Pumps | 0 | 0
CZ03 | cDXOH | Existing | Heat Rejection | 0 | 0
CZ03 | cDXOH | Existing | Humidification | 0 | 0
CZ03 | cDXOH | Existing | Heat Recovery | 0 | 0
CZ03 | cDXOH | Existing | Water Systems | 0 | 18280.95
CZ03 | cDXOH | Existing | Refrigeration | 0 | 0
CZ03 | cDXOH | Existing | Generators | 0 | 0
CZ03 | cDXOH | Existing | Total End Uses | 201890.66 | 18280.95
CZ04 | cDXOH | Existing | Heating | 0 | 0
CZ04 | cDXOH | Existing | Cooling | 28007.96 | 0
CZ04 | cDXOH | Existing | Interior Lighting | 72808.06 | 0
CZ04 | cDXOH | Existing | Exterior Lighting | 0 | 0
CZ04 | cDXOH | Existing | Interior Equipment | 50302.88 | 0
CZ04 | cDXOH | Existing | Exterior Equipment | 0 | 0
CZ04 | cDXOH | Existing | Fans | 70504.23 | 0
CZ04 | cDXOH | Existing | Pumps | 0 | 0
CZ04 | cDXOH | Existing | Heat Rejection | 0 | 0
CZ04 | cDXOH | Existing | Humidification | 0 | 0
CZ04 | cDXOH | Existing | Heat Recovery | 0 | 0
CZ04 | cDXOH | Existing | Water Systems | 0 | 17723.66
CZ04 | cDXOH | Existing | Refrigeration | 0 | 0
CZ04 | cDXOH | Existing | Generators | 0 | 0
CZ04 | cDXOH | Existing | Total End Uses | 221623.13 | 17723.66
CZ05 | cDXOH | Existing | Heating | 0 | 0
CZ05 | cDXOH | Existing | Cooling | 17738.03 | 0
CZ05 | cDXOH | Existing | Interior Lighting | 72808.06 | 0
CZ05 | cDXOH | Existing | Exterior Lighting | 0 | 0
CZ05 | cDXOH | Existing | Interior Equipment | 50302.88 | 0
CZ05 | cDXOH | Existing | Exterior Equipment | 0 | 0
CZ05 | cDXOH | Existing | Fans | 65031.06 | 0
CZ05 | cDXOH | Existing | Pumps | 0 | 0
CZ05 | cDXOH | Existing | Heat Rejection | 0 | 0
CZ05 | cDXOH | Existing | Humidification | 0 | 0
CZ05 | cDXOH | Existing | Heat Recovery | 0 | 0
CZ05 | cDXOH | Existing | Water Systems | 0 | 18281.43
CZ05 | cDXOH | Existing | Refrigeration | 0 | 0
CZ05 | cDXOH | Existing | Generators | 0 | 0
CZ05 | cDXOH | Existing | Total End Uses | 205880.03 | 18281.43
CZ06 | cDXOH | Existing | Heating | 0 | 0
CZ06 | cDXOH | Existing | Cooling | 29676.46 | 0
CZ06 | cDXOH | Existing | Interior Lighting | 72808.06 | 0
CZ06 | cDXOH | Existing | Exterior Lighting | 0 | 0
CZ06 | cDXOH | Existing | Interior Equipment | 50302.88 | 0
CZ06 | cDXOH | Existing | Exterior Equipment | 0 | 0
CZ06 | cDXOH | Existing | Fans | 67010.89 | 0
CZ06 | cDXOH | Existing | Pumps | 0 | 0
CZ06 | cDXOH | Existing | Heat Rejection | 0 | 0
CZ06 | cDXOH | Existing | Humidification | 0 | 0
CZ06 | cDXOH | Existing | Heat Recovery | 0 | 0
CZ06 | cDXOH | Existing | Water Systems | 0 | 17001.18
CZ06 | cDXOH | Existing | Refrigeration | 0 | 0
CZ06 | cDXOH | Existing | Generators | 0 | 0
CZ06 | cDXOH | Existing | Total End Uses | 219798.29 | 17001.18
CZ07 | cDXOH | Existing | Heating | 0 | 0
CZ07 | cDXOH | Existing | Cooling | 32845.96 | 0
CZ07 | cDXOH | Existing | Interior Lighting | 72808.06 | 0
CZ07 | cDXOH | Existing | Exterior Lighting | 0 | 0
CZ07 | cDXOH | Existing | Interior Equipment | 50302.88 | 0
CZ07 | cDXOH | Existing | Exterior Equipment | 0 | 0
CZ07 | cDXOH | Existing | Fans | 65674.06 | 0
CZ07 | cDXOH | Existing | Pumps | 0 | 0
CZ07 | cDXOH | Existing | Heat Rejection | 0 | 0
CZ07 | cDXOH | Existing | Humidification | 0 | 0
CZ07 | cDXOH | Existing | Heat Recovery | 0 | 0
CZ07 | cDXOH | Existing | Water Systems | 0 | 16810.84
CZ07 | cDXOH | Existing | Refrigeration | 0 | 0
CZ07 | cDXOH | Existing | Generators | 0 | 0
CZ07 | cDXOH | Existing | Total End Uses | 221630.96 | 16810.84
CZ08 | cDXOH | Existing | Heating | 0 | 0
CZ08 | cDXOH | Existing | Cooling | 39284.03 | 0
CZ08 | cDXOH | Existing | Interior Lighting | 72808.06 | 0
CZ08 | cDXOH | Existing | Exterior Lighting | 0 | 0
CZ08 | cDXOH | Existing | Interior Equipment | 50302.88 | 0
CZ08 | cDXOH | Existing | Exterior Equipment | 0 | 0
CZ08 | cDXOH | Existing | Fans | 70646.98 | 0
CZ08 | cDXOH | Existing | Pumps | 0 | 0
CZ08 | cDXOH | Existing | Heat Rejection | 0 | 0
CZ08 | cDXOH | Existing | Humidification | 0 | 0
CZ08 | cDXOH | Existing | Heat Recovery | 0 | 0
CZ08 | cDXOH | Existing | Water Systems | 0 | 16789.89
CZ08 | cDXOH | Existing | Refrigeration | 0 | 0
CZ08 | cDXOH | Existing | Generators | 0 | 0
CZ08 | cDXOH | Existing | Total End Uses | 233041.95 | 16789.89
CZ09 | cDXOH | Existing | Heating | 0 | 0
CZ09 | cDXOH | Existing | Cooling | 45427.84 | 0
CZ09 | cDXOH | Existing | Interior Lighting | 72808.06 | 0
CZ09 | cDXOH | Existing | Exterior Lighting | 0 | 0
CZ09 | cDXOH | Existing | Interior Equipment | 50302.88 | 0
CZ09 | cDXOH | Existing | Exterior Equipment | 0 | 0
CZ09 | cDXOH | Existing | Fans | 75043.77 | 0
CZ09 | cDXOH | Existing | Pumps | 0 | 0
CZ09 | cDXOH | Existing | Heat Rejection | 0 | 0
CZ09 | cDXOH | Existing | Humidification | 0 | 0
CZ09 | cDXOH | Existing | Heat Recovery | 0 | 0
CZ09 | cDXOH | Existing | Water Systems | 0 | 16585.47
CZ09 | cDXOH | Existing | Refrigeration | 0 | 0
CZ09 | cDXOH | Existing | Generators | 0 | 0
CZ09 | cDXOH | Existing | Total End Uses | 243582.55 | 16585.47
CZ10 | cDXOH | Existing | Heating | 0 | 0
CZ10 | cDXOH | Existing | Cooling | 52231.32 | 0
CZ10 | cDXOH | Existing | Interior Lighting | 72808.06 | 0
CZ10 | cDXOH | Existing | Exterior Lighting | 0 | 0
CZ10 | cDXOH | Existing | Interior Equipment | 50302.88 | 0
CZ10 | cDXOH | Existing | Exterior Equipment | 0 | 0
CZ10 | cDXOH | Existing | Fans | 71908.24 | 0
CZ10 | cDXOH | Existing | Pumps | 0 | 0
CZ10 | cDXOH | Existing | Heat Rejection | 0 | 0
CZ10 | cDXOH | Existing | Humidification | 0 | 0
CZ10 | cDXOH | Existing | Heat Recovery | 0 | 0
CZ10 | cDXOH | Existing | Water Systems | 0 | 16471.2
CZ10 | cDXOH | Existing | Refrigeration | 0 | 0
CZ10 | cDXOH | Existing | Generators | 0 | 0
CZ10 | cDXOH | Existing | Total End Uses | 247250.51 | 16471.2
CZ11 | cDXOH | Existing | Heating | 0 | 0
CZ11 | cDXOH | Existing | Cooling | 55243.95 | 0
CZ11 | cDXOH | Existing | Interior Lighting | 72808.06 | 0
CZ11 | cDXOH | Existing | Exterior Lighting | 0 | 0
CZ11 | cDXOH | Existing | Interior Equipment | 50302.88 | 0
CZ11 | cDXOH | Existing | Exterior Equipment | 0 | 0
CZ11 | cDXOH | Existing | Fans | 80252.53 | 0
CZ11 | cDXOH | Existing | Pumps | 0 | 0
CZ11 | cDXOH | Existing | Heat Rejection | 0 | 0
CZ11 | cDXOH | Existing | Humidification | 0 | 0
CZ11 | cDXOH | Existing | Heat Recovery | 0 | 0
CZ11 | cDXOH | Existing | Water Systems | 0 | 16794.66
CZ11 | cDXOH | Existing | Refrigeration | 0 | 0
CZ11 | cDXOH | Existing | Generators | 0 | 0
CZ11 | cDXOH | Existing | Total End Uses | 258607.43 | 16794.66
CZ12 | cDXOH | Existing | Heating | 0 | 0
CZ12 | cDXOH | Existing | Cooling | 46206.61 | 0
CZ12 | cDXOH | Existing | Interior Lighting | 72808.06 | 0
CZ12 | cDXOH | Existing | Exterior Lighting | 0 | 0
CZ12 | cDXOH | Existing | Interior Equipment | 50302.88 | 0
CZ12 | cDXOH | Existing | Exterior Equipment | 0 | 0
CZ12 | cDXOH | Existing | Fans | 73733.91 | 0
CZ12 | cDXOH | Existing | Pumps | 0 | 0
CZ12 | cDXOH | Existing | Heat Rejection | 0 | 0
CZ12 | cDXOH | Existing | Humidification | 0 | 0
CZ12 | cDXOH | Existing | Heat Recovery | 0 | 0
CZ12 | cDXOH | Existing | Water Systems | 0 | 17208.2
CZ12 | cDXOH | Existing | Refrigeration | 0 | 0
CZ12 | cDXOH | Existing | Generators | 0 | 0
CZ12 | cDXOH | Existing | Total End Uses | 243051.46 | 17208.2
CZ13 | cDXOH | Existing | Heating | 0 | 0
CZ13 | cDXOH | Existing | Cooling | 61034.71 | 0
CZ13 | cDXOH | Existing | Interior Lighting | 72808.06 | 0
CZ13 | cDXOH | Existing | Exterior Lighting | 0 | 0
CZ13 | cDXOH | Existing | Interior Equipment | 50302.88 | 0
CZ13 | cDXOH | Existing | Exterior Equipment | 0 | 0
CZ13 | cDXOH | Existing | Fans | 77922.04 | 0
CZ13 | cDXOH | Existing | Pumps | 0 | 0
CZ13 | cDXOH | Existing | Heat Rejection | 0 | 0
CZ13 | cDXOH | Existing | Humidification | 0 | 0
CZ13 | cDXOH | Existing | Heat Recovery | 0 | 0
CZ13 | cDXOH | Existing | Water Systems | 0 | 16366.27
CZ13 | cDXOH | Existing | Refrigeration | 0 | 0
CZ13 | cDXOH | Existing | Generators | 0 | 0
CZ13 | cDXOH | Existing | Total End Uses | 262067.69 | 16366.27
CZ14 | cDXOH | Existing | Heating | 0 | 0
CZ14 | cDXOH | Existing | Cooling | 76139.8 | 0
CZ14 | cDXOH | Existing | Interior Lighting | 72808.06 | 0
CZ14 | cDXOH | Existing | Exterior Lighting | 0 | 0
CZ14 | cDXOH | Existing | Interior Equipment | 50302.88 | 0
CZ14 | cDXOH | Existing | Exterior Equipment | 0 | 0
CZ14 | cDXOH | Existing | Fans | 85784.44 | 0
CZ14 | cDXOH | Existing | Pumps | 0 | 0
CZ14 | cDXOH | Existing | Heat Rejection | 0 | 0
CZ14 | cDXOH | Existing | Humidification | 0 | 0
CZ14 | cDXOH | Existing | Heat Recovery | 0 | 0
CZ14 | cDXOH | Existing | Water Systems | 0 | 15641.3
CZ14 | cDXOH | Existing | Refrigeration | 0 | 0
CZ14 | cDXOH | Existing | Generators | 0 | 0
CZ14 | cDXOH | Existing | Total End Uses | 285035.18 | 15641.3
CZ15 | cDXOH | Existing | Heating | 0 | 0
CZ15 | cDXOH | Existing | Cooling | 103174.98 | 0
CZ15 | cDXOH | Existing | Interior Lighting | 72808.06 | 0
CZ15 | cDXOH | Existing | Exterior Lighting | 0 | 0
CZ15 | cDXOH | Existing | Interior Equipment | 50302.88 | 0
CZ15 | cDXOH | Existing | Exterior Equipment | 0 | 0
CZ15 | cDXOH | Existing | Fans | 82475.39 | 0
CZ15 | cDXOH | Existing | Pumps | 0 | 0
CZ15 | cDXOH | Existing | Heat Rejection | 0 | 0
CZ15 | cDXOH | Existing | Humidification | 0 | 0
CZ15 | cDXOH | Existing | Heat Recovery | 0 | 0
CZ15 | cDXOH | Existing | Water Systems | 0 | 14115.61
CZ15 | cDXOH | Existing | Refrigeration | 0 | 0
CZ15 | cDXOH | Existing | Generators | 0 | 0
CZ15 | cDXOH | Existing | Total End Uses | 308761.31 | 14115.61
CZ16 | cDXOH | Existing | Heating | 0 | 0
CZ16 | cDXOH | Existing | Cooling | 50350.05 | 0
CZ16 | cDXOH | Existing | Interior Lighting | 72808.06 | 0
CZ16 | cDXOH | Existing | Exterior Lighting | 0 | 0
CZ16 | cDXOH | Existing | Interior Equipment | 50302.88 | 0
CZ16 | cDXOH | Existing | Exterior Equipment | 0 | 0
CZ16 | cDXOH | Existing | Fans | 87701.26 | 0
CZ16 | cDXOH | Existing | Pumps | 0 | 0
CZ16 | cDXOH | Existing | Heat Rejection | 0 | 0
CZ16 | cDXOH | Existing | Humidification | 0 | 0
CZ16 | cDXOH | Existing | Heat Recovery | 0 | 0
CZ16 | cDXOH | Existing | Water Systems | 0 | 18080.43
CZ16 | cDXOH | Existing | Refrigeration | 0 | 0
CZ16 | cDXOH | Existing | Generators | 0 | 0
CZ16 | cDXOH | Existing | Total End Uses | 261162.25 | 18080.43
CZ01 | cDXOH | New Construction | Heating | 0 | 0
CZ01 | cDXOH | New Construction | Cooling | 426.36 | 0
CZ01 | cDXOH | New Construction | Interior Lighting | 36688.5 | 0
CZ01 | cDXOH | New Construction | Exterior Lighting | 0 | 0
CZ01 | cDXOH | New Construction | Interior Equipment | 50302.88 | 0
CZ01 | cDXOH | New Construction | Exterior Equipment | 0 | 0
CZ01 | cDXOH | New Construction | Fans | 30176.8 | 0
CZ01 | cDXOH | New Construction | Pumps | 0 | 0
CZ01 | cDXOH | New Construction | Heat Rejection | 0 | 0
CZ01 | cDXOH | New Construction | Humidification | 0 | 0
CZ01 | cDXOH | New Construction | Heat Recovery | 0 | 0
CZ01 | cDXOH | New Construction | Water Systems | 0 | 19777.59
CZ01 | cDXOH | New Construction | Refrigeration | 0 | 0
CZ01 | cDXOH | New Construction | Generators | 0 | 0
CZ01 | cDXOH | New Construction | Total End Uses | 117594.54 | 19777.59
CZ02 | cDXOH | New Construction | Heating | 0 | 0
CZ02 | cDXOH | New Construction | Cooling | 12477.46 | 0
CZ02 | cDXOH | New Construction | Interior Lighting | 36688.5 | 0
CZ02 | cDXOH | New Construction | Exterior Lighting | 0 | 0
CZ02 | cDXOH | New Construction | Interior Equipment | 50302.88 | 0
CZ02 | cDXOH | New Construction | Exterior Equipment | 0 | 0
CZ02 | cDXOH | New Construction | Fans | 36606.45 | 0
CZ02 | cDXOH | New Construction | Pumps | 0 | 0
CZ02 | cDXOH | New Construction | Heat Rejection | 0 | 0
CZ02 | cDXOH | New Construction | Humidification | 0 | 0
CZ02 | cDXOH | New Construction | Heat Recovery | 0 | 0
CZ02 | cDXOH | New Construction | Water Systems | 0 | 18339.29
CZ02 | cDXOH | New Construction | Refrigeration | 0 | 0
CZ02 | cDXOH | New Construction | Generators | 0 | 0
CZ02 | cDXOH | New Construction | Total End Uses | 136075.29 | 18339.29
CZ03 | cDXOH | New Construction | Heating | 0 | 0
CZ03 | cDXOH | New Construction | Cooling | 6675.78 | 0
CZ03 | cDXOH | New Construction | Interior Lighting | 36688.5 | 0
CZ03 | cDXOH | New Construction | Exterior Lighting | 0 | 0
CZ03 | cDXOH | New Construction | Interior Equipment | 50302.88 | 0
CZ03 | cDXOH | New Construction | Exterior Equipment | 0 | 0
CZ03 | cDXOH | New Construction | Fans | 35246 | 0
CZ03 | cDXOH | New Construction | Pumps | 0 | 0
CZ03 | cDXOH | New Construction | Heat Rejection | 0 | 0
CZ03 | cDXOH | New Construction | Humidification | 0 | 0
CZ03 | cDXOH | New Construction | Heat Recovery | 0 | 0
CZ03 | cDXOH | New Construction | Water Systems | 0 | 18275.12
CZ03 | cDXOH | New Construction | Refrigeration | 0 | 0
CZ03 | cDXOH | New Construction | Generators | 0 | 0
CZ03 | cDXOH | New Construction | Total End Uses | 128913.16 | 18275.12
CZ04 | cDXOH | New Construction | Heating | 0 | 0
CZ04 | cDXOH | New Construction | Cooling | 15226.69 | 0
CZ04 | cDXOH | New Construction | Interior Lighting | 36688.5 | 0
CZ04 | cDXOH | New Construction | Exterior Lighting | 0 | 0
CZ04 | cDXOH | New Construction | Interior Equipment | 50302.88 | 0
CZ04 | cDXOH | New Construction | Exterior Equipment | 0 | 0
CZ04 | cDXOH | New Construction | Fans | 37288.56 | 0
CZ04 | cDXOH | New Construction | Pumps | 0 | 0
CZ04 | cDXOH | New Construction | Heat Rejection | 0 | 0
CZ04 | cDXOH | New Construction | Humidification | 0 | 0
CZ04 | cDXOH | New Construction | Heat Recovery | 0 | 0
CZ04 | cDXOH | New Construction | Water Systems | 0 | 17718.38
CZ04 | cDXOH | New Construction | Refrigeration | 0 | 0
CZ04 | cDXOH | New Construction | Generators | 0 | 0
CZ04 | cDXOH | New Construction | Total End Uses | 139506.63 | 17718.38
CZ05 | cDXOH | New Construction | Heating | 0 | 0
CZ05 | cDXOH | New Construction | Cooling | 8668.07 | 0
CZ05 | cDXOH | New Construction | Interior Lighting | 36688.5 | 0
CZ05 | cDXOH | New Construction | Exterior Lighting | 0 | 0
CZ05 | cDXOH | New Construction | Interior Equipment | 50302.88 | 0
CZ05 | cDXOH | New Construction | Exterior Equipment | 0 | 0
CZ05 | cDXOH | New Construction | Fans | 34362.07 | 0
CZ05 | cDXOH | New Construction | Pumps | 0 | 0
CZ05 | cDXOH | New Construction | Heat Rejection | 0 | 0
CZ05 | cDXOH | New Construction | Humidification | 0 | 0
CZ05 | cDXOH | New Construction | Heat Recovery | 0 | 0
CZ05 | cDXOH | New Construction | Water Systems | 0 | 18276.08
CZ05 | cDXOH | New Construction | Refrigeration | 0 | 0
CZ05 | cDXOH | New Construction | Generators | 0 | 0
CZ05 | cDXOH | New Construction | Total End Uses | 130021.52 | 18276.08
CZ06 | cDXOH | New Construction | Heating | 0 | 0
CZ06 | cDXOH | New Construction | Cooling | 16643.37 | 0
CZ06 | cDXOH | New Construction | Interior Lighting | 36688.5 | 0
CZ06 | cDXOH | New Construction | Exterior Lighting | 0 | 0
CZ06 | cDXOH | New Construction | Interior Equipment | 50302.88 | 0
CZ06 | cDXOH | New Construction | Exterior Equipment | 0 | 0
CZ06 | cDXOH | New Construction | Fans | 38186.69 | 0
CZ06 | cDXOH | New Construction | Pumps | 0 | 0
CZ06 | cDXOH | New Construction | Heat Rejection | 0 | 0
CZ06 | cDXOH | New Construction | Humidification | 0 | 0
CZ06 | cDXOH | New Construction | Heat Recovery | 0 | 0
CZ06 | cDXOH | New Construction | Water Systems | 0 | 16995.27
CZ06 | cDXOH | New Construction | Refrigeration | 0 | 0
CZ06 | cDXOH | New Construction | Generators | 0 | 0
CZ06 | cDXOH | New Construction | Total End Uses | 141821.44 | 16995.27
CZ07 | cDXOH | New Construction | Heating | 0 | 0
CZ07 | cDXOH | New Construction | Cooling | 18825.43 | 0
CZ07 | cDXOH | New Construction | Interior Lighting | 36688.5 | 0
CZ07 | cDXOH | New Construction | Exterior Lighting | 0 | 0
CZ07 | cDXOH | New Construction | Interior Equipment | 50302.88 | 0
CZ07 | cDXOH | New Construction | Exterior Equipment | 0 | 0
CZ07 | cDXOH | New Construction | Fans | 37848.13 | 0
CZ07 | cDXOH | New Construction | Pumps | 0 | 0
CZ07 | cDXOH | New Construction | Heat Rejection | 0 | 0
CZ07 | cDXOH | New Construction | Humidification | 0 | 0
CZ07 | cDXOH | New Construction | Heat Recovery | 0 | 0
CZ07 | cDXOH | New Construction | Water Systems | 0 | 16804.86
CZ07 | cDXOH | New Construction | Refrigeration | 0 | 0
CZ07 | cDXOH | New Construction | Generators | 0 | 0
CZ07 | cDXOH | New Construction | Total End Uses | 143664.94 | 16804.86
CZ08 | cDXOH | New Construction | Heating | 0 | 0
CZ08 | cDXOH | New Construction | Cooling | 22624.94 | 0
CZ08 | cDXOH | New Construction | Interior Lighting | 36688.5 | 0
CZ08 | cDXOH | New Construction | Exterior Lighting | 0 | 0
CZ08 | cDXOH | New Construction | Interior Equipment | 50302.88 | 0
CZ08 | cDXOH | New Construction | Exterior Equipment | 0 | 0
CZ08 | cDXOH | New Construction | Fans | 39921.62 | 0
CZ08 | cDXOH | New Construction | Pumps | 0 | 0
CZ08 | cDXOH | New Construction | Heat Rejection | 0 | 0
CZ08 | cDXOH | New Construction | Humidification | 0 | 0
CZ08 | cDXOH | New Construction | Heat Recovery | 0 | 0
CZ08 | cDXOH | New Construction | Water Systems | 0 | 16784.7
CZ08 | cDXOH | New Construction | Refrigeration | 0 | 0
CZ08 | cDXOH | New Construction | Generators | 0 | 0
CZ08 | cDXOH | New Construction | Total End Uses | 149537.94 | 16784.7
CZ09 | cDXOH | New Construction | Heating | 0 | 0
CZ09 | cDXOH | New Construction | Cooling | 24052.7 | 0
CZ09 | cDXOH | New Construction | Interior Lighting | 36688.5 | 0
CZ09 | cDXOH | New Construction | Exterior Lighting | 0 | 0
CZ09 | cDXOH | New Construction | Interior Equipment | 50302.88 | 0
CZ09 | cDXOH | New Construction | Exterior Equipment | 0 | 0
CZ09 | cDXOH | New Construction | Fans | 38184.87 | 0
CZ09 | cDXOH | New Construction | Pumps | 0 | 0
CZ09 | cDXOH | New Construction | Heat Rejection | 0 | 0
CZ09 | cDXOH | New Construction | Humidification | 0 | 0
CZ09 | cDXOH | New Construction | Heat Recovery | 0 | 0
CZ09 | cDXOH | New Construction | Water Systems | 0 | 16579.62
CZ09 | cDXOH | New Construction | Refrigeration | 0 | 0
CZ09 | cDXOH | New Construction | Generators | 0 | 0
CZ09 | cDXOH | New Construction | Total End Uses | 149228.96 | 16579.62
CZ10 | cDXOH | New Construction | Heating | 0 | 0
CZ10 | cDXOH | New Construction | Cooling | 32145.29 | 0
CZ10 | cDXOH | New Construction | Interior Lighting | 36688.5 | 0
CZ10 | cDXOH | New Construction | Exterior Lighting | 0 | 0
CZ10 | cDXOH | New Construction | Interior Equipment | 50302.88 | 0
CZ10 | cDXOH | New Construction | Exterior Equipment | 0 | 0
CZ10 | cDXOH | New Construction | Fans | 41308 | 0
CZ10 | cDXOH | New Construction | Pumps | 0 | 0
CZ10 | cDXOH | New Construction | Heat Rejection | 0 | 0
CZ10 | cDXOH | New Construction | Humidification | 0 | 0
CZ10 | cDXOH | New Construction | Heat Recovery | 0 | 0
CZ10 | cDXOH | New Construction | Water Systems | 0 | 16465.9
CZ10 | cDXOH | New Construction | Refrigeration | 0 | 0
CZ10 | cDXOH | New Construction | Generators | 0 | 0
CZ10 | cDXOH | New Construction | Total End Uses | 160444.67 | 16465.9
CZ11 | cDXOH | New Construction | Heating | 0 | 0
CZ11 | cDXOH | New Construction | Cooling | 32581.23 | 0
CZ11 | cDXOH | New Construction | Interior Lighting | 36688.5 | 0
CZ11 | cDXOH | New Construction | Exterior Lighting | 0 | 0
CZ11 | cDXOH | New Construction | Interior Equipment | 50302.88 | 0
CZ11 | cDXOH | New Construction | Exterior Equipment | 0 | 0
CZ11 | cDXOH | New Construction | Fans | 41979.74 | 0
CZ11 | cDXOH | New Construction | Pumps | 0 | 0
CZ11 | cDXOH | New Construction | Heat Rejection | 0 | 0
CZ11 | cDXOH | New Construction | Humidification | 0 | 0
CZ11 | cDXOH | New Construction | Heat Recovery | 0 | 0
CZ11 | cDXOH | New Construction | Water Systems | 0 | 16788.9
CZ11 | cDXOH | New Construction | Refrigeration | 0 | 0
CZ11 | cDXOH | New Construction | Generators | 0 | 0
CZ11 | cDXOH | New Construction | Total End Uses | 161552.35 | 16788.9
CZ12 | cDXOH | New Construction | Heating | 0 | 0
CZ12 | cDXOH | New Construction | Cooling | 26728.55 | 0
CZ12 | cDXOH | New Construction | Interior Lighting | 36688.5 | 0
CZ12 | cDXOH | New Construction | Exterior Lighting | 0 | 0
CZ12 | cDXOH | New Construction | Interior Equipment | 50302.88 | 0
CZ12 | cDXOH | New Construction | Exterior Equipment | 0 | 0
CZ12 | cDXOH | New Construction | Fans | 39301.69 | 0
CZ12 | cDXOH | New Construction | Pumps | 0 | 0
CZ12 | cDXOH | New Construction | Heat Rejection | 0 | 0
CZ12 | cDXOH | New Construction | Humidification | 0 | 0
CZ12 | cDXOH | New Construction | Heat Recovery | 0 | 0
CZ12 | cDXOH | New Construction | Water Systems | 0 | 17203.18
CZ12 | cDXOH | New Construction | Refrigeration | 0 | 0
CZ12 | cDXOH | New Construction | Generators | 0 | 0
CZ12 | cDXOH | New Construction | Total End Uses | 153021.63 | 17203.18
CZ13 | cDXOH | New Construction | Heating | 0 | 0
CZ13 | cDXOH | New Construction | Cooling | 36205.13 | 0
CZ13 | cDXOH | New Construction | Interior Lighting | 36688.5 | 0
CZ13 | cDXOH | New Construction | Exterior Lighting | 0 | 0
CZ13 | cDXOH | New Construction | Interior Equipment | 50302.88 | 0
CZ13 | cDXOH | New Construction | Exterior Equipment | 0 | 0
CZ13 | cDXOH | New Construction | Fans | 41675.1 | 0
CZ13 | cDXOH | New Construction | Pumps | 0 | 0
CZ13 | cDXOH | New Construction | Heat Rejection | 0 | 0
CZ13 | cDXOH | New Construction | Humidification | 0 | 0
CZ13 | cDXOH | New Construction | Heat Recovery | 0 | 0
CZ13 | cDXOH | New Construction | Water Systems | 0 | 16360.39
CZ13 | cDXOH | New Construction | Refrigeration | 0 | 0
CZ13 | cDXOH | New Construction | Generators | 0 | 0
CZ13 | cDXOH | New Construction | Total End Uses | 164871.61 | 16360.39
CZ14 | cDXOH | New Construction | Heating | 0 | 0
CZ14 | cDXOH | New Construction | Cooling | 46575.37 | 0
CZ14 | cDXOH | New Construction | Interior Lighting | 36688.5 | 0
CZ14 | cDXOH | New Construction | Exterior Lighting | 0 | 0
CZ14 | cDXOH | New Construction | Interior Equipment | 50302.88 | 0
CZ14 | cDXOH | New Construction | Exterior Equipment | 0 | 0
CZ14 | cDXOH | New Construction | Fans | 46068.03 | 0
CZ14 | cDXOH | New Construction | Pumps | 0 | 0
CZ14 | cDXOH | New Construction | Heat Rejection | 0 | 0
CZ14 | cDXOH | New Construction | Humidification | 0 | 0
CZ14 | cDXOH | New Construction | Heat Recovery | 0 | 0
CZ14 | cDXOH | New Construction | Water Systems | 0 | 15635.99
CZ14 | cDXOH | New Construction | Refrigeration | 0 | 0
CZ14 | cDXOH | New Construction | Generators | 0 | 0
CZ14 | cDXOH | New Construction | Total End Uses | 179634.79 | 15635.99
CZ15 | cDXOH | New Construction | Heating | 0 | 0
CZ15 | cDXOH | New Construction | Cooling | 65591.91 | 0
CZ15 | cDXOH | New Construction | Interior Lighting | 36688.5 | 0
CZ15 | cDXOH | New Construction | Exterior Lighting | 0 | 0
CZ15 | cDXOH | New Construction | Interior Equipment | 50302.88 | 0
CZ15 | cDXOH | New Construction | Exterior Equipment | 0 | 0
CZ15 | cDXOH | New Construction | Fans | 44656.1 | 0
CZ15 | cDXOH | New Construction | Pumps | 0 | 0
CZ15 | cDXOH | New Construction | Heat Rejection | 0 | 0
CZ15 | cDXOH | New Construction | Humidification | 0 | 0
CZ15 | cDXOH | New Construction | Heat Recovery | 0 | 0
CZ15 | cDXOH | New Construction | Water Systems | 0 | 14109.52
CZ15 | cDXOH | New Construction | Refrigeration | 0 | 0
CZ15 | cDXOH | New Construction | Generators | 0 | 0
CZ15 | cDXOH | New Construction | Total End Uses | 197239.4 | 14109.52
CZ16 | cDXOH | New Construction | Heating | 0 | 0
CZ16 | cDXOH | New Construction | Cooling | 30695.75 | 0
CZ16 | cDXOH | New Construction | Interior Lighting | 36688.5 | 0
CZ16 | cDXOH | New Construction | Exterior Lighting | 0 | 0
CZ16 | cDXOH | New Construction | Interior Equipment | 50302.88 | 0
CZ16 | cDXOH | New Construction | Exterior Equipment | 0 | 0
CZ16 | cDXOH | New Construction | Fans | 47966.36 | 0
CZ16 | cDXOH | New Construction | Pumps | 0 | 0
CZ16 | cDXOH | New Construction | Heat Rejection | 0 | 0
CZ16 | cDXOH | New Construction | Humidification | 0 | 0
CZ16 | cDXOH | New Construction | Heat Recovery | 0 | 0
CZ16 | cDXOH | New Construction | Water Systems | 0 | 18075.21
CZ16 | cDXOH | New Construction | Refrigeration | 0 | 0
CZ16 | cDXOH | New Construction | Generators | 0 | 0
CZ16 | cDXOH | New Construction | Total End Uses | 165653.49 | 18075.21
CZ01 | cPVVG | Existing | Heating | 0 | 40003.68
CZ01 | cPVVG | Existing | Cooling | 1318.79 | 0
CZ01 | cPVVG | Existing | Interior Lighting | 72808.06 | 0
CZ01 | cPVVG | Existing | Exterior Lighting | 0 | 0
CZ01 | cPVVG | Existing | Interior Equipment | 50302.88 | 0
CZ01 | cPVVG | Existing | Exterior Equipment | 0 | 0
CZ01 | cPVVG | Existing | Fans | 19948.21 | 0
CZ01 | cPVVG | Existing | Pumps | 0 | 0
CZ01 | cPVVG | Existing | Heat Rejection | 0 | 0
CZ01 | cPVVG | Existing | Humidification | 0 | 0
CZ01 | cPVVG | Existing | Heat Recovery | 0 | 0
CZ01 | cPVVG | Existing | Water Systems | 0 | 19783.51
CZ01 | cPVVG | Existing | Refrigeration | 0 | 0
CZ01 | cPVVG | Existing | Generators | 0 | 0
CZ01 | cPVVG | Existing | Total End Uses | 144377.94 | 59787.2
CZ02 | cPVVG | Existing | Heating | 0 | 26049.89
CZ02 | cPVVG | Existing | Cooling | 22695.78 | 0
CZ02 | cPVVG | Existing | Interior Lighting | 72808.06 | 0
CZ02 | cPVVG | Existing | Exterior Lighting | 0 | 0
CZ02 | cPVVG | Existing | Interior Equipment | 50302.88 | 0
CZ02 | cPVVG | Existing | Exterior Equipment | 0 | 0
CZ02 | cPVVG | Existing | Fans | 30014.4 | 0
CZ02 | cPVVG | Existing | Pumps | 0 | 0
CZ02 | cPVVG | Existing | Heat Rejection | 0 | 0
CZ02 | cPVVG | Existing | Humidification | 0 | 0
CZ02 | cPVVG | Existing | Heat Recovery | 0 | 0
CZ02 | cPVVG | Existing | Water Systems | 0 | 18344.76
CZ02 | cPVVG | Existing | Refrigeration | 0 | 0
CZ02 | cPVVG | Existing | Generators | 0 | 0
CZ02 | cPVVG | Existing | Total End Uses | 175821.12 | 44394.65
CZ03 | cPVVG | Existing | Heating | 0 | 15383.69
CZ03 | cPVVG | Existing | Cooling | 14003.19 | 0
CZ03 | cPVVG | Existing | Interior Lighting | 72808.06 | 0
CZ03 | cPVVG | Existing | Exterior Lighting | 0 | 0
CZ03 | cPVVG | Existing | Interior Equipment | 50302.88 | 0
CZ03 | cPVVG | Existing | Exterior Equipment | 0 | 0
CZ03 | cPVVG | Existing | Fans | 26713.32 | 0
CZ03 | cPVVG | Existing | Pumps | 0 | 0
CZ03 | cPVVG | Existing | Heat Rejection | 0 | 0
CZ03 | cPVVG | Existing | Humidification | 0 | 0
CZ03 | cPVVG | Existing | Heat Recovery | 0 | 0
CZ03 | cPVVG | Existing | Water Systems | 0 | 18280.51
CZ03 | cPVVG | Existing | Refrigeration | 0 | 0
CZ03 | cPVVG | Existing | Generators | 0 | 0
CZ03 | cPVVG | Existing | Total End Uses | 163827.45 | 33664.2
CZ04 | cPVVG | Existing | Heating | 0 | 14117.63
CZ04 | cPVVG | Existing | Cooling | 27485.32 | 0
CZ04 | cPVVG | Existing | Interior Lighting | 72808.06 | 0
CZ04 | cPVVG | Existing | Exterior Lighting | 0 | 0
CZ04 | cPVVG | Existing | Interior Equipment | 50302.88 | 0
CZ04 | cPVVG | Existing | Exterior Equipment | 0 | 0
CZ04 | cPVVG | Existing | Fans | 31497.1 | 0
CZ04 | cPVVG | Existing | Pumps | 0 | 0
CZ04 | cPVVG | Existing | Heat Rejection | 0 | 0
CZ04 | cPVVG | Existing | Humidification | 0 | 0
CZ04 | cPVVG | Existing | Heat Recovery | 0 | 0
CZ04 | cPVVG | Existing | Water Systems | 0 | 17723.61
CZ04 | cPVVG | Existing | Refrigeration | 0 | 0
CZ04 | cPVVG | Existing | Generators | 0 | 0
CZ04 | cPVVG | Existing | Total End Uses | 182093.37 | 31841.25
CZ05 | cPVVG | Existing | Heating | 0 | 13130.99
CZ05 | cPVVG | Existing | Cooling | 18195.49 | 0
CZ05 | cPVVG | Existing | Interior Lighting | 72808.06 | 0
CZ05 | cPVVG | Existing | Exterior Lighting | 0 | 0
CZ05 | cPVVG | Existing | Interior Equipment | 50302.88 | 0
CZ05 | cPVVG | Existing | Exterior Equipment | 0 | 0
CZ05 | cPVVG | Existing | Fans | 27778.68 | 0
CZ05 | cPVVG | Existing | Pumps | 0 | 0
CZ05 | cPVVG | Existing | Heat Rejection | 0 | 0
CZ05 | cPVVG | Existing | Humidification | 0 | 0
CZ05 | cPVVG | Existing | Heat Recovery | 0 | 0
CZ05 | cPVVG | Existing | Water Systems | 0 | 18281.66
CZ05 | cPVVG | Existing | Refrigeration | 0 | 0
CZ05 | cPVVG | Existing | Generators | 0 | 0
CZ05 | cPVVG | Existing | Total End Uses | 169085.11 | 31412.65
CZ06 | cPVVG | Existing | Heating | 0 | 3272.1
CZ06 | cPVVG | Existing | Cooling | 30153.32 | 0
CZ06 | cPVVG | Existing | Interior Lighting | 72808.06 | 0
CZ06 | cPVVG | Existing | Exterior Lighting | 0 | 0
CZ06 | cPVVG | Existing | Interior Equipment | 50302.88 | 0
CZ06 | cPVVG | Existing | Exterior Equipment | 0 | 0
CZ06 | cPVVG | Existing | Fans | 31767.18 | 0
CZ06 | cPVVG | Existing | Pumps | 0 | 0
CZ06 | cPVVG | Existing | Heat Rejection | 0 | 0
CZ06 | cPVVG | Existing | Humidification | 0 | 0
CZ06 | cPVVG | Existing | Heat Recovery | 0 | 0
CZ06 | cPVVG | Existing | Water Systems | 0 | 17001.2
CZ06 | cPVVG | Existing | Refrigeration | 0 | 0
CZ06 | cPVVG | Existing | Generators | 0 | 0
CZ06 | cPVVG | Existing | Total End Uses | 185031.44 | 20273.3
CZ07 | cPVVG | Existing | Heating | 0 | 2816.81
CZ07 | cPVVG | Existing | Cooling | 32279.01 | 0
CZ07 | cPVVG | Existing | Interior Lighting | 72808.06 | 0
CZ07 | cPVVG | Existing | Exterior Lighting | 0 | 0
CZ07 | cPVVG | Existing | Interior Equipment | 50302.88 | 0
CZ07 | cPVVG | Existing | Exterior Equipment | 0 | 0
CZ07 | cPVVG | Existing | Fans | 31510.48 | 0
CZ07 | cPVVG | Existing | Pumps | 0 | 0
CZ07 | cPVVG | Existing | Heat Rejection | 0 | 0
CZ07 | cPVVG | Existing | Humidification | 0 | 0
CZ07 | cPVVG | Existing | Heat Recovery | 0 | 0
CZ07 | cPVVG | Existing | Water Systems | 0 | 16810.84
CZ07 | cPVVG | Existing | Refrigeration | 0 | 0
CZ07 | cPVVG | Existing | Generators | 0 | 0
CZ07 | cPVVG | Existing | Total End Uses | 186900.43 | 19627.65
CZ08 | cPVVG | Existing | Heating | 0 | 4850.07
CZ08 | cPVVG | Existing | Cooling | 38152.18 | 0
CZ08 | cPVVG | Existing | Interior Lighting | 72808.06 | 0
CZ08 | cPVVG | Existing | Exterior Lighting | 0 | 0
CZ08 | cPVVG | Existing | Interior Equipment | 50302.88 | 0
CZ08 | cPVVG | Existing | Exterior Equipment | 0 | 0
CZ08 | cPVVG | Existing | Fans | 34114.63 | 0
CZ08 | cPVVG | Existing | Pumps | 0 | 0
CZ08 | cPVVG | Existing | Heat Rejection | 0 | 0
CZ08 | cPVVG | Existing | Humidification | 0 | 0
CZ08 | cPVVG | Existing | Heat Recovery | 0 | 0
CZ08 | cPVVG | Existing | Water Systems | 0 | 16789.91
CZ08 | cPVVG | Existing | Refrigeration | 0 | 0
CZ08 | cPVVG | Existing | Generators | 0 | 0
CZ08 | cPVVG | Existing | Total End Uses | 195377.75 | 21639.98
CZ09 | cPVVG | Existing | Heating | 0 | 3998.06
CZ09 | cPVVG | Existing | Cooling | 43735.42 | 0
CZ09 | cPVVG | Existing | Interior Lighting | 72808.06 | 0
CZ09 | cPVVG | Existing | Exterior Lighting | 0 | 0
CZ09 | cPVVG | Existing | Interior Equipment | 50302.88 | 0
CZ09 | cPVVG | Existing | Exterior Equipment | 0 | 0
CZ09 | cPVVG | Existing | Fans | 37183.89 | 0
CZ09 | cPVVG | Existing | Pumps | 0 | 0
CZ09 | cPVVG | Existing | Heat Rejection | 0 | 0
CZ09 | cPVVG | Existing | Humidification | 0 | 0
CZ09 | cPVVG | Existing | Heat Recovery | 0 | 0
CZ09 | cPVVG | Existing | Water Systems | 0 | 16585.52
CZ09 | cPVVG | Existing | Refrigeration | 0 | 0
CZ09 | cPVVG | Existing | Generators | 0 | 0
CZ09 | cPVVG | Existing | Total End Uses | 204030.25 | 20583.58
CZ10 | cPVVG | Existing | Heating | 0 | 8146.68
CZ10 | cPVVG | Existing | Cooling | 49702.33 | 0
CZ10 | cPVVG | Existing | Interior Lighting | 72808.06 | 0
CZ10 | cPVVG | Existing | Exterior Lighting | 0 | 0
CZ10 | cPVVG | Existing | Interior Equipment | 50302.88 | 0
CZ10 | cPVVG | Existing | Exterior Equipment | 0 | 0
CZ10 | cPVVG | Existing | Fans | 36012.81 | 0
CZ10 | cPVVG | Existing | Pumps | 0 | 0
CZ10 | cPVVG | Existing | Heat Rejection | 0 | 0
CZ10 | cPVVG | Existing | Humidification | 0 | 0
CZ10 | cPVVG | Existing | Heat Recovery | 0 | 0
CZ10 | cPVVG | Existing | Water Systems | 0 | 16471.2
CZ10 | cPVVG | Existing | Refrigeration | 0 | 0
CZ10 | cPVVG | Existing | Generators | 0 | 0
CZ10 | cPVVG | Existing | Total End Uses | 208826.09 | 24617.88
CZ11 | cPVVG | Existing | Heating | 0 | 26524.29
CZ11 | cPVVG | Existing | Cooling | 52786.72 | 0
CZ11 | cPVVG | Existing | Interior Lighting | 72808.06 | 0
CZ11 | cPVVG | Existing | Exterior Lighting | 0 | 0
CZ11 | cPVVG | Existing | Interior Equipment | 50302.88 | 0
CZ11 | cPVVG | Existing | Exterior Equipment | 0 | 0
CZ11 | cPVVG | Existing | Fans | 38978.03 | 0
CZ11 | cPVVG | Existing | Pumps | 0 | 0
CZ11 | cPVVG | Existing | Heat Rejection | 0 | 0
CZ11 | cPVVG | Existing | Humidification | 0 | 0
CZ11 | cPVVG | Existing | Heat Recovery | 0 | 0
CZ11 | cPVVG | Existing | Water Systems | 0 | 16794.5
CZ11 | cPVVG | Existing | Refrigeration | 0 | 0
CZ11 | cPVVG | Existing | Generators | 0 | 0
CZ11 | cPVVG | Existing | Total End Uses | 214875.69 | 43318.79
CZ12 | cPVVG | Existing | Heating | 0 | 23733.25
CZ12 | cPVVG | Existing | Cooling | 44302.71 | 0
CZ12 | cPVVG | Existing | Interior Lighting | 72808.06 | 0
CZ12 | cPVVG | Existing | Exterior Lighting | 0 | 0
CZ12 | cPVVG | Existing | Interior Equipment | 50302.88 | 0
CZ12 | cPVVG | Existing | Exterior Equipment | 0 | 0
CZ12 | cPVVG | Existing | Fans | 34978.06 | 0
CZ12 | cPVVG | Existing | Pumps | 0 | 0
CZ12 | cPVVG | Existing | Heat Rejection | 0 | 0
CZ12 | cPVVG | Existing | Humidification | 0 | 0
CZ12 | cPVVG | Existing | Heat Recovery | 0 | 0
CZ12 | cPVVG | Existing | Water Systems | 0 | 17208.78
CZ12 | cPVVG | Existing | Refrigeration | 0 | 0
CZ12 | cPVVG | Existing | Generators | 0 | 0
CZ12 | cPVVG | Existing | Total End Uses | 202391.71 | 40942.03
CZ13 | cPVVG | Existing | Heating | 0 | 18612.63
CZ13 | cPVVG | Existing | Cooling | 58467.62 | 0
CZ13 | cPVVG | Existing | Interior Lighting | 72808.06 | 0
CZ13 | cPVVG | Existing | Exterior Lighting | 0 | 0
CZ13 | cPVVG | Existing | Interior Equipment | 50302.88 | 0
CZ13 | cPVVG | Existing | Exterior Equipment | 0 | 0
CZ13 | cPVVG | Existing | Fans | 39193.52 | 0
CZ13 | cPVVG | Existing | Pumps | 0 | 0
CZ13 | cPVVG | Existing | Heat Rejection | 0 | 0
CZ13 | cPVVG | Existing | Humidification | 0 | 0
CZ13 | cPVVG | Existing | Heat Recovery | 0 | 0
CZ13 | cPVVG | Existing | Water Systems | 0 | 16366.08
CZ13 | cPVVG | Existing | Refrigeration | 0 | 0
CZ13 | cPVVG | Existing | Generators | 0 | 0
CZ13 | cPVVG | Existing | Total End Uses | 220772.08 | 34978.71
CZ14 | cPVVG | Existing | Heating | 0 | 11156.17
CZ14 | cPVVG | Existing | Cooling | 72383.02 | 0
CZ14 | cPVVG | Existing | Interior Lighting | 72808.06 | 0
CZ14 | cPVVG | Existing | Exterior Lighting | 0 | 0
CZ14 | cPVVG | Existing | Interior Equipment | 50302.88 | 0
CZ14 | cPVVG | Existing | Exterior Equipment | 0 | 0
CZ14 | cPVVG | Existing | Fans | 45264.74 | 0
CZ14 | cPVVG | Existing | Pumps | 0 | 0
CZ14 | cPVVG | Existing | Heat Rejection | 0 | 0
CZ14 | cPVVG | Existing | Humidification | 0 | 0
CZ14 | cPVVG | Existing | Heat Recovery | 0 | 0
CZ14 | cPVVG | Existing | Water Systems | 0 | 15641.21
CZ14 | cPVVG | Existing | Refrigeration | 0 | 0
CZ14 | cPVVG | Existing | Generators | 0 | 0
CZ14 | cPVVG | Existing | Total End Uses | 240758.7 | 26797.38
CZ15 | cPVVG | Existing | Heating | 0 | 3174.15
CZ15 | cPVVG | Existing | Cooling | 97979.7 | 0
CZ15 | cPVVG | Existing | Interior Lighting | 72808.06 | 0
CZ15 | cPVVG | Existing | Exterior Lighting | 0 | 0
CZ15 | cPVVG | Existing | Interior Equipment | 50302.88 | 0
CZ15 | cPVVG | Existing | Exterior Equipment | 0 | 0
CZ15 | cPVVG | Existing | Fans | 47090.58 | 0
CZ15 | cPVVG | Existing | Pumps | 0 | 0
CZ15 | cPVVG | Existing | Heat Rejection | 0 | 0
CZ15 | cPVVG | Existing | Humidification | 0 | 0
CZ15 | cPVVG | Existing | Heat Recovery | 0 | 0
CZ15 | cPVVG | Existing | Water Systems | 0 | 14115.62
CZ15 | cPVVG | Existing | Refrigeration | 0 | 0
CZ15 | cPVVG | Existing | Generators | 0 | 0
CZ15 | cPVVG | Existing | Total End Uses | 268181.22 | 17289.77
CZ16 | cPVVG | Existing | Heating | 0 | 36929.21
CZ16 | cPVVG | Existing | Cooling | 48144.73 | 0
CZ16 | cPVVG | Existing | Interior Lighting | 72808.06 | 0
CZ16 | cPVVG | Existing | Exterior Lighting | 0 | 0
CZ16 | cPVVG | Existing | Interior Equipment | 50302.88 | 0
CZ16 | cPVVG | Existing | Exterior Equipment | 0 | 0
CZ16 | cPVVG | Existing | Fans | 42203.19 | 0
CZ16 | cPVVG | Existing | Pumps | 0 | 0
CZ16 | cPVVG | Existing | Heat Rejection | 0 | 0
CZ16 | cPVVG | Existing | Humidification | 0 | 0
CZ16 | cPVVG | Existing | Heat Recovery | 0 | 0
CZ16 | cPVVG | Existing | Water Systems | 0 | 18080.19
CZ16 | cPVVG | Existing | Refrigeration | 0 | 0
CZ16 | cPVVG | Existing | Generators | 0 | 0
CZ16 | cPVVG | Existing | Total End Uses | 213458.87 | 55009.4
CZ01 | cPVVG | New Construction | Heating | 0 | 37987.24
CZ01 | cPVVG | New Construction | Cooling | 546.6 | 0
CZ01 | cPVVG | New Construction | Interior Lighting | 36688.5 | 0
CZ01 | cPVVG | New Construction | Exterior Lighting | 0 | 0
CZ01 | cPVVG | New Construction | Interior Equipment | 50302.88 | 0
CZ01 | cPVVG | New Construction | Exterior Equipment | 0 | 0
CZ01 | cPVVG | New Construction | Fans | 10637.8 | 0
CZ01 | cPVVG | New Construction | Pumps | 0 | 0
CZ01 | cPVVG | New Construction | Heat Rejection | 0 | 0
CZ01 | cPVVG | New Construction | Humidification | 0 | 0
CZ01 | cPVVG | New Construction | Heat Recovery | 0 | 0
CZ01 | cPVVG | New Construction | Water Systems | 0 | 19777.87
CZ01 | cPVVG | New Construction | Refrigeration | 0 | 0
CZ01 | cPVVG | New Construction | Generators | 0 | 0
CZ01 | cPVVG | New Construction | Total End Uses | 98175.78 | 57765.11
CZ02 | cPVVG | New Construction | Heating | 0 | 22525.15
CZ02 | cPVVG | New Construction | Cooling | 12054.25 | 0
CZ02 | cPVVG | New Construction | Interior Lighting | 36688.5 | 0
CZ02 | cPVVG | New Construction | Exterior Lighting | 0 | 0
CZ02 | cPVVG | New Construction | Interior Equipment | 50302.88 | 0
CZ02 | cPVVG | New Construction | Exterior Equipment | 0 | 0
CZ02 | cPVVG | New Construction | Fans | 15540.18 | 0
CZ02 | cPVVG | New Construction | Pumps | 0 | 0
CZ02 | cPVVG | New Construction | Heat Rejection | 0 | 0
CZ02 | cPVVG | New Construction | Humidification | 0 | 0
CZ02 | cPVVG | New Construction | Heat Recovery | 0 | 0
CZ02 | cPVVG | New Construction | Water Systems | 0 | 18339.22
CZ02 | cPVVG | New Construction | Refrigeration | 0 | 0
CZ02 | cPVVG | New Construction | Generators | 0 | 0
CZ02 | cPVVG | New Construction | Total End Uses | 114585.82 | 40864.36
CZ03 | cPVVG | New Construction | Heating | 0 | 14424.96
CZ03 | cPVVG | New Construction | Cooling | 6898.44 | 0
CZ03 | cPVVG | New Construction | Interior Lighting | 36688.5 | 0
CZ03 | cPVVG | New Construction | Exterior Lighting | 0 | 0
CZ03 | cPVVG | New Construction | Interior Equipment | 50302.88 | 0
CZ03 | cPVVG | New Construction | Exterior Equipment | 0 | 0
CZ03 | cPVVG | New Construction | Fans | 14076.46 | 0
CZ03 | cPVVG | New Construction | Pumps | 0 | 0
CZ03 | cPVVG | New Construction | Heat Rejection | 0 | 0
CZ03 | cPVVG | New Construction | Humidification | 0 | 0
CZ03 | cPVVG | New Construction | Heat Recovery | 0 | 0
CZ03 | cPVVG | New Construction | Water Systems | 0 | 18275.24
CZ03 | cPVVG | New Construction | Refrigeration | 0 | 0
CZ03 | cPVVG | New Construction | Generators | 0 | 0
CZ03 | cPVVG | New Construction | Total End Uses | 107966.28 | 32700.2
CZ04 | cPVVG | New Construction | Heating | 0 | 12139.73
CZ04 | cPVVG | New Construction | Cooling | 14691.37 | 0
CZ04 | cPVVG | New Construction | Interior Lighting | 36688.5 | 0
CZ04 | cPVVG | New Construction | Exterior Lighting | 0 | 0
CZ04 | cPVVG | New Construction | Interior Equipment | 50302.88 | 0
CZ04 | cPVVG | New Construction | Exterior Equipment | 0 | 0
CZ04 | cPVVG | New Construction | Fans | 16446.85 | 0
CZ04 | cPVVG | New Construction | Pumps | 0 | 0
CZ04 | cPVVG | New Construction | Heat Rejection | 0 | 0
CZ04 | cPVVG | New Construction | Humidification | 0 | 0
CZ04 | cPVVG | New Construction | Heat Recovery | 0 | 0
CZ04 | cPVVG | New Construction | Water Systems | 0 | 17718.37
CZ04 | cPVVG | New Construction | Refrigeration | 0 | 0
CZ04 | cPVVG | New Construction | Generators | 0 | 0
CZ04 | cPVVG | New Construction | Total End Uses | 118129.6 | 29858.1
CZ05 | cPVVG | New Construction | Heating | 0 | 11347.2
CZ05 | cPVVG | New Construction | Cooling | 8698.68 | 0
CZ05 | cPVVG | New Construction | Interior Lighting | 36688.5 | 0
CZ05 | cPVVG | New Construction | Exterior Lighting | 0 | 0
CZ05 | cPVVG | New Construction | Interior Equipment | 50302.88 | 0
CZ05 | cPVVG | New Construction | Exterior Equipment | 0 | 0
CZ05 | cPVVG | New Construction | Fans | 14317.51 | 0
CZ05 | cPVVG | New Construction | Pumps | 0 | 0
CZ05 | cPVVG | New Construction | Heat Rejection | 0 | 0
CZ05 | cPVVG | New Construction | Humidification | 0 | 0
CZ05 | cPVVG | New Construction | Heat Recovery | 0 | 0
CZ05 | cPVVG | New Construction | Water Systems | 0 | 18275.86
CZ05 | cPVVG | New Construction | Refrigeration | 0 | 0
CZ05 | cPVVG | New Construction | Generators | 0 | 0
CZ05 | cPVVG | New Construction | Total End Uses | 110007.57 | 29623.07
CZ06 | cPVVG | New Construction | Heating | 0 | 3054
CZ06 | cPVVG | New Construction | Cooling | 16573.4 | 0
CZ06 | cPVVG | New Construction | Interior Lighting | 36688.5 | 0
CZ06 | cPVVG | New Construction | Exterior Lighting | 0 | 0
CZ06 | cPVVG | New Construction | Interior Equipment | 50302.88 | 0
CZ06 | cPVVG | New Construction | Exterior Equipment | 0 | 0
CZ06 | cPVVG | New Construction | Fans | 17721.75 | 0
CZ06 | cPVVG | New Construction | Pumps | 0 | 0
CZ06 | cPVVG | New Construction | Heat Rejection | 0 | 0
CZ06 | cPVVG | New Construction | Humidification | 0 | 0
CZ06 | cPVVG | New Construction | Heat Recovery | 0 | 0
CZ06 | cPVVG | New Construction | Water Systems | 0 | 16995.32
CZ06 | cPVVG | New Construction | Refrigeration | 0 | 0
CZ06 | cPVVG | New Construction | Generators | 0 | 0
CZ06 | cPVVG | New Construction | Total End Uses | 121286.53 | 20049.32
CZ07 | cPVVG | New Construction | Heating | 0 | 2678.33
CZ07 | cPVVG | New Construction | Cooling | 18083.69 | 0
CZ07 | cPVVG | New Construction | Interior Lighting | 36688.5 | 0
CZ07 | cPVVG | New Construction | Exterior Lighting | 0 | 0
CZ07 | cPVVG | New Construction | Interior Equipment | 50302.88 | 0
CZ07 | cPVVG | New Construction | Exterior Equipment | 0 | 0
CZ07 | cPVVG | New Construction | Fans | 17707.9 | 0
CZ07 | cPVVG | New Construction | Pumps | 0 | 0
CZ07 | cPVVG | New Construction | Heat Rejection | 0 | 0
CZ07 | cPVVG | New Construction | Humidification | 0 | 0
CZ07 | cPVVG | New Construction | Heat Recovery | 0 | 0
CZ07 | cPVVG | New Construction | Water Systems | 0 | 16804.98
CZ07 | cPVVG | New Construction | Refrigeration | 0 | 0
CZ07 | cPVVG | New Construction | Generators | 0 | 0
CZ07 | cPVVG | New Construction | Total End Uses | 122782.97 | 19483.31
CZ08 | cPVVG | New Construction | Heating | 0 | 4445.52
CZ08 | cPVVG | New Construction | Cooling | 21570.59 | 0
CZ08 | cPVVG | New Construction | Interior Lighting | 36688.5 | 0
CZ08 | cPVVG | New Construction | Exterior Lighting | 0 | 0
CZ08 | cPVVG | New Construction | Interior Equipment | 50302.88 | 0
CZ08 | cPVVG | New Construction | Exterior Equipment | 0 | 0
CZ08 | cPVVG | New Construction | Fans | 18781.92 | 0
CZ08 | cPVVG | New Construction | Pumps | 0 | 0
CZ08 | cPVVG | New Construction | Heat Rejection | 0 | 0
CZ08 | cPVVG | New Construction | Humidification | 0 | 0
CZ08 | cPVVG | New Construction | Heat Recovery | 0 | 0
CZ08 | cPVVG | New Construction | Water Systems | 0 | 16784.71
CZ08 | cPVVG | New Construction | Refrigeration | 0 | 0
CZ08 | cPVVG | New Construction | Generators | 0 | 0
CZ08 | cPVVG | New Construction | Total End Uses | 127343.89 | 21230.22
CZ09 | cPVVG | New Construction | Heating | 0 | 2944.35
CZ09 | cPVVG | New Construction | Cooling | 22856.96 | 0
CZ09 | cPVVG | New Construction | Interior Lighting | 36688.5 | 0
CZ09 | cPVVG | New Construction | Exterior Lighting | 0 | 0
CZ09 | cPVVG | New Construction | Interior Equipment | 50302.88 | 0
CZ09 | cPVVG | New Construction | Exterior Equipment | 0 | 0
CZ09 | cPVVG | New Construction | Fans | 18625.13 | 0
CZ09 | cPVVG | New Construction | Pumps | 0 | 0
CZ09 | cPVVG | New Construction | Heat Rejection | 0 | 0
CZ09 | cPVVG | New Construction | Humidification | 0 | 0
CZ09 | cPVVG | New Construction | Heat Recovery | 0 | 0
CZ09 | cPVVG | New Construction | Water Systems | 0 | 16579.66
CZ09 | cPVVG | New Construction | Refrigeration | 0 | 0
CZ09 | cPVVG | New Construction | Generators | 0 | 0
CZ09 | cPVVG | New Construction | Total End Uses | 128473.48 | 19524.01
CZ10 | cPVVG | New Construction | Heating | 0 | 6825.23
CZ10 | cPVVG | New Construction | Cooling | 30569.63 | 0
CZ10 | cPVVG | New Construction | Interior Lighting | 36688.5 | 0
CZ10 | cPVVG | New Construction | Exterior Lighting | 0 | 0
CZ10 | cPVVG | New Construction | Interior Equipment | 50302.88 | 0
CZ10 | cPVVG | New Construction | Exterior Equipment | 0 | 0
CZ10 | cPVVG | New Construction | Fans | 20362.77 | 0
CZ10 | cPVVG | New Construction | Pumps | 0 | 0
CZ10 | cPVVG | New Construction | Heat Rejection | 0 | 0
CZ10 | cPVVG | New Construction | Humidification | 0 | 0
CZ10 | cPVVG | New Construction | Heat Recovery | 0 | 0
CZ10 | cPVVG | New Construction | Water Systems | 0 | 16465.91
CZ10 | cPVVG | New Construction | Refrigeration | 0 | 0
CZ10 | cPVVG | New Construction | Generators | 0 | 0
CZ10 | cPVVG | New Construction | Total End Uses | 137923.78 | 23291.14
CZ11 | cPVVG | New Construction | Heating | 0 | 23403.67
CZ11 | cPVVG | New Construction | Cooling | 31227.12 | 0
CZ11 | cPVVG | New Construction | Interior Lighting | 36688.5 | 0
CZ11 | cPVVG | New Construction | Exterior Lighting | 0 | 0
CZ11 | cPVVG | New Construction | Interior Equipment | 50302.88 | 0
CZ11 | cPVVG | New Construction | Exterior Equipment | 0 | 0
CZ11 | cPVVG | New Construction | Fans | 20393.8 | 0
CZ11 | cPVVG | New Construction | Pumps | 0 | 0
CZ11 | cPVVG | New Construction | Heat Rejection | 0 | 0
CZ11 | cPVVG | New Construction | Humidification | 0 | 0
CZ11 | cPVVG | New Construction | Heat Recovery | 0 | 0
CZ11 | cPVVG | New Construction | Water Systems | 0 | 16788.86
CZ11 | cPVVG | New Construction | Refrigeration | 0 | 0
CZ11 | cPVVG | New Construction | Generators | 0 | 0
CZ11 | cPVVG | New Construction | Total End Uses | 138612.3 | 40192.53
CZ12 | cPVVG | New Construction | Heating | 0 | 21505.98
CZ12 | cPVVG | New Construction | Cooling | 25577.11 | 0
CZ12 | cPVVG | New Construction | Interior Lighting | 36688.5 | 0
CZ12 | cPVVG | New Construction | Exterior Lighting | 0 | 0
CZ12 | cPVVG | New Construction | Interior Equipment | 50302.88 | 0
CZ12 | cPVVG | New Construction | Exterior Equipment | 0 | 0
CZ12 | cPVVG | New Construction | Fans | 18401.26 | 0
CZ12 | cPVVG | New Construction | Pumps | 0 | 0
CZ12 | cPVVG | New Construction | Heat Rejection | 0 | 0
CZ12 | cPVVG | New Construction | Humidification | 0 | 0
CZ12 | cPVVG | New Construction | Heat Recovery | 0 | 0
CZ12 | cPVVG | New Construction | Water Systems | 0 | 17203.18
CZ12 | cPVVG | New Construction | Refrigeration | 0 | 0
CZ12 | cPVVG | New Construction | Generators | 0 | 0
CZ12 | cPVVG | New Construction | Total End Uses | 130969.76 | 38709.16
CZ13 | cPVVG | New Construction | Heating | 0 | 18333.37
CZ13 | cPVVG | New Construction | Cooling | 34798.66 | 0
CZ13 | cPVVG | New Construction | Interior Lighting | 36688.5 | 0
CZ13 | cPVVG | New Construction | Exterior Lighting | 0 | 0
CZ13 | cPVVG | New Construction | Interior Equipment | 50302.88 | 0
CZ13 | cPVVG | New Construction | Exterior Equipment | 0 | 0
CZ13 | cPVVG | New Construction | Fans | 20801.99 | 0
CZ13 | cPVVG | New Construction | Pumps | 0 | 0
CZ13 | cPVVG | New Construction | Heat Rejection | 0 | 0
CZ13 | cPVVG | New Construction | Humidification | 0 | 0
CZ13 | cPVVG | New Construction | Heat Recovery | 0 | 0
CZ13 | cPVVG | New Construction | Water Systems | 0 | 16360.19
CZ13 | cPVVG | New Construction | Refrigeration | 0 | 0
CZ13 | cPVVG | New Construction | Generators | 0 | 0
CZ13 | cPVVG | New Construction | Total End Uses | 142592.03 | 34693.56
CZ14 | cPVVG | New Construction | Heating | 0 | 10430.69
CZ14 | cPVVG | New Construction | Cooling | 44602.68 | 0
CZ14 | cPVVG | New Construction | Interior Lighting | 36688.5 | 0
CZ14 | cPVVG | New Construction | Exterior Lighting | 0 | 0
CZ14 | cPVVG | New Construction | Interior Equipment | 50302.88 | 0
CZ14 | cPVVG | New Construction | Exterior Equipment | 0 | 0
CZ14 | cPVVG | New Construction | Fans | 24305.73 | 0
CZ14 | cPVVG | New Construction | Pumps | 0 | 0
CZ14 | cPVVG | New Construction | Heat Rejection | 0 | 0
CZ14 | cPVVG | New Construction | Humidification | 0 | 0
CZ14 | cPVVG | New Construction | Heat Recovery | 0 | 0
CZ14 | cPVVG | New Construction | Water Systems | 0 | 15635.77
CZ14 | cPVVG | New Construction | Refrigeration | 0 | 0
CZ14 | cPVVG | New Construction | Generators | 0 | 0
CZ14 | cPVVG | New Construction | Total End Uses | 155899.79 | 26066.46
CZ15 | cPVVG | New Construction | Heating | 0 | 2643.94
CZ15 | cPVVG | New Construction | Cooling | 63208.55 | 0
CZ15 | cPVVG | New Construction | Interior Lighting | 36688.5 | 0
CZ15 | cPVVG | New Construction | Exterior Lighting | 0 | 0
CZ15 | cPVVG | New Construction | Interior Equipment | 50302.88 | 0
CZ15 | cPVVG | New Construction | Exterior Equipment | 0 | 0
CZ15 | cPVVG | New Construction | Fans | 26282.31 | 0
CZ15 | cPVVG | New Construction | Pumps | 0 | 0
CZ15 | cPVVG | New Construction | Heat Rejection | 0 | 0
CZ15 | cPVVG | New Construction | Humidification | 0 | 0
CZ15 | cPVVG | New Construction | Heat Recovery | 0 | 0
CZ15 | cPVVG | New Construction | Water Systems | 0 | 14110.02
CZ15 | cPVVG | New Construction | Refrigeration | 0 | 0
CZ15 | cPVVG | New Construction | Generators | 0 | 0
CZ15 | cPVVG | New Construction | Total End Uses | 176482.25 | 16753.96
CZ16 | cPVVG | New Construction | Heating | 0 | 33202.92
CZ16 | cPVVG | New Construction | Cooling | 29255.22 | 0
CZ16 | cPVVG | New Construction | Interior Lighting | 36688.5 | 0
CZ16 | cPVVG | New Construction | Exterior Lighting | 0 | 0
CZ16 | cPVVG | New Construction | Interior Equipment | 50302.88 | 0
CZ16 | cPVVG | New Construction | Exterior Equipment | 0 | 0
CZ16 | cPVVG | New Construction | Fans | 22772.07 | 0
CZ16 | cPVVG | New Construction | Pumps | 0 | 0
CZ16 | cPVVG | New Construction | Heat Rejection | 0 | 0
CZ16 | cPVVG | New Construction | Humidification | 0 | 0
CZ16 | cPVVG | New Construction | Heat Recovery | 0 | 0
CZ16 | cPVVG | New Construction | Water Systems | 0 | 18074.71
CZ16 | cPVVG | New Construction | Refrigeration | 0 | 0
CZ16 | cPVVG | New Construction | Generators | 0 | 0
CZ16 | cPVVG | New Construction | Total End Uses | 139018.67 | 51277.63

## Raw_endusebreakdownannual (hidden)
Vintage | Climate Zone | HVAC System | End Use | Electricity [kBtu] | Natural Gas [kBtu]
Existing | CZ01 | cAVVG | Heating | 0 | 54300.38
Existing | CZ01 | cAVVG | Cooling | 1783.22 | 0
Existing | CZ01 | cAVVG | Interior Lighting | 72808.06 | 0
Existing | CZ01 | cAVVG | Exterior Lighting | 0 | 0
Existing | CZ01 | cAVVG | Interior Equipment | 50302.88 | 0
Existing | CZ01 | cAVVG | Exterior Equipment | 0 | 0
Existing | CZ01 | cAVVG | Fans | 12208.31 | 0
Existing | CZ01 | cAVVG | Pumps | 163.27 | 0
Existing | CZ01 | cAVVG | Heat Rejection | 0 | 0
Existing | CZ01 | cAVVG | Humidification | 0 | 0
Existing | CZ01 | cAVVG | Heat Recovery | 0 | 0
Existing | CZ01 | cAVVG | Water Systems | 0 | 19783.5
Existing | CZ01 | cAVVG | Refrigeration | 0 | 0
Existing | CZ01 | cAVVG | Generators | 0 | 0
Existing | CZ01 | cAVVG | Total End Uses | 137265.75 | 74083.88
Existing | CZ02 | cAVVG | Heating | 0 | 39099.43
Existing | CZ02 | cAVVG | Cooling | 29543.04 | 0
Existing | CZ02 | cAVVG | Interior Lighting | 72808.06 | 0
Existing | CZ02 | cAVVG | Exterior Lighting | 0 | 0
Existing | CZ02 | cAVVG | Interior Equipment | 50302.88 | 0
Existing | CZ02 | cAVVG | Exterior Equipment | 0 | 0
Existing | CZ02 | cAVVG | Fans | 23960.72 | 0
Existing | CZ02 | cAVVG | Pumps | 1237.77 | 0
Existing | CZ02 | cAVVG | Heat Rejection | 0 | 0
Existing | CZ02 | cAVVG | Humidification | 0 | 0
Existing | CZ02 | cAVVG | Heat Recovery | 0 | 0
Existing | CZ02 | cAVVG | Water Systems | 0 | 18344.8
Existing | CZ02 | cAVVG | Refrigeration | 0 | 0
Existing | CZ02 | cAVVG | Generators | 0 | 0
Existing | CZ02 | cAVVG | Total End Uses | 177852.47 | 57444.23
Existing | CZ03 | cAVVG | Heating | 0 | 23203.38
Existing | CZ03 | cAVVG | Cooling | 17873.56 | 0
Existing | CZ03 | cAVVG | Interior Lighting | 72808.06 | 0
Existing | CZ03 | cAVVG | Exterior Lighting | 0 | 0
Existing | CZ03 | cAVVG | Interior Equipment | 50302.88 | 0
Existing | CZ03 | cAVVG | Exterior Equipment | 0 | 0
Existing | CZ03 | cAVVG | Fans | 18712.35 | 0
Existing | CZ03 | cAVVG | Pumps | 954.77 | 0
Existing | CZ03 | cAVVG | Heat Rejection | 0 | 0
Existing | CZ03 | cAVVG | Humidification | 0 | 0
Existing | CZ03 | cAVVG | Heat Recovery | 0 | 0
Existing | CZ03 | cAVVG | Water Systems | 0 | 18280.94
Existing | CZ03 | cAVVG | Refrigeration | 0 | 0
Existing | CZ03 | cAVVG | Generators | 0 | 0
Existing | CZ03 | cAVVG | Total End Uses | 160651.63 | 41484.32
Existing | CZ04 | cAVVG | Heating | 0 | 22064.26
Existing | CZ04 | cAVVG | Cooling | 34853.94 | 0
Existing | CZ04 | cAVVG | Interior Lighting | 72808.06 | 0
Existing | CZ04 | cAVVG | Exterior Lighting | 0 | 0
Existing | CZ04 | cAVVG | Interior Equipment | 50302.88 | 0
Existing | CZ04 | cAVVG | Exterior Equipment | 0 | 0
Existing | CZ04 | cAVVG | Fans | 27398.86 | 0
Existing | CZ04 | cAVVG | Pumps | 1387.17 | 0
Existing | CZ04 | cAVVG | Heat Rejection | 0 | 0
Existing | CZ04 | cAVVG | Humidification | 0 | 0
Existing | CZ04 | cAVVG | Heat Recovery | 0 | 0
Existing | CZ04 | cAVVG | Water Systems | 0 | 17723.63
Existing | CZ04 | cAVVG | Refrigeration | 0 | 0
Existing | CZ04 | cAVVG | Generators | 0 | 0
Existing | CZ04 | cAVVG | Total End Uses | 186750.91 | 39787.89
Existing | CZ05 | cAVVG | Heating | 0 | 20201.86
Existing | CZ05 | cAVVG | Cooling | 21823.97 | 0
Existing | CZ05 | cAVVG | Interior Lighting | 72808.06 | 0
Existing | CZ05 | cAVVG | Exterior Lighting | 0 | 0
Existing | CZ05 | cAVVG | Interior Equipment | 50302.88 | 0
Existing | CZ05 | cAVVG | Exterior Equipment | 0 | 0
Existing | CZ05 | cAVVG | Fans | 19468.36 | 0
Existing | CZ05 | cAVVG | Pumps | 950.61 | 0
Existing | CZ05 | cAVVG | Heat Rejection | 0 | 0
Existing | CZ05 | cAVVG | Humidification | 0 | 0
Existing | CZ05 | cAVVG | Heat Recovery | 0 | 0
Existing | CZ05 | cAVVG | Water Systems | 0 | 18281.26
Existing | CZ05 | cAVVG | Refrigeration | 0 | 0
Existing | CZ05 | cAVVG | Generators | 0 | 0
Existing | CZ05 | cAVVG | Total End Uses | 165353.87 | 38483.12
Existing | CZ06 | cAVVG | Heating | 0 | 6017.65
Existing | CZ06 | cAVVG | Cooling | 37584.63 | 0
Existing | CZ06 | cAVVG | Interior Lighting | 72808.06 | 0
Existing | CZ06 | cAVVG | Exterior Lighting | 0 | 0
Existing | CZ06 | cAVVG | Interior Equipment | 50302.88 | 0
Existing | CZ06 | cAVVG | Exterior Equipment | 0 | 0
Existing | CZ06 | cAVVG | Fans | 31812.31 | 0
Existing | CZ06 | cAVVG | Pumps | 1649.47 | 0
Existing | CZ06 | cAVVG | Heat Rejection | 0 | 0
Existing | CZ06 | cAVVG | Humidification | 0 | 0
Existing | CZ06 | cAVVG | Heat Recovery | 0 | 0
Existing | CZ06 | cAVVG | Water Systems | 0 | 17001.25
Existing | CZ06 | cAVVG | Refrigeration | 0 | 0
Existing | CZ06 | cAVVG | Generators | 0 | 0
Existing | CZ06 | cAVVG | Total End Uses | 194157.35 | 23018.9
Existing | CZ07 | cAVVG | Heating | 0 | 6060.46
Existing | CZ07 | cAVVG | Cooling | 42053.69 | 0
Existing | CZ07 | cAVVG | Interior Lighting | 72808.06 | 0
Existing | CZ07 | cAVVG | Exterior Lighting | 0 | 0
Existing | CZ07 | cAVVG | Interior Equipment | 50302.88 | 0
Existing | CZ07 | cAVVG | Exterior Equipment | 0 | 0
Existing | CZ07 | cAVVG | Fans | 35739.43 | 0
Existing | CZ07 | cAVVG | Pumps | 1794.86 | 0
Existing | CZ07 | cAVVG | Heat Rejection | 0 | 0
Existing | CZ07 | cAVVG | Humidification | 0 | 0
Existing | CZ07 | cAVVG | Heat Recovery | 0 | 0
Existing | CZ07 | cAVVG | Water Systems | 0 | 16811.03
Existing | CZ07 | cAVVG | Refrigeration | 0 | 0
Existing | CZ07 | cAVVG | Generators | 0 | 0
Existing | CZ07 | cAVVG | Total End Uses | 202698.92 | 22871.49
Existing | CZ08 | cAVVG | Heating | 0 | 8951.21
Existing | CZ08 | cAVVG | Cooling | 50233.76 | 0
Existing | CZ08 | cAVVG | Interior Lighting | 72808.06 | 0
Existing | CZ08 | cAVVG | Exterior Lighting | 0 | 0
Existing | CZ08 | cAVVG | Interior Equipment | 50302.88 | 0
Existing | CZ08 | cAVVG | Exterior Equipment | 0 | 0
Existing | CZ08 | cAVVG | Fans | 36485.42 | 0
Existing | CZ08 | cAVVG | Pumps | 1932.8 | 0
Existing | CZ08 | cAVVG | Heat Rejection | 0 | 0
Existing | CZ08 | cAVVG | Humidification | 0 | 0
Existing | CZ08 | cAVVG | Heat Recovery | 0 | 0
Existing | CZ08 | cAVVG | Water Systems | 0 | 16790
Existing | CZ08 | cAVVG | Refrigeration | 0 | 0
Existing | CZ08 | cAVVG | Generators | 0 | 0
Existing | CZ08 | cAVVG | Total End Uses | 211762.92 | 25741.21
Existing | CZ09 | cAVVG | Heating | 0 | 8382.3
Existing | CZ09 | cAVVG | Cooling | 57349.26 | 0
Existing | CZ09 | cAVVG | Interior Lighting | 72808.06 | 0
Existing | CZ09 | cAVVG | Exterior Lighting | 0 | 0
Existing | CZ09 | cAVVG | Interior Equipment | 50302.88 | 0
Existing | CZ09 | cAVVG | Exterior Equipment | 0 | 0
Existing | CZ09 | cAVVG | Fans | 41054.49 | 0
Existing | CZ09 | cAVVG | Pumps | 2113.74 | 0
Existing | CZ09 | cAVVG | Heat Rejection | 0 | 0
Existing | CZ09 | cAVVG | Humidification | 0 | 0
Existing | CZ09 | cAVVG | Heat Recovery | 0 | 0
Existing | CZ09 | cAVVG | Water Systems | 0 | 16585.96
Existing | CZ09 | cAVVG | Refrigeration | 0 | 0
Existing | CZ09 | cAVVG | Generators | 0 | 0
Existing | CZ09 | cAVVG | Total End Uses | 223628.43 | 24968.26
Existing | CZ10 | cAVVG | Heating | 0 | 14304.61
Existing | CZ10 | cAVVG | Cooling | 65223.93 | 0
Existing | CZ10 | cAVVG | Interior Lighting | 72808.06 | 0
Existing | CZ10 | cAVVG | Exterior Lighting | 0 | 0
Existing | CZ10 | cAVVG | Interior Equipment | 50302.88 | 0
Existing | CZ10 | cAVVG | Exterior Equipment | 0 | 0
Existing | CZ10 | cAVVG | Fans | 39192.07 | 0
Existing | CZ10 | cAVVG | Pumps | 2027.96 | 0
Existing | CZ10 | cAVVG | Heat Rejection | 0 | 0
Existing | CZ10 | cAVVG | Humidification | 0 | 0
Existing | CZ10 | cAVVG | Heat Recovery | 0 | 0
Existing | CZ10 | cAVVG | Water Systems | 0 | 16471.59
Existing | CZ10 | cAVVG | Refrigeration | 0 | 0
Existing | CZ10 | cAVVG | Generators | 0 | 0
Existing | CZ10 | cAVVG | Total End Uses | 229554.9 | 30776.2
Existing | CZ11 | cAVVG | Heating | 0 | 42399.5
Existing | CZ11 | cAVVG | Cooling | 67237.56 | 0
Existing | CZ11 | cAVVG | Interior Lighting | 72808.06 | 0
Existing | CZ11 | cAVVG | Exterior Lighting | 0 | 0
Existing | CZ11 | cAVVG | Interior Equipment | 50302.88 | 0
Existing | CZ11 | cAVVG | Exterior Equipment | 0 | 0
Existing | CZ11 | cAVVG | Fans | 41155.78 | 0
Existing | CZ11 | cAVVG | Pumps | 2001.05 | 0
Existing | CZ11 | cAVVG | Heat Rejection | 0 | 0
Existing | CZ11 | cAVVG | Humidification | 0 | 0
Existing | CZ11 | cAVVG | Heat Recovery | 0 | 0
Existing | CZ11 | cAVVG | Water Systems | 0 | 16794.56
Existing | CZ11 | cAVVG | Refrigeration | 0 | 0
Existing | CZ11 | cAVVG | Generators | 0 | 0
Existing | CZ11 | cAVVG | Total End Uses | 233505.34 | 59194.06
Existing | CZ12 | cAVVG | Heating | 0 | 36742.46
Existing | CZ12 | cAVVG | Cooling | 56964.42 | 0
Existing | CZ12 | cAVVG | Interior Lighting | 72808.06 | 0
Existing | CZ12 | cAVVG | Exterior Lighting | 0 | 0
Existing | CZ12 | cAVVG | Interior Equipment | 50302.88 | 0
Existing | CZ12 | cAVVG | Exterior Equipment | 0 | 0
Existing | CZ12 | cAVVG | Fans | 35086.88 | 0
Existing | CZ12 | cAVVG | Pumps | 1852.79 | 0
Existing | CZ12 | cAVVG | Heat Rejection | 0 | 0
Existing | CZ12 | cAVVG | Humidification | 0 | 0
Existing | CZ12 | cAVVG | Heat Recovery | 0 | 0
Existing | CZ12 | cAVVG | Water Systems | 0 | 17208.77
Existing | CZ12 | cAVVG | Refrigeration | 0 | 0
Existing | CZ12 | cAVVG | Generators | 0 | 0
Existing | CZ12 | cAVVG | Total End Uses | 217015.03 | 53951.23
Existing | CZ13 | cAVVG | Heating | 0 | 30208.65
Existing | CZ13 | cAVVG | Cooling | 73466.11 | 0
Existing | CZ13 | cAVVG | Interior Lighting | 72808.06 | 0
Existing | CZ13 | cAVVG | Exterior Lighting | 0 | 0
Existing | CZ13 | cAVVG | Interior Equipment | 50302.88 | 0
Existing | CZ13 | cAVVG | Exterior Equipment | 0 | 0
Existing | CZ13 | cAVVG | Fans | 43548.44 | 0
Existing | CZ13 | cAVVG | Pumps | 2147.98 | 0
Existing | CZ13 | cAVVG | Heat Rejection | 0 | 0
Existing | CZ13 | cAVVG | Humidification | 0 | 0
Existing | CZ13 | cAVVG | Heat Recovery | 0 | 0
Existing | CZ13 | cAVVG | Water Systems | 0 | 16366.17
Existing | CZ13 | cAVVG | Refrigeration | 0 | 0
Existing | CZ13 | cAVVG | Generators | 0 | 0
Existing | CZ13 | cAVVG | Total End Uses | 242273.47 | 46574.82
Existing | CZ14 | cAVVG | Heating | 0 | 20544.26
Existing | CZ14 | cAVVG | Cooling | 90578.57 | 0
Existing | CZ14 | cAVVG | Interior Lighting | 72808.06 | 0
Existing | CZ14 | cAVVG | Exterior Lighting | 0 | 0
Existing | CZ14 | cAVVG | Interior Equipment | 50302.88 | 0
Existing | CZ14 | cAVVG | Exterior Equipment | 0 | 0
Existing | CZ14 | cAVVG | Fans | 51184.12 | 0
Existing | CZ14 | cAVVG | Pumps | 2324.82 | 0
Existing | CZ14 | cAVVG | Heat Rejection | 0 | 0
Existing | CZ14 | cAVVG | Humidification | 0 | 0
Existing | CZ14 | cAVVG | Heat Recovery | 0 | 0
Existing | CZ14 | cAVVG | Water Systems | 0 | 15641.32
Existing | CZ14 | cAVVG | Refrigeration | 0 | 0
Existing | CZ14 | cAVVG | Generators | 0 | 0
Existing | CZ14 | cAVVG | Total End Uses | 267198.45 | 36185.59
Existing | CZ15 | cAVVG | Heating | 0 | 9693.85
Existing | CZ15 | cAVVG | Cooling | 124476.97 | 0
Existing | CZ15 | cAVVG | Interior Lighting | 72808.06 | 0
Existing | CZ15 | cAVVG | Exterior Lighting | 0 | 0
Existing | CZ15 | cAVVG | Interior Equipment | 50302.88 | 0
Existing | CZ15 | cAVVG | Exterior Equipment | 0 | 0
Existing | CZ15 | cAVVG | Fans | 57468.3 | 0
Existing | CZ15 | cAVVG | Pumps | 1991.02 | 0
Existing | CZ15 | cAVVG | Heat Rejection | 0 | 0
Existing | CZ15 | cAVVG | Humidification | 0 | 0
Existing | CZ15 | cAVVG | Heat Recovery | 0 | 0
Existing | CZ15 | cAVVG | Water Systems | 0 | 14115.64
Existing | CZ15 | cAVVG | Refrigeration | 0 | 0
Existing | CZ15 | cAVVG | Generators | 0 | 0
Existing | CZ15 | cAVVG | Total End Uses | 307047.23 | 23809.49
Existing | CZ16 | cAVVG | Heating | 0 | 66260.91
Existing | CZ16 | cAVVG | Cooling | 61583.48 | 0
Existing | CZ16 | cAVVG | Interior Lighting | 72808.06 | 0
Existing | CZ16 | cAVVG | Exterior Lighting | 0 | 0
Existing | CZ16 | cAVVG | Interior Equipment | 50302.88 | 0
Existing | CZ16 | cAVVG | Exterior Equipment | 0 | 0
Existing | CZ16 | cAVVG | Fans | 45219.2 | 0
Existing | CZ16 | cAVVG | Pumps | 1717.64 | 0
Existing | CZ16 | cAVVG | Heat Rejection | 0 | 0
Existing | CZ16 | cAVVG | Humidification | 0 | 0
Existing | CZ16 | cAVVG | Heat Recovery | 0 | 0
Existing | CZ16 | cAVVG | Water Systems | 0 | 18080.39
Existing | CZ16 | cAVVG | Refrigeration | 0 | 0
Existing | CZ16 | cAVVG | Generators | 0 | 0
Existing | CZ16 | cAVVG | Total End Uses | 231631.26 | 84341.29
New Construction | CZ01 | cAVVG | Heating | 0 | 42322.02
New Construction | CZ01 | cAVVG | Cooling | 834.07 | 0
New Construction | CZ01 | cAVVG | Interior Lighting | 36688.5 | 0
New Construction | CZ01 | cAVVG | Exterior Lighting | 0 | 0
New Construction | CZ01 | cAVVG | Interior Equipment | 50302.88 | 0
New Construction | CZ01 | cAVVG | Exterior Equipment | 0 | 0
New Construction | CZ01 | cAVVG | Fans | 12413.6 | 0
New Construction | CZ01 | cAVVG | Pumps | 76.09 | 0
New Construction | CZ01 | cAVVG | Heat Rejection | 0 | 0
New Construction | CZ01 | cAVVG | Humidification | 0 | 0
New Construction | CZ01 | cAVVG | Heat Recovery | 0 | 0
New Construction | CZ01 | cAVVG | Water Systems | 0 | 19777.84
New Construction | CZ01 | cAVVG | Refrigeration | 0 | 0
New Construction | CZ01 | cAVVG | Generators | 0 | 0
New Construction | CZ01 | cAVVG | Total End Uses | 100315.14 | 62099.86
New Construction | CZ02 | cAVVG | Heating | 0 | 27529.75
New Construction | CZ02 | cAVVG | Cooling | 15763.89 | 0
New Construction | CZ02 | cAVVG | Interior Lighting | 36688.5 | 0
New Construction | CZ02 | cAVVG | Exterior Lighting | 0 | 0
New Construction | CZ02 | cAVVG | Interior Equipment | 50302.88 | 0
New Construction | CZ02 | cAVVG | Exterior Equipment | 0 | 0
New Construction | CZ02 | cAVVG | Fans | 14095.7 | 0
New Construction | CZ02 | cAVVG | Pumps | 510.56 | 0
New Construction | CZ02 | cAVVG | Heat Rejection | 0 | 0
New Construction | CZ02 | cAVVG | Humidification | 0 | 0
New Construction | CZ02 | cAVVG | Heat Recovery | 0 | 0
New Construction | CZ02 | cAVVG | Water Systems | 0 | 18339.38
New Construction | CZ02 | cAVVG | Refrigeration | 0 | 0
New Construction | CZ02 | cAVVG | Generators | 0 | 0
New Construction | CZ02 | cAVVG | Total End Uses | 117361.53 | 45869.13
New Construction | CZ03 | cAVVG | Heating | 0 | 17947.55
New Construction | CZ03 | cAVVG | Cooling | 9438.84 | 0
New Construction | CZ03 | cAVVG | Interior Lighting | 36688.5 | 0
New Construction | CZ03 | cAVVG | Exterior Lighting | 0 | 0
New Construction | CZ03 | cAVVG | Interior Equipment | 50302.88 | 0
New Construction | CZ03 | cAVVG | Exterior Equipment | 0 | 0
New Construction | CZ03 | cAVVG | Fans | 11122.82 | 0
New Construction | CZ03 | cAVVG | Pumps | 512.44 | 0
New Construction | CZ03 | cAVVG | Heat Rejection | 0 | 0
New Construction | CZ03 | cAVVG | Humidification | 0 | 0
New Construction | CZ03 | cAVVG | Heat Recovery | 0 | 0
New Construction | CZ03 | cAVVG | Water Systems | 0 | 18275.29
New Construction | CZ03 | cAVVG | Refrigeration | 0 | 0
New Construction | CZ03 | cAVVG | Generators | 0 | 0
New Construction | CZ03 | cAVVG | Total End Uses | 108065.48 | 36222.84
New Construction | CZ04 | cAVVG | Heating | 0 | 15512.09
New Construction | CZ04 | cAVVG | Cooling | 18985.24 | 0
New Construction | CZ04 | cAVVG | Interior Lighting | 36688.5 | 0
New Construction | CZ04 | cAVVG | Exterior Lighting | 0 | 0
New Construction | CZ04 | cAVVG | Interior Equipment | 50302.88 | 0
New Construction | CZ04 | cAVVG | Exterior Equipment | 0 | 0
New Construction | CZ04 | cAVVG | Fans | 14737.88 | 0
New Construction | CZ04 | cAVVG | Pumps | 580.05 | 0
New Construction | CZ04 | cAVVG | Heat Rejection | 0 | 0
New Construction | CZ04 | cAVVG | Humidification | 0 | 0
New Construction | CZ04 | cAVVG | Heat Recovery | 0 | 0
New Construction | CZ04 | cAVVG | Water Systems | 0 | 17718.63
New Construction | CZ04 | cAVVG | Refrigeration | 0 | 0
New Construction | CZ04 | cAVVG | Generators | 0 | 0
New Construction | CZ04 | cAVVG | Total End Uses | 121294.56 | 33230.71
New Construction | CZ05 | cAVVG | Heating | 0 | 14469.77
New Construction | CZ05 | cAVVG | Cooling | 11136.5 | 0
New Construction | CZ05 | cAVVG | Interior Lighting | 36688.5 | 0
New Construction | CZ05 | cAVVG | Exterior Lighting | 0 | 0
New Construction | CZ05 | cAVVG | Interior Equipment | 50302.88 | 0
New Construction | CZ05 | cAVVG | Exterior Equipment | 0 | 0
New Construction | CZ05 | cAVVG | Fans | 11276.76 | 0
New Construction | CZ05 | cAVVG | Pumps | 497.81 | 0
New Construction | CZ05 | cAVVG | Heat Rejection | 0 | 0
New Construction | CZ05 | cAVVG | Humidification | 0 | 0
New Construction | CZ05 | cAVVG | Heat Recovery | 0 | 0
New Construction | CZ05 | cAVVG | Water Systems | 0 | 18275.94
New Construction | CZ05 | cAVVG | Refrigeration | 0 | 0
New Construction | CZ05 | cAVVG | Generators | 0 | 0
New Construction | CZ05 | cAVVG | Total End Uses | 109902.45 | 32745.71
New Construction | CZ06 | cAVVG | Heating | 0 | 4865.87
New Construction | CZ06 | cAVVG | Cooling | 22065.13 | 0
New Construction | CZ06 | cAVVG | Interior Lighting | 36688.5 | 0
New Construction | CZ06 | cAVVG | Exterior Lighting | 0 | 0
New Construction | CZ06 | cAVVG | Interior Equipment | 50302.88 | 0
New Construction | CZ06 | cAVVG | Exterior Equipment | 0 | 0
New Construction | CZ06 | cAVVG | Fans | 17480.06 | 0
New Construction | CZ06 | cAVVG | Pumps | 979.14 | 0
New Construction | CZ06 | cAVVG | Heat Rejection | 0 | 0
New Construction | CZ06 | cAVVG | Humidification | 0 | 0
New Construction | CZ06 | cAVVG | Heat Recovery | 0 | 0
New Construction | CZ06 | cAVVG | Water Systems | 0 | 16995.65
New Construction | CZ06 | cAVVG | Refrigeration | 0 | 0
New Construction | CZ06 | cAVVG | Generators | 0 | 0
New Construction | CZ06 | cAVVG | Total End Uses | 127515.72 | 21861.52
New Construction | CZ07 | cAVVG | Heating | 0 | 4795.63
New Construction | CZ07 | cAVVG | Cooling | 25603 | 0
New Construction | CZ07 | cAVVG | Interior Lighting | 36688.5 | 0
New Construction | CZ07 | cAVVG | Exterior Lighting | 0 | 0
New Construction | CZ07 | cAVVG | Interior Equipment | 50302.88 | 0
New Construction | CZ07 | cAVVG | Exterior Equipment | 0 | 0
New Construction | CZ07 | cAVVG | Fans | 19898.26 | 0
New Construction | CZ07 | cAVVG | Pumps | 1099.19 | 0
New Construction | CZ07 | cAVVG | Heat Rejection | 0 | 0
New Construction | CZ07 | cAVVG | Humidification | 0 | 0
New Construction | CZ07 | cAVVG | Heat Recovery | 0 | 0
New Construction | CZ07 | cAVVG | Water Systems | 0 | 16805.3
New Construction | CZ07 | cAVVG | Refrigeration | 0 | 0
New Construction | CZ07 | cAVVG | Generators | 0 | 0
New Construction | CZ07 | cAVVG | Total End Uses | 133591.84 | 21600.94
New Construction | CZ08 | cAVVG | Heating | 0 | 7374.52
New Construction | CZ08 | cAVVG | Cooling | 29385.07 | 0
New Construction | CZ08 | cAVVG | Interior Lighting | 36688.5 | 0
New Construction | CZ08 | cAVVG | Exterior Lighting | 0 | 0
New Construction | CZ08 | cAVVG | Interior Equipment | 50302.88 | 0
New Construction | CZ08 | cAVVG | Exterior Equipment | 0 | 0
New Construction | CZ08 | cAVVG | Fans | 19288.19 | 0
New Construction | CZ08 | cAVVG | Pumps | 866.98 | 0
New Construction | CZ08 | cAVVG | Heat Rejection | 0 | 0
New Construction | CZ08 | cAVVG | Humidification | 0 | 0
New Construction | CZ08 | cAVVG | Heat Recovery | 0 | 0
New Construction | CZ08 | cAVVG | Water Systems | 0 | 16785.24
New Construction | CZ08 | cAVVG | Refrigeration | 0 | 0
New Construction | CZ08 | cAVVG | Generators | 0 | 0
New Construction | CZ08 | cAVVG | Total End Uses | 136531.62 | 24159.76
New Construction | CZ09 | cAVVG | Heating | 0 | 4983.77
New Construction | CZ09 | cAVVG | Cooling | 31836.92 | 0
New Construction | CZ09 | cAVVG | Interior Lighting | 36688.5 | 0
New Construction | CZ09 | cAVVG | Exterior Lighting | 0 | 0
New Construction | CZ09 | cAVVG | Interior Equipment | 50302.88 | 0
New Construction | CZ09 | cAVVG | Exterior Equipment | 0 | 0
New Construction | CZ09 | cAVVG | Fans | 20721.74 | 0
New Construction | CZ09 | cAVVG | Pumps | 1182.54 | 0
New Construction | CZ09 | cAVVG | Heat Rejection | 0 | 0
New Construction | CZ09 | cAVVG | Humidification | 0 | 0
New Construction | CZ09 | cAVVG | Heat Recovery | 0 | 0
New Construction | CZ09 | cAVVG | Water Systems | 0 | 16580.21
New Construction | CZ09 | cAVVG | Refrigeration | 0 | 0
New Construction | CZ09 | cAVVG | Generators | 0 | 0
New Construction | CZ09 | cAVVG | Total End Uses | 140732.57 | 21563.98
New Construction | CZ10 | cAVVG | Heating | 0 | 10094.35
New Construction | CZ10 | cAVVG | Cooling | 39833.37 | 0
New Construction | CZ10 | cAVVG | Interior Lighting | 36688.5 | 0
New Construction | CZ10 | cAVVG | Exterior Lighting | 0 | 0
New Construction | CZ10 | cAVVG | Interior Equipment | 50302.88 | 0
New Construction | CZ10 | cAVVG | Exterior Equipment | 0 | 0
New Construction | CZ10 | cAVVG | Fans | 22648.1 | 0
New Construction | CZ10 | cAVVG | Pumps | 877.23 | 0
New Construction | CZ10 | cAVVG | Heat Rejection | 0 | 0
New Construction | CZ10 | cAVVG | Humidification | 0 | 0
New Construction | CZ10 | cAVVG | Heat Recovery | 0 | 0
New Construction | CZ10 | cAVVG | Water Systems | 0 | 16466.64
New Construction | CZ10 | cAVVG | Refrigeration | 0 | 0
New Construction | CZ10 | cAVVG | Generators | 0 | 0
New Construction | CZ10 | cAVVG | Total End Uses | 150350.08 | 26560.98
New Construction | CZ11 | cAVVG | Heating | 0 | 29744.4
New Construction | CZ11 | cAVVG | Cooling | 39734.84 | 0
New Construction | CZ11 | cAVVG | Interior Lighting | 36688.5 | 0
New Construction | CZ11 | cAVVG | Exterior Lighting | 0 | 0
New Construction | CZ11 | cAVVG | Interior Equipment | 50302.88 | 0
New Construction | CZ11 | cAVVG | Exterior Equipment | 0 | 0
New Construction | CZ11 | cAVVG | Fans | 22777.46 | 0
New Construction | CZ11 | cAVVG | Pumps | 778.58 | 0
New Construction | CZ11 | cAVVG | Heat Rejection | 0 | 0
New Construction | CZ11 | cAVVG | Humidification | 0 | 0
New Construction | CZ11 | cAVVG | Heat Recovery | 0 | 0
New Construction | CZ11 | cAVVG | Water Systems | 0 | 16788.84
New Construction | CZ11 | cAVVG | Refrigeration | 0 | 0
New Construction | CZ11 | cAVVG | Generators | 0 | 0
New Construction | CZ11 | cAVVG | Total End Uses | 150282.26 | 46533.23
New Construction | CZ12 | cAVVG | Heating | 0 | 26365.24
New Construction | CZ12 | cAVVG | Cooling | 32836.53 | 0
New Construction | CZ12 | cAVVG | Interior Lighting | 36688.5 | 0
New Construction | CZ12 | cAVVG | Exterior Lighting | 0 | 0
New Construction | CZ12 | cAVVG | Interior Equipment | 50302.88 | 0
New Construction | CZ12 | cAVVG | Exterior Equipment | 0 | 0
New Construction | CZ12 | cAVVG | Fans | 19929.78 | 0
New Construction | CZ12 | cAVVG | Pumps | 764.82 | 0
New Construction | CZ12 | cAVVG | Heat Rejection | 0 | 0
New Construction | CZ12 | cAVVG | Humidification | 0 | 0
New Construction | CZ12 | cAVVG | Heat Recovery | 0 | 0
New Construction | CZ12 | cAVVG | Water Systems | 0 | 17203.42
New Construction | CZ12 | cAVVG | Refrigeration | 0 | 0
New Construction | CZ12 | cAVVG | Generators | 0 | 0
New Construction | CZ12 | cAVVG | Total End Uses | 140522.52 | 43568.66
New Construction | CZ13 | cAVVG | Heating | 0 | 23097.4
New Construction | CZ13 | cAVVG | Cooling | 43803.48 | 0
New Construction | CZ13 | cAVVG | Interior Lighting | 36688.5 | 0
New Construction | CZ13 | cAVVG | Exterior Lighting | 0 | 0
New Construction | CZ13 | cAVVG | Interior Equipment | 50302.88 | 0
New Construction | CZ13 | cAVVG | Exterior Equipment | 0 | 0
New Construction | CZ13 | cAVVG | Fans | 24106.73 | 0
New Construction | CZ13 | cAVVG | Pumps | 889.51 | 0
New Construction | CZ13 | cAVVG | Heat Rejection | 0 | 0
New Construction | CZ13 | cAVVG | Humidification | 0 | 0
New Construction | CZ13 | cAVVG | Heat Recovery | 0 | 0
New Construction | CZ13 | cAVVG | Water Systems | 0 | 16360.63
New Construction | CZ13 | cAVVG | Refrigeration | 0 | 0
New Construction | CZ13 | cAVVG | Generators | 0 | 0
New Construction | CZ13 | cAVVG | Total End Uses | 155791.1 | 39458.04
New Construction | CZ14 | cAVVG | Heating | 0 | 15040.32
New Construction | CZ14 | cAVVG | Cooling | 55782.99 | 0
New Construction | CZ14 | cAVVG | Interior Lighting | 36688.5 | 0
New Construction | CZ14 | cAVVG | Exterior Lighting | 0 | 0
New Construction | CZ14 | cAVVG | Interior Equipment | 50302.88 | 0
New Construction | CZ14 | cAVVG | Exterior Equipment | 0 | 0
New Construction | CZ14 | cAVVG | Fans | 29509.66 | 0
New Construction | CZ14 | cAVVG | Pumps | 1421.26 | 0
New Construction | CZ14 | cAVVG | Heat Rejection | 0 | 0
New Construction | CZ14 | cAVVG | Humidification | 0 | 0
New Construction | CZ14 | cAVVG | Heat Recovery | 0 | 0
New Construction | CZ14 | cAVVG | Water Systems | 0 | 15636.29
New Construction | CZ14 | cAVVG | Refrigeration | 0 | 0
New Construction | CZ14 | cAVVG | Generators | 0 | 0
New Construction | CZ14 | cAVVG | Total End Uses | 173705.3 | 30676.61
New Construction | CZ15 | cAVVG | Heating | 0 | 6908.83
New Construction | CZ15 | cAVVG | Cooling | 81093.48 | 0
New Construction | CZ15 | cAVVG | Interior Lighting | 36688.5 | 0
New Construction | CZ15 | cAVVG | Exterior Lighting | 0 | 0
New Construction | CZ15 | cAVVG | Interior Equipment | 50302.88 | 0
New Construction | CZ15 | cAVVG | Exterior Equipment | 0 | 0
New Construction | CZ15 | cAVVG | Fans | 32777.79 | 0
New Construction | CZ15 | cAVVG | Pumps | 1258.09 | 0
New Construction | CZ15 | cAVVG | Heat Rejection | 0 | 0
New Construction | CZ15 | cAVVG | Humidification | 0 | 0
New Construction | CZ15 | cAVVG | Heat Recovery | 0 | 0
New Construction | CZ15 | cAVVG | Water Systems | 0 | 14110.87
New Construction | CZ15 | cAVVG | Refrigeration | 0 | 0
New Construction | CZ15 | cAVVG | Generators | 0 | 0
New Construction | CZ15 | cAVVG | Total End Uses | 202120.74 | 21019.7
New Construction | CZ16 | cAVVG | Heating | 0 | 41735.88
New Construction | CZ16 | cAVVG | Cooling | 35988.34 | 0
New Construction | CZ16 | cAVVG | Interior Lighting | 36688.5 | 0
New Construction | CZ16 | cAVVG | Exterior Lighting | 0 | 0
New Construction | CZ16 | cAVVG | Interior Equipment | 50302.88 | 0
New Construction | CZ16 | cAVVG | Exterior Equipment | 0 | 0
New Construction | CZ16 | cAVVG | Fans | 26497.94 | 0
New Construction | CZ16 | cAVVG | Pumps | 905.08 | 0
New Construction | CZ16 | cAVVG | Heat Rejection | 0 | 0
New Construction | CZ16 | cAVVG | Humidification | 0 | 0
New Construction | CZ16 | cAVVG | Heat Recovery | 0 | 0
New Construction | CZ16 | cAVVG | Water Systems | 0 | 18075.1
New Construction | CZ16 | cAVVG | Refrigeration | 0 | 0
New Construction | CZ16 | cAVVG | Generators | 0 | 0
New Construction | CZ16 | cAVVG | Total End Uses | 150382.75 | 59810.99
Existing | CZ01 | cDXGF | Heating | 0 | 24965.53
Existing | CZ01 | cDXGF | Cooling | 913.08 | 0
Existing | CZ01 | cDXGF | Interior Lighting | 72808.06 | 0
Existing | CZ01 | cDXGF | Exterior Lighting | 0 | 0
Existing | CZ01 | cDXGF | Interior Equipment | 50302.88 | 0
Existing | CZ01 | cDXGF | Exterior Equipment | 0 | 0
Existing | CZ01 | cDXGF | Fans | 55837.2 | 0
Existing | CZ01 | cDXGF | Pumps | 0 | 0
Existing | CZ01 | cDXGF | Heat Rejection | 0 | 0
Existing | CZ01 | cDXGF | Humidification | 0 | 0
Existing | CZ01 | cDXGF | Heat Recovery | 0 | 0
Existing | CZ01 | cDXGF | Water Systems | 0 | 19783.34
Existing | CZ01 | cDXGF | Refrigeration | 0 | 0
Existing | CZ01 | cDXGF | Generators | 0 | 0
Existing | CZ01 | cDXGF | Total End Uses | 179861.22 | 44748.87
Existing | CZ02 | cDXGF | Heating | 0 | 15436.52
Existing | CZ02 | cDXGF | Cooling | 23219.16 | 0
Existing | CZ02 | cDXGF | Interior Lighting | 72808.06 | 0
Existing | CZ02 | cDXGF | Exterior Lighting | 0 | 0
Existing | CZ02 | cDXGF | Interior Equipment | 50302.88 | 0
Existing | CZ02 | cDXGF | Exterior Equipment | 0 | 0
Existing | CZ02 | cDXGF | Fans | 69552.59 | 0
Existing | CZ02 | cDXGF | Pumps | 0 | 0
Existing | CZ02 | cDXGF | Heat Rejection | 0 | 0
Existing | CZ02 | cDXGF | Humidification | 0 | 0
Existing | CZ02 | cDXGF | Heat Recovery | 0 | 0
Existing | CZ02 | cDXGF | Water Systems | 0 | 18344.82
Existing | CZ02 | cDXGF | Refrigeration | 0 | 0
Existing | CZ02 | cDXGF | Generators | 0 | 0
Existing | CZ02 | cDXGF | Total End Uses | 215882.69 | 33781.34
Existing | CZ03 | cDXGF | Heating | 0 | 8302.55
Existing | CZ03 | cDXGF | Cooling | 13186.98 | 0
Existing | CZ03 | cDXGF | Interior Lighting | 72808.06 | 0
Existing | CZ03 | cDXGF | Exterior Lighting | 0 | 0
Existing | CZ03 | cDXGF | Interior Equipment | 50302.88 | 0
Existing | CZ03 | cDXGF | Exterior Equipment | 0 | 0
Existing | CZ03 | cDXGF | Fans | 65470.8 | 0
Existing | CZ03 | cDXGF | Pumps | 0 | 0
Existing | CZ03 | cDXGF | Heat Rejection | 0 | 0
Existing | CZ03 | cDXGF | Humidification | 0 | 0
Existing | CZ03 | cDXGF | Heat Recovery | 0 | 0
Existing | CZ03 | cDXGF | Water Systems | 0 | 18280.92
Existing | CZ03 | cDXGF | Refrigeration | 0 | 0
Existing | CZ03 | cDXGF | Generators | 0 | 0
Existing | CZ03 | cDXGF | Total End Uses | 201768.73 | 26583.47
Existing | CZ04 | cDXGF | Heating | 0 | 7358.58
Existing | CZ04 | cDXGF | Cooling | 28039.93 | 0
Existing | CZ04 | cDXGF | Interior Lighting | 72808.06 | 0
Existing | CZ04 | cDXGF | Exterior Lighting | 0 | 0
Existing | CZ04 | cDXGF | Interior Equipment | 50302.88 | 0
Existing | CZ04 | cDXGF | Exterior Equipment | 0 | 0
Existing | CZ04 | cDXGF | Fans | 70364.48 | 0
Existing | CZ04 | cDXGF | Pumps | 0 | 0
Existing | CZ04 | cDXGF | Heat Rejection | 0 | 0
Existing | CZ04 | cDXGF | Humidification | 0 | 0
Existing | CZ04 | cDXGF | Heat Recovery | 0 | 0
Existing | CZ04 | cDXGF | Water Systems | 0 | 17724.16
Existing | CZ04 | cDXGF | Refrigeration | 0 | 0
Existing | CZ04 | cDXGF | Generators | 0 | 0
Existing | CZ04 | cDXGF | Total End Uses | 221515.36 | 25082.74
Existing | CZ05 | cDXGF | Heating | 0 | 7498.94
Existing | CZ05 | cDXGF | Cooling | 17805.66 | 0
Existing | CZ05 | cDXGF | Interior Lighting | 72808.06 | 0
Existing | CZ05 | cDXGF | Exterior Lighting | 0 | 0
Existing | CZ05 | cDXGF | Interior Equipment | 50302.88 | 0
Existing | CZ05 | cDXGF | Exterior Equipment | 0 | 0
Existing | CZ05 | cDXGF | Fans | 64995.63 | 0
Existing | CZ05 | cDXGF | Pumps | 0 | 0
Existing | CZ05 | cDXGF | Heat Rejection | 0 | 0
Existing | CZ05 | cDXGF | Humidification | 0 | 0
Existing | CZ05 | cDXGF | Heat Recovery | 0 | 0
Existing | CZ05 | cDXGF | Water Systems | 0 | 18281.17
Existing | CZ05 | cDXGF | Refrigeration | 0 | 0
Existing | CZ05 | cDXGF | Generators | 0 | 0
Existing | CZ05 | cDXGF | Total End Uses | 205912.24 | 25780.11
Existing | CZ06 | cDXGF | Heating | 0 | 1355.98
Existing | CZ06 | cDXGF | Cooling | 29685.25 | 0
Existing | CZ06 | cDXGF | Interior Lighting | 72808.06 | 0
Existing | CZ06 | cDXGF | Exterior Lighting | 0 | 0
Existing | CZ06 | cDXGF | Interior Equipment | 50302.88 | 0
Existing | CZ06 | cDXGF | Exterior Equipment | 0 | 0
Existing | CZ06 | cDXGF | Fans | 67010.89 | 0
Existing | CZ06 | cDXGF | Pumps | 0 | 0
Existing | CZ06 | cDXGF | Heat Rejection | 0 | 0
Existing | CZ06 | cDXGF | Humidification | 0 | 0
Existing | CZ06 | cDXGF | Heat Recovery | 0 | 0
Existing | CZ06 | cDXGF | Water Systems | 0 | 17001.18
Existing | CZ06 | cDXGF | Refrigeration | 0 | 0
Existing | CZ06 | cDXGF | Generators | 0 | 0
Existing | CZ06 | cDXGF | Total End Uses | 219807.08 | 18357.16
Existing | CZ07 | cDXGF | Heating | 0 | 1127.19
Existing | CZ07 | cDXGF | Cooling | 32854.98 | 0
Existing | CZ07 | cDXGF | Interior Lighting | 72808.06 | 0
Existing | CZ07 | cDXGF | Exterior Lighting | 0 | 0
Existing | CZ07 | cDXGF | Interior Equipment | 50302.88 | 0
Existing | CZ07 | cDXGF | Exterior Equipment | 0 | 0
Existing | CZ07 | cDXGF | Fans | 65674.06 | 0
Existing | CZ07 | cDXGF | Pumps | 0 | 0
Existing | CZ07 | cDXGF | Heat Rejection | 0 | 0
Existing | CZ07 | cDXGF | Humidification | 0 | 0
Existing | CZ07 | cDXGF | Heat Recovery | 0 | 0
Existing | CZ07 | cDXGF | Water Systems | 0 | 16810.84
Existing | CZ07 | cDXGF | Refrigeration | 0 | 0
Existing | CZ07 | cDXGF | Generators | 0 | 0
Existing | CZ07 | cDXGF | Total End Uses | 221639.98 | 17938.03
Existing | CZ08 | cDXGF | Heating | 0 | 2290.73
Existing | CZ08 | cDXGF | Cooling | 39309.41 | 0
Existing | CZ08 | cDXGF | Interior Lighting | 72808.06 | 0
Existing | CZ08 | cDXGF | Exterior Lighting | 0 | 0
Existing | CZ08 | cDXGF | Interior Equipment | 50302.88 | 0
Existing | CZ08 | cDXGF | Exterior Equipment | 0 | 0
Existing | CZ08 | cDXGF | Fans | 70646.98 | 0
Existing | CZ08 | cDXGF | Pumps | 0 | 0
Existing | CZ08 | cDXGF | Heat Rejection | 0 | 0
Existing | CZ08 | cDXGF | Humidification | 0 | 0
Existing | CZ08 | cDXGF | Heat Recovery | 0 | 0
Existing | CZ08 | cDXGF | Water Systems | 0 | 16789.89
Existing | CZ08 | cDXGF | Refrigeration | 0 | 0
Existing | CZ08 | cDXGF | Generators | 0 | 0
Existing | CZ08 | cDXGF | Total End Uses | 233067.33 | 19080.62
Existing | CZ09 | cDXGF | Heating | 0 | 1681.38
Existing | CZ09 | cDXGF | Cooling | 45444.43 | 0
Existing | CZ09 | cDXGF | Interior Lighting | 72808.06 | 0
Existing | CZ09 | cDXGF | Exterior Lighting | 0 | 0
Existing | CZ09 | cDXGF | Interior Equipment | 50302.88 | 0
Existing | CZ09 | cDXGF | Exterior Equipment | 0 | 0
Existing | CZ09 | cDXGF | Fans | 75043.77 | 0
Existing | CZ09 | cDXGF | Pumps | 0 | 0
Existing | CZ09 | cDXGF | Heat Rejection | 0 | 0
Existing | CZ09 | cDXGF | Humidification | 0 | 0
Existing | CZ09 | cDXGF | Heat Recovery | 0 | 0
Existing | CZ09 | cDXGF | Water Systems | 0 | 16585.48
Existing | CZ09 | cDXGF | Refrigeration | 0 | 0
Existing | CZ09 | cDXGF | Generators | 0 | 0
Existing | CZ09 | cDXGF | Total End Uses | 243599.15 | 18266.86
Existing | CZ10 | cDXGF | Heating | 0 | 4242.29
Existing | CZ10 | cDXGF | Cooling | 52292.96 | 0
Existing | CZ10 | cDXGF | Interior Lighting | 72808.06 | 0
Existing | CZ10 | cDXGF | Exterior Lighting | 0 | 0
Existing | CZ10 | cDXGF | Interior Equipment | 50302.88 | 0
Existing | CZ10 | cDXGF | Exterior Equipment | 0 | 0
Existing | CZ10 | cDXGF | Fans | 71896.65 | 0
Existing | CZ10 | cDXGF | Pumps | 0 | 0
Existing | CZ10 | cDXGF | Heat Rejection | 0 | 0
Existing | CZ10 | cDXGF | Humidification | 0 | 0
Existing | CZ10 | cDXGF | Heat Recovery | 0 | 0
Existing | CZ10 | cDXGF | Water Systems | 0 | 16471.11
Existing | CZ10 | cDXGF | Refrigeration | 0 | 0
Existing | CZ10 | cDXGF | Generators | 0 | 0
Existing | CZ10 | cDXGF | Total End Uses | 247300.55 | 20713.4
Existing | CZ11 | cDXGF | Heating | 0 | 14714.34
Existing | CZ11 | cDXGF | Cooling | 55294.24 | 0
Existing | CZ11 | cDXGF | Interior Lighting | 72808.06 | 0
Existing | CZ11 | cDXGF | Exterior Lighting | 0 | 0
Existing | CZ11 | cDXGF | Interior Equipment | 50302.88 | 0
Existing | CZ11 | cDXGF | Exterior Equipment | 0 | 0
Existing | CZ11 | cDXGF | Fans | 79456.43 | 0
Existing | CZ11 | cDXGF | Pumps | 0 | 0
Existing | CZ11 | cDXGF | Heat Rejection | 0 | 0
Existing | CZ11 | cDXGF | Humidification | 0 | 0
Existing | CZ11 | cDXGF | Heat Recovery | 0 | 0
Existing | CZ11 | cDXGF | Water Systems | 0 | 16794.46
Existing | CZ11 | cDXGF | Refrigeration | 0 | 0
Existing | CZ11 | cDXGF | Generators | 0 | 0
Existing | CZ11 | cDXGF | Total End Uses | 257861.61 | 31508.8
Existing | CZ12 | cDXGF | Heating | 0 | 13753.72
Existing | CZ12 | cDXGF | Cooling | 46260.03 | 0
Existing | CZ12 | cDXGF | Interior Lighting | 72808.06 | 0
Existing | CZ12 | cDXGF | Exterior Lighting | 0 | 0
Existing | CZ12 | cDXGF | Interior Equipment | 50302.88 | 0
Existing | CZ12 | cDXGF | Exterior Equipment | 0 | 0
Existing | CZ12 | cDXGF | Fans | 73024.6 | 0
Existing | CZ12 | cDXGF | Pumps | 0 | 0
Existing | CZ12 | cDXGF | Heat Rejection | 0 | 0
Existing | CZ12 | cDXGF | Humidification | 0 | 0
Existing | CZ12 | cDXGF | Heat Recovery | 0 | 0
Existing | CZ12 | cDXGF | Water Systems | 0 | 17208.77
Existing | CZ12 | cDXGF | Refrigeration | 0 | 0
Existing | CZ12 | cDXGF | Generators | 0 | 0
Existing | CZ12 | cDXGF | Total End Uses | 242395.57 | 30962.49
Existing | CZ13 | cDXGF | Heating | 0 | 10019.53
Existing | CZ13 | cDXGF | Cooling | 61055.8 | 0
Existing | CZ13 | cDXGF | Interior Lighting | 72808.06 | 0
Existing | CZ13 | cDXGF | Exterior Lighting | 0 | 0
Existing | CZ13 | cDXGF | Interior Equipment | 50302.88 | 0
Existing | CZ13 | cDXGF | Exterior Equipment | 0 | 0
Existing | CZ13 | cDXGF | Fans | 77408.37 | 0
Existing | CZ13 | cDXGF | Pumps | 0 | 0
Existing | CZ13 | cDXGF | Heat Rejection | 0 | 0
Existing | CZ13 | cDXGF | Humidification | 0 | 0
Existing | CZ13 | cDXGF | Heat Recovery | 0 | 0
Existing | CZ13 | cDXGF | Water Systems | 0 | 16366.07
Existing | CZ13 | cDXGF | Refrigeration | 0 | 0
Existing | CZ13 | cDXGF | Generators | 0 | 0
Existing | CZ13 | cDXGF | Total End Uses | 261575.12 | 26385.6
Existing | CZ14 | cDXGF | Heating | 0 | 5859.47
Existing | CZ14 | cDXGF | Cooling | 76178.26 | 0
Existing | CZ14 | cDXGF | Interior Lighting | 72808.06 | 0
Existing | CZ14 | cDXGF | Exterior Lighting | 0 | 0
Existing | CZ14 | cDXGF | Interior Equipment | 50302.88 | 0
Existing | CZ14 | cDXGF | Exterior Equipment | 0 | 0
Existing | CZ14 | cDXGF | Fans | 85669.98 | 0
Existing | CZ14 | cDXGF | Pumps | 0 | 0
Existing | CZ14 | cDXGF | Heat Rejection | 0 | 0
Existing | CZ14 | cDXGF | Humidification | 0 | 0
Existing | CZ14 | cDXGF | Heat Recovery | 0 | 0
Existing | CZ14 | cDXGF | Water Systems | 0 | 15641.18
Existing | CZ14 | cDXGF | Refrigeration | 0 | 0
Existing | CZ14 | cDXGF | Generators | 0 | 0
Existing | CZ14 | cDXGF | Total End Uses | 284959.19 | 21500.65
Existing | CZ15 | cDXGF | Heating | 0 | 1421.15
Existing | CZ15 | cDXGF | Cooling | 103204.91 | 0
Existing | CZ15 | cDXGF | Interior Lighting | 72808.06 | 0
Existing | CZ15 | cDXGF | Exterior Lighting | 0 | 0
Existing | CZ15 | cDXGF | Interior Equipment | 50302.88 | 0
Existing | CZ15 | cDXGF | Exterior Equipment | 0 | 0
Existing | CZ15 | cDXGF | Fans | 82475.39 | 0
Existing | CZ15 | cDXGF | Pumps | 0 | 0
Existing | CZ15 | cDXGF | Heat Rejection | 0 | 0
Existing | CZ15 | cDXGF | Humidification | 0 | 0
Existing | CZ15 | cDXGF | Heat Recovery | 0 | 0
Existing | CZ15 | cDXGF | Water Systems | 0 | 14115.6
Existing | CZ15 | cDXGF | Refrigeration | 0 | 0
Existing | CZ15 | cDXGF | Generators | 0 | 0
Existing | CZ15 | cDXGF | Total End Uses | 308791.24 | 15536.75
Existing | CZ16 | cDXGF | Heating | 0 | 22786.99
Existing | CZ16 | cDXGF | Cooling | 50489.81 | 0
Existing | CZ16 | cDXGF | Interior Lighting | 72808.06 | 0
Existing | CZ16 | cDXGF | Exterior Lighting | 0 | 0
Existing | CZ16 | cDXGF | Interior Equipment | 50302.88 | 0
Existing | CZ16 | cDXGF | Exterior Equipment | 0 | 0
Existing | CZ16 | cDXGF | Fans | 85751.65 | 0
Existing | CZ16 | cDXGF | Pumps | 0 | 0
Existing | CZ16 | cDXGF | Heat Rejection | 0 | 0
Existing | CZ16 | cDXGF | Humidification | 0 | 0
Existing | CZ16 | cDXGF | Heat Recovery | 0 | 0
Existing | CZ16 | cDXGF | Water Systems | 0 | 18080.13
Existing | CZ16 | cDXGF | Refrigeration | 0 | 0
Existing | CZ16 | cDXGF | Generators | 0 | 0
Existing | CZ16 | cDXGF | Total End Uses | 259352.39 | 40867.12
New Construction | CZ01 | cDXGF | Heating | 0 | 26362.07
New Construction | CZ01 | cDXGF | Cooling | 436.52 | 0
New Construction | CZ01 | cDXGF | Interior Lighting | 36688.5 | 0
New Construction | CZ01 | cDXGF | Exterior Lighting | 0 | 0
New Construction | CZ01 | cDXGF | Interior Equipment | 50302.88 | 0
New Construction | CZ01 | cDXGF | Exterior Equipment | 0 | 0
New Construction | CZ01 | cDXGF | Fans | 29999.28 | 0
New Construction | CZ01 | cDXGF | Pumps | 0 | 0
New Construction | CZ01 | cDXGF | Heat Rejection | 0 | 0
New Construction | CZ01 | cDXGF | Humidification | 0 | 0
New Construction | CZ01 | cDXGF | Heat Recovery | 0 | 0
New Construction | CZ01 | cDXGF | Water Systems | 0 | 19777.84
New Construction | CZ01 | cDXGF | Refrigeration | 0 | 0
New Construction | CZ01 | cDXGF | Generators | 0 | 0
New Construction | CZ01 | cDXGF | Total End Uses | 117427.18 | 46139.91
New Construction | CZ02 | cDXGF | Heating | 0 | 15130.88
New Construction | CZ02 | cDXGF | Cooling | 12576.12 | 0
New Construction | CZ02 | cDXGF | Interior Lighting | 36688.5 | 0
New Construction | CZ02 | cDXGF | Exterior Lighting | 0 | 0
New Construction | CZ02 | cDXGF | Interior Equipment | 50302.88 | 0
New Construction | CZ02 | cDXGF | Exterior Equipment | 0 | 0
New Construction | CZ02 | cDXGF | Fans | 36501.87 | 0
New Construction | CZ02 | cDXGF | Pumps | 0 | 0
New Construction | CZ02 | cDXGF | Heat Rejection | 0 | 0
New Construction | CZ02 | cDXGF | Humidification | 0 | 0
New Construction | CZ02 | cDXGF | Heat Recovery | 0 | 0
New Construction | CZ02 | cDXGF | Water Systems | 0 | 18339.08
New Construction | CZ02 | cDXGF | Refrigeration | 0 | 0
New Construction | CZ02 | cDXGF | Generators | 0 | 0
New Construction | CZ02 | cDXGF | Total End Uses | 136069.37 | 33469.97
New Construction | CZ03 | cDXGF | Heating | 0 | 8757.07
New Construction | CZ03 | cDXGF | Cooling | 6704.18 | 0
New Construction | CZ03 | cDXGF | Interior Lighting | 36688.5 | 0
New Construction | CZ03 | cDXGF | Exterior Lighting | 0 | 0
New Construction | CZ03 | cDXGF | Interior Equipment | 50302.88 | 0
New Construction | CZ03 | cDXGF | Exterior Equipment | 0 | 0
New Construction | CZ03 | cDXGF | Fans | 35227.36 | 0
New Construction | CZ03 | cDXGF | Pumps | 0 | 0
New Construction | CZ03 | cDXGF | Heat Rejection | 0 | 0
New Construction | CZ03 | cDXGF | Humidification | 0 | 0
New Construction | CZ03 | cDXGF | Heat Recovery | 0 | 0
New Construction | CZ03 | cDXGF | Water Systems | 0 | 18275.02
New Construction | CZ03 | cDXGF | Refrigeration | 0 | 0
New Construction | CZ03 | cDXGF | Generators | 0 | 0
New Construction | CZ03 | cDXGF | Total End Uses | 128922.92 | 27032.09
New Construction | CZ04 | cDXGF | Heating | 0 | 7215.31
New Construction | CZ04 | cDXGF | Cooling | 15275.58 | 0
New Construction | CZ04 | cDXGF | Interior Lighting | 36688.5 | 0
New Construction | CZ04 | cDXGF | Exterior Lighting | 0 | 0
New Construction | CZ04 | cDXGF | Interior Equipment | 50302.88 | 0
New Construction | CZ04 | cDXGF | Exterior Equipment | 0 | 0
New Construction | CZ04 | cDXGF | Fans | 37281.73 | 0
New Construction | CZ04 | cDXGF | Pumps | 0 | 0
New Construction | CZ04 | cDXGF | Heat Rejection | 0 | 0
New Construction | CZ04 | cDXGF | Humidification | 0 | 0
New Construction | CZ04 | cDXGF | Heat Recovery | 0 | 0
New Construction | CZ04 | cDXGF | Water Systems | 0 | 17718.27
New Construction | CZ04 | cDXGF | Refrigeration | 0 | 0
New Construction | CZ04 | cDXGF | Generators | 0 | 0
New Construction | CZ04 | cDXGF | Total End Uses | 139548.69 | 24933.58
New Construction | CZ05 | cDXGF | Heating | 0 | 7029.47
New Construction | CZ05 | cDXGF | Cooling | 8757.31 | 0
New Construction | CZ05 | cDXGF | Interior Lighting | 36688.5 | 0
New Construction | CZ05 | cDXGF | Exterior Lighting | 0 | 0
New Construction | CZ05 | cDXGF | Interior Equipment | 50302.88 | 0
New Construction | CZ05 | cDXGF | Exterior Equipment | 0 | 0
New Construction | CZ05 | cDXGF | Fans | 34362.07 | 0
New Construction | CZ05 | cDXGF | Pumps | 0 | 0
New Construction | CZ05 | cDXGF | Heat Rejection | 0 | 0
New Construction | CZ05 | cDXGF | Humidification | 0 | 0
New Construction | CZ05 | cDXGF | Heat Recovery | 0 | 0
New Construction | CZ05 | cDXGF | Water Systems | 0 | 18275.74
New Construction | CZ05 | cDXGF | Refrigeration | 0 | 0
New Construction | CZ05 | cDXGF | Generators | 0 | 0
New Construction | CZ05 | cDXGF | Total End Uses | 130110.76 | 25305.2
New Construction | CZ06 | cDXGF | Heating | 0 | 1420.23
New Construction | CZ06 | cDXGF | Cooling | 16657.8 | 0
New Construction | CZ06 | cDXGF | Interior Lighting | 36688.5 | 0
New Construction | CZ06 | cDXGF | Exterior Lighting | 0 | 0
New Construction | CZ06 | cDXGF | Interior Equipment | 50302.88 | 0
New Construction | CZ06 | cDXGF | Exterior Equipment | 0 | 0
New Construction | CZ06 | cDXGF | Fans | 38186.69 | 0
New Construction | CZ06 | cDXGF | Pumps | 0 | 0
New Construction | CZ06 | cDXGF | Heat Rejection | 0 | 0
New Construction | CZ06 | cDXGF | Humidification | 0 | 0
New Construction | CZ06 | cDXGF | Heat Recovery | 0 | 0
New Construction | CZ06 | cDXGF | Water Systems | 0 | 16995.25
New Construction | CZ06 | cDXGF | Refrigeration | 0 | 0
New Construction | CZ06 | cDXGF | Generators | 0 | 0
New Construction | CZ06 | cDXGF | Total End Uses | 141835.87 | 18415.48
New Construction | CZ07 | cDXGF | Heating | 0 | 1245.68
New Construction | CZ07 | cDXGF | Cooling | 18839.79 | 0
New Construction | CZ07 | cDXGF | Interior Lighting | 36688.5 | 0
New Construction | CZ07 | cDXGF | Exterior Lighting | 0 | 0
New Construction | CZ07 | cDXGF | Interior Equipment | 50302.88 | 0
New Construction | CZ07 | cDXGF | Exterior Equipment | 0 | 0
New Construction | CZ07 | cDXGF | Fans | 37848.13 | 0
New Construction | CZ07 | cDXGF | Pumps | 0 | 0
New Construction | CZ07 | cDXGF | Heat Rejection | 0 | 0
New Construction | CZ07 | cDXGF | Humidification | 0 | 0
New Construction | CZ07 | cDXGF | Heat Recovery | 0 | 0
New Construction | CZ07 | cDXGF | Water Systems | 0 | 16804.87
New Construction | CZ07 | cDXGF | Refrigeration | 0 | 0
New Construction | CZ07 | cDXGF | Generators | 0 | 0
New Construction | CZ07 | cDXGF | Total End Uses | 143679.3 | 18050.55
New Construction | CZ08 | cDXGF | Heating | 0 | 2330.99
New Construction | CZ08 | cDXGF | Cooling | 22661.75 | 0
New Construction | CZ08 | cDXGF | Interior Lighting | 36688.5 | 0
New Construction | CZ08 | cDXGF | Exterior Lighting | 0 | 0
New Construction | CZ08 | cDXGF | Interior Equipment | 50302.88 | 0
New Construction | CZ08 | cDXGF | Exterior Equipment | 0 | 0
New Construction | CZ08 | cDXGF | Fans | 39921.62 | 0
New Construction | CZ08 | cDXGF | Pumps | 0 | 0
New Construction | CZ08 | cDXGF | Heat Rejection | 0 | 0
New Construction | CZ08 | cDXGF | Humidification | 0 | 0
New Construction | CZ08 | cDXGF | Heat Recovery | 0 | 0
New Construction | CZ08 | cDXGF | Water Systems | 0 | 16784.59
New Construction | CZ08 | cDXGF | Refrigeration | 0 | 0
New Construction | CZ08 | cDXGF | Generators | 0 | 0
New Construction | CZ08 | cDXGF | Total End Uses | 149574.76 | 19115.58
New Construction | CZ09 | cDXGF | Heating | 0 | 1406.84
New Construction | CZ09 | cDXGF | Cooling | 24078.26 | 0
New Construction | CZ09 | cDXGF | Interior Lighting | 36688.5 | 0
New Construction | CZ09 | cDXGF | Exterior Lighting | 0 | 0
New Construction | CZ09 | cDXGF | Interior Equipment | 50302.88 | 0
New Construction | CZ09 | cDXGF | Exterior Equipment | 0 | 0
New Construction | CZ09 | cDXGF | Fans | 38184.87 | 0
New Construction | CZ09 | cDXGF | Pumps | 0 | 0
New Construction | CZ09 | cDXGF | Heat Rejection | 0 | 0
New Construction | CZ09 | cDXGF | Humidification | 0 | 0
New Construction | CZ09 | cDXGF | Heat Recovery | 0 | 0
New Construction | CZ09 | cDXGF | Water Systems | 0 | 16579.72
New Construction | CZ09 | cDXGF | Refrigeration | 0 | 0
New Construction | CZ09 | cDXGF | Generators | 0 | 0
New Construction | CZ09 | cDXGF | Total End Uses | 149254.52 | 17986.56
New Construction | CZ10 | cDXGF | Heating | 0 | 3919.21
New Construction | CZ10 | cDXGF | Cooling | 32232.5 | 0
New Construction | CZ10 | cDXGF | Interior Lighting | 36688.5 | 0
New Construction | CZ10 | cDXGF | Exterior Lighting | 0 | 0
New Construction | CZ10 | cDXGF | Interior Equipment | 50302.88 | 0
New Construction | CZ10 | cDXGF | Exterior Equipment | 0 | 0
New Construction | CZ10 | cDXGF | Fans | 41308 | 0
New Construction | CZ10 | cDXGF | Pumps | 0 | 0
New Construction | CZ10 | cDXGF | Heat Rejection | 0 | 0
New Construction | CZ10 | cDXGF | Humidification | 0 | 0
New Construction | CZ10 | cDXGF | Heat Recovery | 0 | 0
New Construction | CZ10 | cDXGF | Water Systems | 0 | 16465.74
New Construction | CZ10 | cDXGF | Refrigeration | 0 | 0
New Construction | CZ10 | cDXGF | Generators | 0 | 0
New Construction | CZ10 | cDXGF | Total End Uses | 160531.88 | 20384.95
New Construction | CZ11 | cDXGF | Heating | 0 | 15453.27
New Construction | CZ11 | cDXGF | Cooling | 32656.9 | 0
New Construction | CZ11 | cDXGF | Interior Lighting | 36688.5 | 0
New Construction | CZ11 | cDXGF | Exterior Lighting | 0 | 0
New Construction | CZ11 | cDXGF | Interior Equipment | 50302.88 | 0
New Construction | CZ11 | cDXGF | Exterior Equipment | 0 | 0
New Construction | CZ11 | cDXGF | Fans | 41846.53 | 0
New Construction | CZ11 | cDXGF | Pumps | 0 | 0
New Construction | CZ11 | cDXGF | Heat Rejection | 0 | 0
New Construction | CZ11 | cDXGF | Humidification | 0 | 0
New Construction | CZ11 | cDXGF | Heat Recovery | 0 | 0
New Construction | CZ11 | cDXGF | Water Systems | 0 | 16788.41
New Construction | CZ11 | cDXGF | Refrigeration | 0 | 0
New Construction | CZ11 | cDXGF | Generators | 0 | 0
New Construction | CZ11 | cDXGF | Total End Uses | 161494.81 | 32241.68
New Construction | CZ12 | cDXGF | Heating | 0 | 14542.42
New Construction | CZ12 | cDXGF | Cooling | 26804.97 | 0
New Construction | CZ12 | cDXGF | Interior Lighting | 36688.5 | 0
New Construction | CZ12 | cDXGF | Exterior Lighting | 0 | 0
New Construction | CZ12 | cDXGF | Interior Equipment | 50302.88 | 0
New Construction | CZ12 | cDXGF | Exterior Equipment | 0 | 0
New Construction | CZ12 | cDXGF | Fans | 39098.41 | 0
New Construction | CZ12 | cDXGF | Pumps | 0 | 0
New Construction | CZ12 | cDXGF | Heat Rejection | 0 | 0
New Construction | CZ12 | cDXGF | Humidification | 0 | 0
New Construction | CZ12 | cDXGF | Heat Recovery | 0 | 0
New Construction | CZ12 | cDXGF | Water Systems | 0 | 17203.05
New Construction | CZ12 | cDXGF | Refrigeration | 0 | 0
New Construction | CZ12 | cDXGF | Generators | 0 | 0
New Construction | CZ12 | cDXGF | Total End Uses | 152894.77 | 31745.46
New Construction | CZ13 | cDXGF | Heating | 0 | 11772.79
New Construction | CZ13 | cDXGF | Cooling | 36243.42 | 0
New Construction | CZ13 | cDXGF | Interior Lighting | 36688.5 | 0
New Construction | CZ13 | cDXGF | Exterior Lighting | 0 | 0
New Construction | CZ13 | cDXGF | Interior Equipment | 50302.88 | 0
New Construction | CZ13 | cDXGF | Exterior Equipment | 0 | 0
New Construction | CZ13 | cDXGF | Fans | 41517.35 | 0
New Construction | CZ13 | cDXGF | Pumps | 0 | 0
New Construction | CZ13 | cDXGF | Heat Rejection | 0 | 0
New Construction | CZ13 | cDXGF | Humidification | 0 | 0
New Construction | CZ13 | cDXGF | Heat Recovery | 0 | 0
New Construction | CZ13 | cDXGF | Water Systems | 0 | 16360.05
New Construction | CZ13 | cDXGF | Refrigeration | 0 | 0
New Construction | CZ13 | cDXGF | Generators | 0 | 0
New Construction | CZ13 | cDXGF | Total End Uses | 164752.14 | 28132.84
New Construction | CZ14 | cDXGF | Heating | 0 | 6086.18
New Construction | CZ14 | cDXGF | Cooling | 46631.33 | 0
New Construction | CZ14 | cDXGF | Interior Lighting | 36688.5 | 0
New Construction | CZ14 | cDXGF | Exterior Lighting | 0 | 0
New Construction | CZ14 | cDXGF | Interior Equipment | 50302.88 | 0
New Construction | CZ14 | cDXGF | Exterior Equipment | 0 | 0
New Construction | CZ14 | cDXGF | Fans | 46036.08 | 0
New Construction | CZ14 | cDXGF | Pumps | 0 | 0
New Construction | CZ14 | cDXGF | Heat Rejection | 0 | 0
New Construction | CZ14 | cDXGF | Humidification | 0 | 0
New Construction | CZ14 | cDXGF | Heat Recovery | 0 | 0
New Construction | CZ14 | cDXGF | Water Systems | 0 | 15635.72
New Construction | CZ14 | cDXGF | Refrigeration | 0 | 0
New Construction | CZ14 | cDXGF | Generators | 0 | 0
New Construction | CZ14 | cDXGF | Total End Uses | 179658.8 | 21721.9
New Construction | CZ15 | cDXGF | Heating | 0 | 1406.63
New Construction | CZ15 | cDXGF | Cooling | 65646.48 | 0
New Construction | CZ15 | cDXGF | Interior Lighting | 36688.5 | 0
New Construction | CZ15 | cDXGF | Exterior Lighting | 0 | 0
New Construction | CZ15 | cDXGF | Interior Equipment | 50302.88 | 0
New Construction | CZ15 | cDXGF | Exterior Equipment | 0 | 0
New Construction | CZ15 | cDXGF | Fans | 44656.1 | 0
New Construction | CZ15 | cDXGF | Pumps | 0 | 0
New Construction | CZ15 | cDXGF | Heat Rejection | 0 | 0
New Construction | CZ15 | cDXGF | Humidification | 0 | 0
New Construction | CZ15 | cDXGF | Heat Recovery | 0 | 0
New Construction | CZ15 | cDXGF | Water Systems | 0 | 14110.09
New Construction | CZ15 | cDXGF | Refrigeration | 0 | 0
New Construction | CZ15 | cDXGF | Generators | 0 | 0
New Construction | CZ15 | cDXGF | Total End Uses | 197293.96 | 15516.72
New Construction | CZ16 | cDXGF | Heating | 0 | 23545.34
New Construction | CZ16 | cDXGF | Cooling | 30845.53 | 0
New Construction | CZ16 | cDXGF | Interior Lighting | 36688.5 | 0
New Construction | CZ16 | cDXGF | Exterior Lighting | 0 | 0
New Construction | CZ16 | cDXGF | Interior Equipment | 50302.88 | 0
New Construction | CZ16 | cDXGF | Exterior Equipment | 0 | 0
New Construction | CZ16 | cDXGF | Fans | 46776.79 | 0
New Construction | CZ16 | cDXGF | Pumps | 0 | 0
New Construction | CZ16 | cDXGF | Heat Rejection | 0 | 0
New Construction | CZ16 | cDXGF | Humidification | 0 | 0
New Construction | CZ16 | cDXGF | Heat Recovery | 0 | 0
New Construction | CZ16 | cDXGF | Water Systems | 0 | 18074.81
New Construction | CZ16 | cDXGF | Refrigeration | 0 | 0
New Construction | CZ16 | cDXGF | Generators | 0 | 0
New Construction | CZ16 | cDXGF | Total End Uses | 164613.71 | 41620.15
Existing | CZ01 | cDXHP | Heating | 6269.07 | 0
Existing | CZ01 | cDXHP | Cooling | 746.94 | 0
Existing | CZ01 | cDXHP | Interior Lighting | 72808.06 | 0
Existing | CZ01 | cDXHP | Exterior Lighting | 0 | 0
Existing | CZ01 | cDXHP | Interior Equipment | 50302.88 | 0
Existing | CZ01 | cDXHP | Exterior Equipment | 0 | 0
Existing | CZ01 | cDXHP | Fans | 55837.2 | 0
Existing | CZ01 | cDXHP | Pumps | 0 | 0
Existing | CZ01 | cDXHP | Heat Rejection | 0 | 0
Existing | CZ01 | cDXHP | Humidification | 0 | 0
Existing | CZ01 | cDXHP | Heat Recovery | 0 | 0
Existing | CZ01 | cDXHP | Water Systems | 0 | 19783.34
Existing | CZ01 | cDXHP | Refrigeration | 0 | 0
Existing | CZ01 | cDXHP | Generators | 0 | 0
Existing | CZ01 | cDXHP | Total End Uses | 185964.15 | 19783.34
Existing | CZ02 | cDXHP | Heating | 4541.16 | 0
Existing | CZ02 | cDXHP | Cooling | 22924.39 | 0
Existing | CZ02 | cDXHP | Interior Lighting | 72808.06 | 0
Existing | CZ02 | cDXHP | Exterior Lighting | 0 | 0
Existing | CZ02 | cDXHP | Interior Equipment | 50302.88 | 0
Existing | CZ02 | cDXHP | Exterior Equipment | 0 | 0
Existing | CZ02 | cDXHP | Fans | 69552.33 | 0
Existing | CZ02 | cDXHP | Pumps | 0 | 0
Existing | CZ02 | cDXHP | Heat Rejection | 0 | 0
Existing | CZ02 | cDXHP | Humidification | 0 | 0
Existing | CZ02 | cDXHP | Heat Recovery | 0 | 0
Existing | CZ02 | cDXHP | Water Systems | 0 | 18344.82
Existing | CZ02 | cDXHP | Refrigeration | 0 | 0
Existing | CZ02 | cDXHP | Generators | 0 | 0
Existing | CZ02 | cDXHP | Total End Uses | 220128.83 | 18344.82
Existing | CZ03 | cDXHP | Heating | 2157.16 | 0
Existing | CZ03 | cDXHP | Cooling | 12993.37 | 0
Existing | CZ03 | cDXHP | Interior Lighting | 72808.06 | 0
Existing | CZ03 | cDXHP | Exterior Lighting | 0 | 0
Existing | CZ03 | cDXHP | Interior Equipment | 50302.88 | 0
Existing | CZ03 | cDXHP | Exterior Equipment | 0 | 0
Existing | CZ03 | cDXHP | Fans | 65470.92 | 0
Existing | CZ03 | cDXHP | Pumps | 0 | 0
Existing | CZ03 | cDXHP | Heat Rejection | 0 | 0
Existing | CZ03 | cDXHP | Humidification | 0 | 0
Existing | CZ03 | cDXHP | Heat Recovery | 0 | 0
Existing | CZ03 | cDXHP | Water Systems | 0 | 18280.92
Existing | CZ03 | cDXHP | Refrigeration | 0 | 0
Existing | CZ03 | cDXHP | Generators | 0 | 0
Existing | CZ03 | cDXHP | Total End Uses | 203732.39 | 18280.92
Existing | CZ04 | cDXHP | Heating | 1939.04 | 0
Existing | CZ04 | cDXHP | Cooling | 27974.62 | 0
Existing | CZ04 | cDXHP | Interior Lighting | 72808.06 | 0
Existing | CZ04 | cDXHP | Exterior Lighting | 0 | 0
Existing | CZ04 | cDXHP | Interior Equipment | 50302.88 | 0
Existing | CZ04 | cDXHP | Exterior Equipment | 0 | 0
Existing | CZ04 | cDXHP | Fans | 70364.48 | 0
Existing | CZ04 | cDXHP | Pumps | 0 | 0
Existing | CZ04 | cDXHP | Heat Rejection | 0 | 0
Existing | CZ04 | cDXHP | Humidification | 0 | 0
Existing | CZ04 | cDXHP | Heat Recovery | 0 | 0
Existing | CZ04 | cDXHP | Water Systems | 0 | 17724.16
Existing | CZ04 | cDXHP | Refrigeration | 0 | 0
Existing | CZ04 | cDXHP | Generators | 0 | 0
Existing | CZ04 | cDXHP | Total End Uses | 223389.08 | 17724.16
Existing | CZ05 | cDXHP | Heating | 2105.47 | 0
Existing | CZ05 | cDXHP | Cooling | 17535.46 | 0
Existing | CZ05 | cDXHP | Interior Lighting | 72808.06 | 0
Existing | CZ05 | cDXHP | Exterior Lighting | 0 | 0
Existing | CZ05 | cDXHP | Interior Equipment | 50302.88 | 0
Existing | CZ05 | cDXHP | Exterior Equipment | 0 | 0
Existing | CZ05 | cDXHP | Fans | 64995.63 | 0
Existing | CZ05 | cDXHP | Pumps | 0 | 0
Existing | CZ05 | cDXHP | Heat Rejection | 0 | 0
Existing | CZ05 | cDXHP | Humidification | 0 | 0
Existing | CZ05 | cDXHP | Heat Recovery | 0 | 0
Existing | CZ05 | cDXHP | Water Systems | 0 | 18281.17
Existing | CZ05 | cDXHP | Refrigeration | 0 | 0
Existing | CZ05 | cDXHP | Generators | 0 | 0
Existing | CZ05 | cDXHP | Total End Uses | 207747.51 | 18281.17
Existing | CZ06 | cDXHP | Heating | 325.77 | 0
Existing | CZ06 | cDXHP | Cooling | 29089.34 | 0
Existing | CZ06 | cDXHP | Interior Lighting | 72808.06 | 0
Existing | CZ06 | cDXHP | Exterior Lighting | 0 | 0
Existing | CZ06 | cDXHP | Interior Equipment | 50302.88 | 0
Existing | CZ06 | cDXHP | Exterior Equipment | 0 | 0
Existing | CZ06 | cDXHP | Fans | 67010.89 | 0
Existing | CZ06 | cDXHP | Pumps | 0 | 0
Existing | CZ06 | cDXHP | Heat Rejection | 0 | 0
Existing | CZ06 | cDXHP | Humidification | 0 | 0
Existing | CZ06 | cDXHP | Heat Recovery | 0 | 0
Existing | CZ06 | cDXHP | Water Systems | 0 | 17001.18
Existing | CZ06 | cDXHP | Refrigeration | 0 | 0
Existing | CZ06 | cDXHP | Generators | 0 | 0
Existing | CZ06 | cDXHP | Total End Uses | 219536.95 | 17001.18
Existing | CZ07 | cDXHP | Heating | 273.2 | 0
Existing | CZ07 | cDXHP | Cooling | 32556.59 | 0
Existing | CZ07 | cDXHP | Interior Lighting | 72808.06 | 0
Existing | CZ07 | cDXHP | Exterior Lighting | 0 | 0
Existing | CZ07 | cDXHP | Interior Equipment | 50302.88 | 0
Existing | CZ07 | cDXHP | Exterior Equipment | 0 | 0
Existing | CZ07 | cDXHP | Fans | 65674.06 | 0
Existing | CZ07 | cDXHP | Pumps | 0 | 0
Existing | CZ07 | cDXHP | Heat Rejection | 0 | 0
Existing | CZ07 | cDXHP | Humidification | 0 | 0
Existing | CZ07 | cDXHP | Heat Recovery | 0 | 0
Existing | CZ07 | cDXHP | Water Systems | 0 | 16810.84
Existing | CZ07 | cDXHP | Refrigeration | 0 | 0
Existing | CZ07 | cDXHP | Generators | 0 | 0
Existing | CZ07 | cDXHP | Total End Uses | 221614.79 | 16810.84
Existing | CZ08 | cDXHP | Heating | 562.48 | 0
Existing | CZ08 | cDXHP | Cooling | 39178.77 | 0
Existing | CZ08 | cDXHP | Interior Lighting | 72808.06 | 0
Existing | CZ08 | cDXHP | Exterior Lighting | 0 | 0
Existing | CZ08 | cDXHP | Interior Equipment | 50302.88 | 0
Existing | CZ08 | cDXHP | Exterior Equipment | 0 | 0
Existing | CZ08 | cDXHP | Fans | 70646.98 | 0
Existing | CZ08 | cDXHP | Pumps | 0 | 0
Existing | CZ08 | cDXHP | Heat Rejection | 0 | 0
Existing | CZ08 | cDXHP | Humidification | 0 | 0
Existing | CZ08 | cDXHP | Heat Recovery | 0 | 0
Existing | CZ08 | cDXHP | Water Systems | 0 | 16789.89
Existing | CZ08 | cDXHP | Refrigeration | 0 | 0
Existing | CZ08 | cDXHP | Generators | 0 | 0
Existing | CZ08 | cDXHP | Total End Uses | 233499.17 | 16789.89
Existing | CZ09 | cDXHP | Heating | 410.57 | 0
Existing | CZ09 | cDXHP | Cooling | 45322.78 | 0
Existing | CZ09 | cDXHP | Interior Lighting | 72808.06 | 0
Existing | CZ09 | cDXHP | Exterior Lighting | 0 | 0
Existing | CZ09 | cDXHP | Interior Equipment | 50302.88 | 0
Existing | CZ09 | cDXHP | Exterior Equipment | 0 | 0
Existing | CZ09 | cDXHP | Fans | 75043.77 | 0
Existing | CZ09 | cDXHP | Pumps | 0 | 0
Existing | CZ09 | cDXHP | Heat Rejection | 0 | 0
Existing | CZ09 | cDXHP | Humidification | 0 | 0
Existing | CZ09 | cDXHP | Heat Recovery | 0 | 0
Existing | CZ09 | cDXHP | Water Systems | 0 | 16585.48
Existing | CZ09 | cDXHP | Refrigeration | 0 | 0
Existing | CZ09 | cDXHP | Generators | 0 | 0
Existing | CZ09 | cDXHP | Total End Uses | 243888.06 | 16585.48
Existing | CZ10 | cDXHP | Heating | 1294.04 | 0
Existing | CZ10 | cDXHP | Cooling | 52223.87 | 0
Existing | CZ10 | cDXHP | Interior Lighting | 72808.06 | 0
Existing | CZ10 | cDXHP | Exterior Lighting | 0 | 0
Existing | CZ10 | cDXHP | Interior Equipment | 50302.88 | 0
Existing | CZ10 | cDXHP | Exterior Equipment | 0 | 0
Existing | CZ10 | cDXHP | Fans | 71896.65 | 0
Existing | CZ10 | cDXHP | Pumps | 0 | 0
Existing | CZ10 | cDXHP | Heat Rejection | 0 | 0
Existing | CZ10 | cDXHP | Humidification | 0 | 0
Existing | CZ10 | cDXHP | Heat Recovery | 0 | 0
Existing | CZ10 | cDXHP | Water Systems | 0 | 16471.11
Existing | CZ10 | cDXHP | Refrigeration | 0 | 0
Existing | CZ10 | cDXHP | Generators | 0 | 0
Existing | CZ10 | cDXHP | Total End Uses | 248525.5 | 16471.11
Existing | CZ11 | cDXHP | Heating | 4223.88 | 0
Existing | CZ11 | cDXHP | Cooling | 55225.77 | 0
Existing | CZ11 | cDXHP | Interior Lighting | 72808.06 | 0
Existing | CZ11 | cDXHP | Exterior Lighting | 0 | 0
Existing | CZ11 | cDXHP | Interior Equipment | 50302.88 | 0
Existing | CZ11 | cDXHP | Exterior Equipment | 0 | 0
Existing | CZ11 | cDXHP | Fans | 79455.21 | 0
Existing | CZ11 | cDXHP | Pumps | 0 | 0
Existing | CZ11 | cDXHP | Heat Rejection | 0 | 0
Existing | CZ11 | cDXHP | Humidification | 0 | 0
Existing | CZ11 | cDXHP | Heat Recovery | 0 | 0
Existing | CZ11 | cDXHP | Water Systems | 0 | 16794.46
Existing | CZ11 | cDXHP | Refrigeration | 0 | 0
Existing | CZ11 | cDXHP | Generators | 0 | 0
Existing | CZ11 | cDXHP | Total End Uses | 262015.8 | 16794.46
Existing | CZ12 | cDXHP | Heating | 4053.13 | 0
Existing | CZ12 | cDXHP | Cooling | 46168.31 | 0
Existing | CZ12 | cDXHP | Interior Lighting | 72808.06 | 0
Existing | CZ12 | cDXHP | Exterior Lighting | 0 | 0
Existing | CZ12 | cDXHP | Interior Equipment | 50302.88 | 0
Existing | CZ12 | cDXHP | Exterior Equipment | 0 | 0
Existing | CZ12 | cDXHP | Fans | 73024.3 | 0
Existing | CZ12 | cDXHP | Pumps | 0 | 0
Existing | CZ12 | cDXHP | Heat Rejection | 0 | 0
Existing | CZ12 | cDXHP | Humidification | 0 | 0
Existing | CZ12 | cDXHP | Heat Recovery | 0 | 0
Existing | CZ12 | cDXHP | Water Systems | 0 | 17208.77
Existing | CZ12 | cDXHP | Refrigeration | 0 | 0
Existing | CZ12 | cDXHP | Generators | 0 | 0
Existing | CZ12 | cDXHP | Total End Uses | 246356.68 | 17208.77
Existing | CZ13 | cDXHP | Heating | 2914.81 | 0
Existing | CZ13 | cDXHP | Cooling | 60995.61 | 0
Existing | CZ13 | cDXHP | Interior Lighting | 72808.06 | 0
Existing | CZ13 | cDXHP | Exterior Lighting | 0 | 0
Existing | CZ13 | cDXHP | Interior Equipment | 50302.88 | 0
Existing | CZ13 | cDXHP | Exterior Equipment | 0 | 0
Existing | CZ13 | cDXHP | Fans | 77406.69 | 0
Existing | CZ13 | cDXHP | Pumps | 0 | 0
Existing | CZ13 | cDXHP | Heat Rejection | 0 | 0
Existing | CZ13 | cDXHP | Humidification | 0 | 0
Existing | CZ13 | cDXHP | Heat Recovery | 0 | 0
Existing | CZ13 | cDXHP | Water Systems | 0 | 16366.07
Existing | CZ13 | cDXHP | Refrigeration | 0 | 0
Existing | CZ13 | cDXHP | Generators | 0 | 0
Existing | CZ13 | cDXHP | Total End Uses | 264428.06 | 16366.07
Existing | CZ14 | cDXHP | Heating | 1806.82 | 0
Existing | CZ14 | cDXHP | Cooling | 76088.97 | 0
Existing | CZ14 | cDXHP | Interior Lighting | 72808.06 | 0
Existing | CZ14 | cDXHP | Exterior Lighting | 0 | 0
Existing | CZ14 | cDXHP | Interior Equipment | 50302.88 | 0
Existing | CZ14 | cDXHP | Exterior Equipment | 0 | 0
Existing | CZ14 | cDXHP | Fans | 85668.81 | 0
Existing | CZ14 | cDXHP | Pumps | 0 | 0
Existing | CZ14 | cDXHP | Heat Rejection | 0 | 0
Existing | CZ14 | cDXHP | Humidification | 0 | 0
Existing | CZ14 | cDXHP | Heat Recovery | 0 | 0
Existing | CZ14 | cDXHP | Water Systems | 0 | 15641.18
Existing | CZ14 | cDXHP | Refrigeration | 0 | 0
Existing | CZ14 | cDXHP | Generators | 0 | 0
Existing | CZ14 | cDXHP | Total End Uses | 286675.54 | 15641.18
Existing | CZ15 | cDXHP | Heating | 415.06 | 0
Existing | CZ15 | cDXHP | Cooling | 103167.52 | 0
Existing | CZ15 | cDXHP | Interior Lighting | 72808.06 | 0
Existing | CZ15 | cDXHP | Exterior Lighting | 0 | 0
Existing | CZ15 | cDXHP | Interior Equipment | 50302.88 | 0
Existing | CZ15 | cDXHP | Exterior Equipment | 0 | 0
Existing | CZ15 | cDXHP | Fans | 82475.39 | 0
Existing | CZ15 | cDXHP | Pumps | 0 | 0
Existing | CZ15 | cDXHP | Heat Rejection | 0 | 0
Existing | CZ15 | cDXHP | Humidification | 0 | 0
Existing | CZ15 | cDXHP | Heat Recovery | 0 | 0
Existing | CZ15 | cDXHP | Water Systems | 0 | 14115.6
Existing | CZ15 | cDXHP | Refrigeration | 0 | 0
Existing | CZ15 | cDXHP | Generators | 0 | 0
Existing | CZ15 | cDXHP | Total End Uses | 309168.91 | 14115.6
Existing | CZ16 | cDXHP | Heating | 8624.34 | 0
Existing | CZ16 | cDXHP | Cooling | 49909.45 | 0
Existing | CZ16 | cDXHP | Interior Lighting | 72808.06 | 0
Existing | CZ16 | cDXHP | Exterior Lighting | 0 | 0
Existing | CZ16 | cDXHP | Interior Equipment | 50302.88 | 0
Existing | CZ16 | cDXHP | Exterior Equipment | 0 | 0
Existing | CZ16 | cDXHP | Fans | 85765.66 | 0
Existing | CZ16 | cDXHP | Pumps | 0 | 0
Existing | CZ16 | cDXHP | Heat Rejection | 0 | 0
Existing | CZ16 | cDXHP | Humidification | 0 | 0
Existing | CZ16 | cDXHP | Heat Recovery | 0 | 0
Existing | CZ16 | cDXHP | Water Systems | 0 | 18080.08
Existing | CZ16 | cDXHP | Refrigeration | 0 | 0
Existing | CZ16 | cDXHP | Generators | 0 | 0
Existing | CZ16 | cDXHP | Total End Uses | 267410.39 | 18080.08
New Construction | CZ01 | cDXHP | Heating | 6538.77 | 0
New Construction | CZ01 | cDXHP | Cooling | 285.34 | 0
New Construction | CZ01 | cDXHP | Interior Lighting | 36688.5 | 0
New Construction | CZ01 | cDXHP | Exterior Lighting | 0 | 0
New Construction | CZ01 | cDXHP | Interior Equipment | 50302.88 | 0
New Construction | CZ01 | cDXHP | Exterior Equipment | 0 | 0
New Construction | CZ01 | cDXHP | Fans | 29999.28 | 0
New Construction | CZ01 | cDXHP | Pumps | 0 | 0
New Construction | CZ01 | cDXHP | Heat Rejection | 0 | 0
New Construction | CZ01 | cDXHP | Humidification | 0 | 0
New Construction | CZ01 | cDXHP | Heat Recovery | 0 | 0
New Construction | CZ01 | cDXHP | Water Systems | 0 | 19777.84
New Construction | CZ01 | cDXHP | Refrigeration | 0 | 0
New Construction | CZ01 | cDXHP | Generators | 0 | 0
New Construction | CZ01 | cDXHP | Total End Uses | 123814.78 | 19777.84
New Construction | CZ02 | cDXHP | Heating | 4244.72 | 0
New Construction | CZ02 | cDXHP | Cooling | 12282.86 | 0
New Construction | CZ02 | cDXHP | Interior Lighting | 36688.5 | 0
New Construction | CZ02 | cDXHP | Exterior Lighting | 0 | 0
New Construction | CZ02 | cDXHP | Interior Equipment | 50302.88 | 0
New Construction | CZ02 | cDXHP | Exterior Equipment | 0 | 0
New Construction | CZ02 | cDXHP | Fans | 36501.87 | 0
New Construction | CZ02 | cDXHP | Pumps | 0 | 0
New Construction | CZ02 | cDXHP | Heat Rejection | 0 | 0
New Construction | CZ02 | cDXHP | Humidification | 0 | 0
New Construction | CZ02 | cDXHP | Heat Recovery | 0 | 0
New Construction | CZ02 | cDXHP | Water Systems | 0 | 18339.09
New Construction | CZ02 | cDXHP | Refrigeration | 0 | 0
New Construction | CZ02 | cDXHP | Generators | 0 | 0
New Construction | CZ02 | cDXHP | Total End Uses | 140020.83 | 18339.09
New Construction | CZ03 | cDXHP | Heating | 2223.81 | 0
New Construction | CZ03 | cDXHP | Cooling | 6576 | 0
New Construction | CZ03 | cDXHP | Interior Lighting | 36688.5 | 0
New Construction | CZ03 | cDXHP | Exterior Lighting | 0 | 0
New Construction | CZ03 | cDXHP | Interior Equipment | 50302.88 | 0
New Construction | CZ03 | cDXHP | Exterior Equipment | 0 | 0
New Construction | CZ03 | cDXHP | Fans | 35227.36 | 0
New Construction | CZ03 | cDXHP | Pumps | 0 | 0
New Construction | CZ03 | cDXHP | Heat Rejection | 0 | 0
New Construction | CZ03 | cDXHP | Humidification | 0 | 0
New Construction | CZ03 | cDXHP | Heat Recovery | 0 | 0
New Construction | CZ03 | cDXHP | Water Systems | 0 | 18275.02
New Construction | CZ03 | cDXHP | Refrigeration | 0 | 0
New Construction | CZ03 | cDXHP | Generators | 0 | 0
New Construction | CZ03 | cDXHP | Total End Uses | 131018.56 | 18275.02
New Construction | CZ04 | cDXHP | Heating | 1860.79 | 0
New Construction | CZ04 | cDXHP | Cooling | 15171.29 | 0
New Construction | CZ04 | cDXHP | Interior Lighting | 36688.5 | 0
New Construction | CZ04 | cDXHP | Exterior Lighting | 0 | 0
New Construction | CZ04 | cDXHP | Interior Equipment | 50302.88 | 0
New Construction | CZ04 | cDXHP | Exterior Equipment | 0 | 0
New Construction | CZ04 | cDXHP | Fans | 37281.73 | 0
New Construction | CZ04 | cDXHP | Pumps | 0 | 0
New Construction | CZ04 | cDXHP | Heat Rejection | 0 | 0
New Construction | CZ04 | cDXHP | Humidification | 0 | 0
New Construction | CZ04 | cDXHP | Heat Recovery | 0 | 0
New Construction | CZ04 | cDXHP | Water Systems | 0 | 17718.27
New Construction | CZ04 | cDXHP | Refrigeration | 0 | 0
New Construction | CZ04 | cDXHP | Generators | 0 | 0
New Construction | CZ04 | cDXHP | Total End Uses | 141305.2 | 17718.27
New Construction | CZ05 | cDXHP | Heating | 1908.45 | 0
New Construction | CZ05 | cDXHP | Cooling | 8594.24 | 0
New Construction | CZ05 | cDXHP | Interior Lighting | 36688.5 | 0
New Construction | CZ05 | cDXHP | Exterior Lighting | 0 | 0
New Construction | CZ05 | cDXHP | Interior Equipment | 50302.88 | 0
New Construction | CZ05 | cDXHP | Exterior Equipment | 0 | 0
New Construction | CZ05 | cDXHP | Fans | 34362.07 | 0
New Construction | CZ05 | cDXHP | Pumps | 0 | 0
New Construction | CZ05 | cDXHP | Heat Rejection | 0 | 0
New Construction | CZ05 | cDXHP | Humidification | 0 | 0
New Construction | CZ05 | cDXHP | Heat Recovery | 0 | 0
New Construction | CZ05 | cDXHP | Water Systems | 0 | 18275.74
New Construction | CZ05 | cDXHP | Refrigeration | 0 | 0
New Construction | CZ05 | cDXHP | Generators | 0 | 0
New Construction | CZ05 | cDXHP | Total End Uses | 131856.13 | 18275.74
New Construction | CZ06 | cDXHP | Heating | 339.21 | 0
New Construction | CZ06 | cDXHP | Cooling | 15874.59 | 0
New Construction | CZ06 | cDXHP | Interior Lighting | 36688.5 | 0
New Construction | CZ06 | cDXHP | Exterior Lighting | 0 | 0
New Construction | CZ06 | cDXHP | Interior Equipment | 50302.88 | 0
New Construction | CZ06 | cDXHP | Exterior Equipment | 0 | 0
New Construction | CZ06 | cDXHP | Fans | 38186.69 | 0
New Construction | CZ06 | cDXHP | Pumps | 0 | 0
New Construction | CZ06 | cDXHP | Heat Rejection | 0 | 0
New Construction | CZ06 | cDXHP | Humidification | 0 | 0
New Construction | CZ06 | cDXHP | Heat Recovery | 0 | 0
New Construction | CZ06 | cDXHP | Water Systems | 0 | 16995.25
New Construction | CZ06 | cDXHP | Refrigeration | 0 | 0
New Construction | CZ06 | cDXHP | Generators | 0 | 0
New Construction | CZ06 | cDXHP | Total End Uses | 141391.87 | 16995.25
New Construction | CZ07 | cDXHP | Heating | 298.66 | 0
New Construction | CZ07 | cDXHP | Cooling | 18347.19 | 0
New Construction | CZ07 | cDXHP | Interior Lighting | 36688.5 | 0
New Construction | CZ07 | cDXHP | Exterior Lighting | 0 | 0
New Construction | CZ07 | cDXHP | Interior Equipment | 50302.88 | 0
New Construction | CZ07 | cDXHP | Exterior Equipment | 0 | 0
New Construction | CZ07 | cDXHP | Fans | 37848.13 | 0
New Construction | CZ07 | cDXHP | Pumps | 0 | 0
New Construction | CZ07 | cDXHP | Heat Rejection | 0 | 0
New Construction | CZ07 | cDXHP | Humidification | 0 | 0
New Construction | CZ07 | cDXHP | Heat Recovery | 0 | 0
New Construction | CZ07 | cDXHP | Water Systems | 0 | 16804.87
New Construction | CZ07 | cDXHP | Refrigeration | 0 | 0
New Construction | CZ07 | cDXHP | Generators | 0 | 0
New Construction | CZ07 | cDXHP | Total End Uses | 143485.36 | 16804.87
New Construction | CZ08 | cDXHP | Heating | 568.98 | 0
New Construction | CZ08 | cDXHP | Cooling | 22415.36 | 0
New Construction | CZ08 | cDXHP | Interior Lighting | 36688.5 | 0
New Construction | CZ08 | cDXHP | Exterior Lighting | 0 | 0
New Construction | CZ08 | cDXHP | Interior Equipment | 50302.88 | 0
New Construction | CZ08 | cDXHP | Exterior Equipment | 0 | 0
New Construction | CZ08 | cDXHP | Fans | 39921.62 | 0
New Construction | CZ08 | cDXHP | Pumps | 0 | 0
New Construction | CZ08 | cDXHP | Heat Rejection | 0 | 0
New Construction | CZ08 | cDXHP | Humidification | 0 | 0
New Construction | CZ08 | cDXHP | Heat Recovery | 0 | 0
New Construction | CZ08 | cDXHP | Water Systems | 0 | 16784.6
New Construction | CZ08 | cDXHP | Refrigeration | 0 | 0
New Construction | CZ08 | cDXHP | Generators | 0 | 0
New Construction | CZ08 | cDXHP | Total End Uses | 149897.35 | 16784.6
New Construction | CZ09 | cDXHP | Heating | 342.11 | 0
New Construction | CZ09 | cDXHP | Cooling | 23744.19 | 0
New Construction | CZ09 | cDXHP | Interior Lighting | 36688.5 | 0
New Construction | CZ09 | cDXHP | Exterior Lighting | 0 | 0
New Construction | CZ09 | cDXHP | Interior Equipment | 50302.88 | 0
New Construction | CZ09 | cDXHP | Exterior Equipment | 0 | 0
New Construction | CZ09 | cDXHP | Fans | 38184.87 | 0
New Construction | CZ09 | cDXHP | Pumps | 0 | 0
New Construction | CZ09 | cDXHP | Heat Rejection | 0 | 0
New Construction | CZ09 | cDXHP | Humidification | 0 | 0
New Construction | CZ09 | cDXHP | Heat Recovery | 0 | 0
New Construction | CZ09 | cDXHP | Water Systems | 0 | 16579.72
New Construction | CZ09 | cDXHP | Refrigeration | 0 | 0
New Construction | CZ09 | cDXHP | Generators | 0 | 0
New Construction | CZ09 | cDXHP | Total End Uses | 149262.56 | 16579.72
New Construction | CZ10 | cDXHP | Heating | 1169.44 | 0
New Construction | CZ10 | cDXHP | Cooling | 32131.72 | 0
New Construction | CZ10 | cDXHP | Interior Lighting | 36688.5 | 0
New Construction | CZ10 | cDXHP | Exterior Lighting | 0 | 0
New Construction | CZ10 | cDXHP | Interior Equipment | 50302.88 | 0
New Construction | CZ10 | cDXHP | Exterior Equipment | 0 | 0
New Construction | CZ10 | cDXHP | Fans | 41308 | 0
New Construction | CZ10 | cDXHP | Pumps | 0 | 0
New Construction | CZ10 | cDXHP | Heat Rejection | 0 | 0
New Construction | CZ10 | cDXHP | Humidification | 0 | 0
New Construction | CZ10 | cDXHP | Heat Recovery | 0 | 0
New Construction | CZ10 | cDXHP | Water Systems | 0 | 16465.74
New Construction | CZ10 | cDXHP | Refrigeration | 0 | 0
New Construction | CZ10 | cDXHP | Generators | 0 | 0
New Construction | CZ10 | cDXHP | Total End Uses | 161600.54 | 16465.74
New Construction | CZ11 | cDXHP | Heating | 4286.5 | 0
New Construction | CZ11 | cDXHP | Cooling | 32591.42 | 0
New Construction | CZ11 | cDXHP | Interior Lighting | 36688.5 | 0
New Construction | CZ11 | cDXHP | Exterior Lighting | 0 | 0
New Construction | CZ11 | cDXHP | Interior Equipment | 50302.88 | 0
New Construction | CZ11 | cDXHP | Exterior Equipment | 0 | 0
New Construction | CZ11 | cDXHP | Fans | 41846.53 | 0
New Construction | CZ11 | cDXHP | Pumps | 0 | 0
New Construction | CZ11 | cDXHP | Heat Rejection | 0 | 0
New Construction | CZ11 | cDXHP | Humidification | 0 | 0
New Construction | CZ11 | cDXHP | Heat Recovery | 0 | 0
New Construction | CZ11 | cDXHP | Water Systems | 0 | 16788.41
New Construction | CZ11 | cDXHP | Refrigeration | 0 | 0
New Construction | CZ11 | cDXHP | Generators | 0 | 0
New Construction | CZ11 | cDXHP | Total End Uses | 165715.83 | 16788.41
New Construction | CZ12 | cDXHP | Heating | 4082.82 | 0
New Construction | CZ12 | cDXHP | Cooling | 26656.12 | 0
New Construction | CZ12 | cDXHP | Interior Lighting | 36688.5 | 0
New Construction | CZ12 | cDXHP | Exterior Lighting | 0 | 0
New Construction | CZ12 | cDXHP | Interior Equipment | 50302.88 | 0
New Construction | CZ12 | cDXHP | Exterior Equipment | 0 | 0
New Construction | CZ12 | cDXHP | Fans | 39098.41 | 0
New Construction | CZ12 | cDXHP | Pumps | 0 | 0
New Construction | CZ12 | cDXHP | Heat Rejection | 0 | 0
New Construction | CZ12 | cDXHP | Humidification | 0 | 0
New Construction | CZ12 | cDXHP | Heat Recovery | 0 | 0
New Construction | CZ12 | cDXHP | Water Systems | 0 | 17203.05
New Construction | CZ12 | cDXHP | Refrigeration | 0 | 0
New Construction | CZ12 | cDXHP | Generators | 0 | 0
New Construction | CZ12 | cDXHP | Total End Uses | 156828.73 | 17203.05
New Construction | CZ13 | cDXHP | Heating | 3244.04 | 0
New Construction | CZ13 | cDXHP | Cooling | 36175.83 | 0
New Construction | CZ13 | cDXHP | Interior Lighting | 36688.5 | 0
New Construction | CZ13 | cDXHP | Exterior Lighting | 0 | 0
New Construction | CZ13 | cDXHP | Interior Equipment | 50302.88 | 0
New Construction | CZ13 | cDXHP | Exterior Equipment | 0 | 0
New Construction | CZ13 | cDXHP | Fans | 41517.35 | 0
New Construction | CZ13 | cDXHP | Pumps | 0 | 0
New Construction | CZ13 | cDXHP | Heat Rejection | 0 | 0
New Construction | CZ13 | cDXHP | Humidification | 0 | 0
New Construction | CZ13 | cDXHP | Heat Recovery | 0 | 0
New Construction | CZ13 | cDXHP | Water Systems | 0 | 16360.05
New Construction | CZ13 | cDXHP | Refrigeration | 0 | 0
New Construction | CZ13 | cDXHP | Generators | 0 | 0
New Construction | CZ13 | cDXHP | Total End Uses | 167928.59 | 16360.05
New Construction | CZ14 | cDXHP | Heating | 1810.67 | 0
New Construction | CZ14 | cDXHP | Cooling | 46438.25 | 0
New Construction | CZ14 | cDXHP | Interior Lighting | 36688.5 | 0
New Construction | CZ14 | cDXHP | Exterior Lighting | 0 | 0
New Construction | CZ14 | cDXHP | Interior Equipment | 50302.88 | 0
New Construction | CZ14 | cDXHP | Exterior Equipment | 0 | 0
New Construction | CZ14 | cDXHP | Fans | 46036.08 | 0
New Construction | CZ14 | cDXHP | Pumps | 0 | 0
New Construction | CZ14 | cDXHP | Heat Rejection | 0 | 0
New Construction | CZ14 | cDXHP | Humidification | 0 | 0
New Construction | CZ14 | cDXHP | Heat Recovery | 0 | 0
New Construction | CZ14 | cDXHP | Water Systems | 0 | 15635.72
New Construction | CZ14 | cDXHP | Refrigeration | 0 | 0
New Construction | CZ14 | cDXHP | Generators | 0 | 0
New Construction | CZ14 | cDXHP | Total End Uses | 181276.38 | 15635.72
New Construction | CZ15 | cDXHP | Heating | 406.96 | 0
New Construction | CZ15 | cDXHP | Cooling | 65606.53 | 0
New Construction | CZ15 | cDXHP | Interior Lighting | 36688.5 | 0
New Construction | CZ15 | cDXHP | Exterior Lighting | 0 | 0
New Construction | CZ15 | cDXHP | Interior Equipment | 50302.88 | 0
New Construction | CZ15 | cDXHP | Exterior Equipment | 0 | 0
New Construction | CZ15 | cDXHP | Fans | 44656.1 | 0
New Construction | CZ15 | cDXHP | Pumps | 0 | 0
New Construction | CZ15 | cDXHP | Heat Rejection | 0 | 0
New Construction | CZ15 | cDXHP | Humidification | 0 | 0
New Construction | CZ15 | cDXHP | Heat Recovery | 0 | 0
New Construction | CZ15 | cDXHP | Water Systems | 0 | 14110.09
New Construction | CZ15 | cDXHP | Refrigeration | 0 | 0
New Construction | CZ15 | cDXHP | Generators | 0 | 0
New Construction | CZ15 | cDXHP | Total End Uses | 197660.98 | 14110.09
New Construction | CZ16 | cDXHP | Heating | 8288.35 | 0
New Construction | CZ16 | cDXHP | Cooling | 30328.94 | 0
New Construction | CZ16 | cDXHP | Interior Lighting | 36688.5 | 0
New Construction | CZ16 | cDXHP | Exterior Lighting | 0 | 0
New Construction | CZ16 | cDXHP | Interior Equipment | 50302.88 | 0
New Construction | CZ16 | cDXHP | Exterior Equipment | 0 | 0
New Construction | CZ16 | cDXHP | Fans | 46778.81 | 0
New Construction | CZ16 | cDXHP | Pumps | 0 | 0
New Construction | CZ16 | cDXHP | Heat Rejection | 0 | 0
New Construction | CZ16 | cDXHP | Humidification | 0 | 0
New Construction | CZ16 | cDXHP | Heat Recovery | 0 | 0
New Construction | CZ16 | cDXHP | Water Systems | 0 | 18074.69
New Construction | CZ16 | cDXHP | Refrigeration | 0 | 0
New Construction | CZ16 | cDXHP | Generators | 0 | 0
New Construction | CZ16 | cDXHP | Total End Uses | 172387.48 | 18074.69
Existing | CZ01 | cDXOH | Heating | 0 | 0
Existing | CZ01 | cDXOH | Cooling | 902.57 | 0
Existing | CZ01 | cDXOH | Interior Lighting | 72808.06 | 0
Existing | CZ01 | cDXOH | Exterior Lighting | 0 | 0
Existing | CZ01 | cDXOH | Interior Equipment | 50302.88 | 0
Existing | CZ01 | cDXOH | Exterior Equipment | 0 | 0
Existing | CZ01 | cDXOH | Fans | 56767.75 | 0
Existing | CZ01 | cDXOH | Pumps | 0 | 0
Existing | CZ01 | cDXOH | Heat Rejection | 0 | 0
Existing | CZ01 | cDXOH | Humidification | 0 | 0
Existing | CZ01 | cDXOH | Heat Recovery | 0 | 0
Existing | CZ01 | cDXOH | Water Systems | 0 | 19783.61
Existing | CZ01 | cDXOH | Refrigeration | 0 | 0
Existing | CZ01 | cDXOH | Generators | 0 | 0
Existing | CZ01 | cDXOH | Total End Uses | 180781.26 | 19783.61
Existing | CZ02 | cDXOH | Heating | 0 | 0
Existing | CZ02 | cDXOH | Cooling | 23139.51 | 0
Existing | CZ02 | cDXOH | Interior Lighting | 72808.06 | 0
Existing | CZ02 | cDXOH | Exterior Lighting | 0 | 0
Existing | CZ02 | cDXOH | Interior Equipment | 50302.88 | 0
Existing | CZ02 | cDXOH | Exterior Equipment | 0 | 0
Existing | CZ02 | cDXOH | Fans | 69944.66 | 0
Existing | CZ02 | cDXOH | Pumps | 0 | 0
Existing | CZ02 | cDXOH | Heat Rejection | 0 | 0
Existing | CZ02 | cDXOH | Humidification | 0 | 0
Existing | CZ02 | cDXOH | Heat Recovery | 0 | 0
Existing | CZ02 | cDXOH | Water Systems | 0 | 18344.92
Existing | CZ02 | cDXOH | Refrigeration | 0 | 0
Existing | CZ02 | cDXOH | Generators | 0 | 0
Existing | CZ02 | cDXOH | Total End Uses | 216195.12 | 18344.92
Existing | CZ03 | cDXOH | Heating | 0 | 0
Existing | CZ03 | cDXOH | Cooling | 13168.44 | 0
Existing | CZ03 | cDXOH | Interior Lighting | 72808.06 | 0
Existing | CZ03 | cDXOH | Exterior Lighting | 0 | 0
Existing | CZ03 | cDXOH | Interior Equipment | 50302.88 | 0
Existing | CZ03 | cDXOH | Exterior Equipment | 0 | 0
Existing | CZ03 | cDXOH | Fans | 65611.28 | 0
Existing | CZ03 | cDXOH | Pumps | 0 | 0
Existing | CZ03 | cDXOH | Heat Rejection | 0 | 0
Existing | CZ03 | cDXOH | Humidification | 0 | 0
Existing | CZ03 | cDXOH | Heat Recovery | 0 | 0
Existing | CZ03 | cDXOH | Water Systems | 0 | 18280.95
Existing | CZ03 | cDXOH | Refrigeration | 0 | 0
Existing | CZ03 | cDXOH | Generators | 0 | 0
Existing | CZ03 | cDXOH | Total End Uses | 201890.66 | 18280.95
Existing | CZ04 | cDXOH | Heating | 0 | 0
Existing | CZ04 | cDXOH | Cooling | 28007.96 | 0
Existing | CZ04 | cDXOH | Interior Lighting | 72808.06 | 0
Existing | CZ04 | cDXOH | Exterior Lighting | 0 | 0
Existing | CZ04 | cDXOH | Interior Equipment | 50302.88 | 0
Existing | CZ04 | cDXOH | Exterior Equipment | 0 | 0
Existing | CZ04 | cDXOH | Fans | 70504.23 | 0
Existing | CZ04 | cDXOH | Pumps | 0 | 0
Existing | CZ04 | cDXOH | Heat Rejection | 0 | 0
Existing | CZ04 | cDXOH | Humidification | 0 | 0
Existing | CZ04 | cDXOH | Heat Recovery | 0 | 0
Existing | CZ04 | cDXOH | Water Systems | 0 | 17723.66
Existing | CZ04 | cDXOH | Refrigeration | 0 | 0
Existing | CZ04 | cDXOH | Generators | 0 | 0
Existing | CZ04 | cDXOH | Total End Uses | 221623.13 | 17723.66
Existing | CZ05 | cDXOH | Heating | 0 | 0
Existing | CZ05 | cDXOH | Cooling | 17738.03 | 0
Existing | CZ05 | cDXOH | Interior Lighting | 72808.06 | 0
Existing | CZ05 | cDXOH | Exterior Lighting | 0 | 0
Existing | CZ05 | cDXOH | Interior Equipment | 50302.88 | 0
Existing | CZ05 | cDXOH | Exterior Equipment | 0 | 0
Existing | CZ05 | cDXOH | Fans | 65031.06 | 0
Existing | CZ05 | cDXOH | Pumps | 0 | 0
Existing | CZ05 | cDXOH | Heat Rejection | 0 | 0
Existing | CZ05 | cDXOH | Humidification | 0 | 0
Existing | CZ05 | cDXOH | Heat Recovery | 0 | 0
Existing | CZ05 | cDXOH | Water Systems | 0 | 18281.43
Existing | CZ05 | cDXOH | Refrigeration | 0 | 0
Existing | CZ05 | cDXOH | Generators | 0 | 0
Existing | CZ05 | cDXOH | Total End Uses | 205880.03 | 18281.43
Existing | CZ06 | cDXOH | Heating | 0 | 0
Existing | CZ06 | cDXOH | Cooling | 29676.46 | 0
Existing | CZ06 | cDXOH | Interior Lighting | 72808.06 | 0
Existing | CZ06 | cDXOH | Exterior Lighting | 0 | 0
Existing | CZ06 | cDXOH | Interior Equipment | 50302.88 | 0
Existing | CZ06 | cDXOH | Exterior Equipment | 0 | 0
Existing | CZ06 | cDXOH | Fans | 67010.89 | 0
Existing | CZ06 | cDXOH | Pumps | 0 | 0
Existing | CZ06 | cDXOH | Heat Rejection | 0 | 0
Existing | CZ06 | cDXOH | Humidification | 0 | 0
Existing | CZ06 | cDXOH | Heat Recovery | 0 | 0
Existing | CZ06 | cDXOH | Water Systems | 0 | 17001.18
Existing | CZ06 | cDXOH | Refrigeration | 0 | 0
Existing | CZ06 | cDXOH | Generators | 0 | 0
Existing | CZ06 | cDXOH | Total End Uses | 219798.29 | 17001.18
Existing | CZ07 | cDXOH | Heating | 0 | 0
Existing | CZ07 | cDXOH | Cooling | 32845.96 | 0
Existing | CZ07 | cDXOH | Interior Lighting | 72808.06 | 0
Existing | CZ07 | cDXOH | Exterior Lighting | 0 | 0
Existing | CZ07 | cDXOH | Interior Equipment | 50302.88 | 0
Existing | CZ07 | cDXOH | Exterior Equipment | 0 | 0
Existing | CZ07 | cDXOH | Fans | 65674.06 | 0
Existing | CZ07 | cDXOH | Pumps | 0 | 0
Existing | CZ07 | cDXOH | Heat Rejection | 0 | 0
Existing | CZ07 | cDXOH | Humidification | 0 | 0
Existing | CZ07 | cDXOH | Heat Recovery | 0 | 0
Existing | CZ07 | cDXOH | Water Systems | 0 | 16810.84
Existing | CZ07 | cDXOH | Refrigeration | 0 | 0
Existing | CZ07 | cDXOH | Generators | 0 | 0
Existing | CZ07 | cDXOH | Total End Uses | 221630.96 | 16810.84
Existing | CZ08 | cDXOH | Heating | 0 | 0
Existing | CZ08 | cDXOH | Cooling | 39284.03 | 0
Existing | CZ08 | cDXOH | Interior Lighting | 72808.06 | 0
Existing | CZ08 | cDXOH | Exterior Lighting | 0 | 0
Existing | CZ08 | cDXOH | Interior Equipment | 50302.88 | 0
Existing | CZ08 | cDXOH | Exterior Equipment | 0 | 0
Existing | CZ08 | cDXOH | Fans | 70646.98 | 0
Existing | CZ08 | cDXOH | Pumps | 0 | 0
Existing | CZ08 | cDXOH | Heat Rejection | 0 | 0
Existing | CZ08 | cDXOH | Humidification | 0 | 0
Existing | CZ08 | cDXOH | Heat Recovery | 0 | 0
Existing | CZ08 | cDXOH | Water Systems | 0 | 16789.89
Existing | CZ08 | cDXOH | Refrigeration | 0 | 0
Existing | CZ08 | cDXOH | Generators | 0 | 0
Existing | CZ08 | cDXOH | Total End Uses | 233041.95 | 16789.89
Existing | CZ09 | cDXOH | Heating | 0 | 0
Existing | CZ09 | cDXOH | Cooling | 45427.84 | 0
Existing | CZ09 | cDXOH | Interior Lighting | 72808.06 | 0
Existing | CZ09 | cDXOH | Exterior Lighting | 0 | 0
Existing | CZ09 | cDXOH | Interior Equipment | 50302.88 | 0
Existing | CZ09 | cDXOH | Exterior Equipment | 0 | 0
Existing | CZ09 | cDXOH | Fans | 75043.77 | 0
Existing | CZ09 | cDXOH | Pumps | 0 | 0
Existing | CZ09 | cDXOH | Heat Rejection | 0 | 0
Existing | CZ09 | cDXOH | Humidification | 0 | 0
Existing | CZ09 | cDXOH | Heat Recovery | 0 | 0
Existing | CZ09 | cDXOH | Water Systems | 0 | 16585.47
Existing | CZ09 | cDXOH | Refrigeration | 0 | 0
Existing | CZ09 | cDXOH | Generators | 0 | 0
Existing | CZ09 | cDXOH | Total End Uses | 243582.55 | 16585.47
Existing | CZ10 | cDXOH | Heating | 0 | 0
Existing | CZ10 | cDXOH | Cooling | 52231.32 | 0
Existing | CZ10 | cDXOH | Interior Lighting | 72808.06 | 0
Existing | CZ10 | cDXOH | Exterior Lighting | 0 | 0
Existing | CZ10 | cDXOH | Interior Equipment | 50302.88 | 0
Existing | CZ10 | cDXOH | Exterior Equipment | 0 | 0
Existing | CZ10 | cDXOH | Fans | 71908.24 | 0
Existing | CZ10 | cDXOH | Pumps | 0 | 0
Existing | CZ10 | cDXOH | Heat Rejection | 0 | 0
Existing | CZ10 | cDXOH | Humidification | 0 | 0
Existing | CZ10 | cDXOH | Heat Recovery | 0 | 0
Existing | CZ10 | cDXOH | Water Systems | 0 | 16471.2
Existing | CZ10 | cDXOH | Refrigeration | 0 | 0
Existing | CZ10 | cDXOH | Generators | 0 | 0
Existing | CZ10 | cDXOH | Total End Uses | 247250.51 | 16471.2
Existing | CZ11 | cDXOH | Heating | 0 | 0
Existing | CZ11 | cDXOH | Cooling | 55243.95 | 0
Existing | CZ11 | cDXOH | Interior Lighting | 72808.06 | 0
Existing | CZ11 | cDXOH | Exterior Lighting | 0 | 0
Existing | CZ11 | cDXOH | Interior Equipment | 50302.88 | 0
Existing | CZ11 | cDXOH | Exterior Equipment | 0 | 0
Existing | CZ11 | cDXOH | Fans | 80252.53 | 0
Existing | CZ11 | cDXOH | Pumps | 0 | 0
Existing | CZ11 | cDXOH | Heat Rejection | 0 | 0
Existing | CZ11 | cDXOH | Humidification | 0 | 0
Existing | CZ11 | cDXOH | Heat Recovery | 0 | 0
Existing | CZ11 | cDXOH | Water Systems | 0 | 16794.66
Existing | CZ11 | cDXOH | Refrigeration | 0 | 0
Existing | CZ11 | cDXOH | Generators | 0 | 0
Existing | CZ11 | cDXOH | Total End Uses | 258607.43 | 16794.66
Existing | CZ12 | cDXOH | Heating | 0 | 0
Existing | CZ12 | cDXOH | Cooling | 46206.61 | 0
Existing | CZ12 | cDXOH | Interior Lighting | 72808.06 | 0
Existing | CZ12 | cDXOH | Exterior Lighting | 0 | 0
Existing | CZ12 | cDXOH | Interior Equipment | 50302.88 | 0
Existing | CZ12 | cDXOH | Exterior Equipment | 0 | 0
Existing | CZ12 | cDXOH | Fans | 73733.91 | 0
Existing | CZ12 | cDXOH | Pumps | 0 | 0
Existing | CZ12 | cDXOH | Heat Rejection | 0 | 0
Existing | CZ12 | cDXOH | Humidification | 0 | 0
Existing | CZ12 | cDXOH | Heat Recovery | 0 | 0
Existing | CZ12 | cDXOH | Water Systems | 0 | 17208.2
Existing | CZ12 | cDXOH | Refrigeration | 0 | 0
Existing | CZ12 | cDXOH | Generators | 0 | 0
Existing | CZ12 | cDXOH | Total End Uses | 243051.46 | 17208.2
Existing | CZ13 | cDXOH | Heating | 0 | 0
Existing | CZ13 | cDXOH | Cooling | 61034.71 | 0
Existing | CZ13 | cDXOH | Interior Lighting | 72808.06 | 0
Existing | CZ13 | cDXOH | Exterior Lighting | 0 | 0
Existing | CZ13 | cDXOH | Interior Equipment | 50302.88 | 0
Existing | CZ13 | cDXOH | Exterior Equipment | 0 | 0
Existing | CZ13 | cDXOH | Fans | 77922.04 | 0
Existing | CZ13 | cDXOH | Pumps | 0 | 0
Existing | CZ13 | cDXOH | Heat Rejection | 0 | 0
Existing | CZ13 | cDXOH | Humidification | 0 | 0
Existing | CZ13 | cDXOH | Heat Recovery | 0 | 0
Existing | CZ13 | cDXOH | Water Systems | 0 | 16366.27
Existing | CZ13 | cDXOH | Refrigeration | 0 | 0
Existing | CZ13 | cDXOH | Generators | 0 | 0
Existing | CZ13 | cDXOH | Total End Uses | 262067.69 | 16366.27
Existing | CZ14 | cDXOH | Heating | 0 | 0
Existing | CZ14 | cDXOH | Cooling | 76139.8 | 0
Existing | CZ14 | cDXOH | Interior Lighting | 72808.06 | 0
Existing | CZ14 | cDXOH | Exterior Lighting | 0 | 0
Existing | CZ14 | cDXOH | Interior Equipment | 50302.88 | 0
Existing | CZ14 | cDXOH | Exterior Equipment | 0 | 0
Existing | CZ14 | cDXOH | Fans | 85784.44 | 0
Existing | CZ14 | cDXOH | Pumps | 0 | 0
Existing | CZ14 | cDXOH | Heat Rejection | 0 | 0
Existing | CZ14 | cDXOH | Humidification | 0 | 0
Existing | CZ14 | cDXOH | Heat Recovery | 0 | 0
Existing | CZ14 | cDXOH | Water Systems | 0 | 15641.3
Existing | CZ14 | cDXOH | Refrigeration | 0 | 0
Existing | CZ14 | cDXOH | Generators | 0 | 0
Existing | CZ14 | cDXOH | Total End Uses | 285035.18 | 15641.3
Existing | CZ15 | cDXOH | Heating | 0 | 0
Existing | CZ15 | cDXOH | Cooling | 103174.98 | 0
Existing | CZ15 | cDXOH | Interior Lighting | 72808.06 | 0
Existing | CZ15 | cDXOH | Exterior Lighting | 0 | 0
Existing | CZ15 | cDXOH | Interior Equipment | 50302.88 | 0
Existing | CZ15 | cDXOH | Exterior Equipment | 0 | 0
Existing | CZ15 | cDXOH | Fans | 82475.39 | 0
Existing | CZ15 | cDXOH | Pumps | 0 | 0
Existing | CZ15 | cDXOH | Heat Rejection | 0 | 0
Existing | CZ15 | cDXOH | Humidification | 0 | 0
Existing | CZ15 | cDXOH | Heat Recovery | 0 | 0
Existing | CZ15 | cDXOH | Water Systems | 0 | 14115.61
Existing | CZ15 | cDXOH | Refrigeration | 0 | 0
Existing | CZ15 | cDXOH | Generators | 0 | 0
Existing | CZ15 | cDXOH | Total End Uses | 308761.31 | 14115.61
Existing | CZ16 | cDXOH | Heating | 0 | 0
Existing | CZ16 | cDXOH | Cooling | 50350.05 | 0
Existing | CZ16 | cDXOH | Interior Lighting | 72808.06 | 0
Existing | CZ16 | cDXOH | Exterior Lighting | 0 | 0
Existing | CZ16 | cDXOH | Interior Equipment | 50302.88 | 0
Existing | CZ16 | cDXOH | Exterior Equipment | 0 | 0
Existing | CZ16 | cDXOH | Fans | 87701.26 | 0
Existing | CZ16 | cDXOH | Pumps | 0 | 0
Existing | CZ16 | cDXOH | Heat Rejection | 0 | 0
Existing | CZ16 | cDXOH | Humidification | 0 | 0
Existing | CZ16 | cDXOH | Heat Recovery | 0 | 0
Existing | CZ16 | cDXOH | Water Systems | 0 | 18080.43
Existing | CZ16 | cDXOH | Refrigeration | 0 | 0
Existing | CZ16 | cDXOH | Generators | 0 | 0
Existing | CZ16 | cDXOH | Total End Uses | 261162.25 | 18080.43
New Construction | CZ01 | cDXOH | Heating | 0 | 0
New Construction | CZ01 | cDXOH | Cooling | 426.36 | 0
New Construction | CZ01 | cDXOH | Interior Lighting | 36688.5 | 0
New Construction | CZ01 | cDXOH | Exterior Lighting | 0 | 0
New Construction | CZ01 | cDXOH | Interior Equipment | 50302.88 | 0
New Construction | CZ01 | cDXOH | Exterior Equipment | 0 | 0
New Construction | CZ01 | cDXOH | Fans | 30176.8 | 0
New Construction | CZ01 | cDXOH | Pumps | 0 | 0
New Construction | CZ01 | cDXOH | Heat Rejection | 0 | 0
New Construction | CZ01 | cDXOH | Humidification | 0 | 0
New Construction | CZ01 | cDXOH | Heat Recovery | 0 | 0
New Construction | CZ01 | cDXOH | Water Systems | 0 | 19777.59
New Construction | CZ01 | cDXOH | Refrigeration | 0 | 0
New Construction | CZ01 | cDXOH | Generators | 0 | 0
New Construction | CZ01 | cDXOH | Total End Uses | 117594.54 | 19777.59
New Construction | CZ02 | cDXOH | Heating | 0 | 0
New Construction | CZ02 | cDXOH | Cooling | 12477.46 | 0
New Construction | CZ02 | cDXOH | Interior Lighting | 36688.5 | 0
New Construction | CZ02 | cDXOH | Exterior Lighting | 0 | 0
New Construction | CZ02 | cDXOH | Interior Equipment | 50302.88 | 0
New Construction | CZ02 | cDXOH | Exterior Equipment | 0 | 0
New Construction | CZ02 | cDXOH | Fans | 36606.45 | 0
New Construction | CZ02 | cDXOH | Pumps | 0 | 0
New Construction | CZ02 | cDXOH | Heat Rejection | 0 | 0
New Construction | CZ02 | cDXOH | Humidification | 0 | 0
New Construction | CZ02 | cDXOH | Heat Recovery | 0 | 0
New Construction | CZ02 | cDXOH | Water Systems | 0 | 18339.29
New Construction | CZ02 | cDXOH | Refrigeration | 0 | 0
New Construction | CZ02 | cDXOH | Generators | 0 | 0
New Construction | CZ02 | cDXOH | Total End Uses | 136075.29 | 18339.29
New Construction | CZ03 | cDXOH | Heating | 0 | 0
New Construction | CZ03 | cDXOH | Cooling | 6675.78 | 0
New Construction | CZ03 | cDXOH | Interior Lighting | 36688.5 | 0
New Construction | CZ03 | cDXOH | Exterior Lighting | 0 | 0
New Construction | CZ03 | cDXOH | Interior Equipment | 50302.88 | 0
New Construction | CZ03 | cDXOH | Exterior Equipment | 0 | 0
New Construction | CZ03 | cDXOH | Fans | 35246 | 0
New Construction | CZ03 | cDXOH | Pumps | 0 | 0
New Construction | CZ03 | cDXOH | Heat Rejection | 0 | 0
New Construction | CZ03 | cDXOH | Humidification | 0 | 0
New Construction | CZ03 | cDXOH | Heat Recovery | 0 | 0
New Construction | CZ03 | cDXOH | Water Systems | 0 | 18275.12
New Construction | CZ03 | cDXOH | Refrigeration | 0 | 0
New Construction | CZ03 | cDXOH | Generators | 0 | 0
New Construction | CZ03 | cDXOH | Total End Uses | 128913.16 | 18275.12
New Construction | CZ04 | cDXOH | Heating | 0 | 0
New Construction | CZ04 | cDXOH | Cooling | 15226.69 | 0
New Construction | CZ04 | cDXOH | Interior Lighting | 36688.5 | 0
New Construction | CZ04 | cDXOH | Exterior Lighting | 0 | 0
New Construction | CZ04 | cDXOH | Interior Equipment | 50302.88 | 0
New Construction | CZ04 | cDXOH | Exterior Equipment | 0 | 0
New Construction | CZ04 | cDXOH | Fans | 37288.56 | 0
New Construction | CZ04 | cDXOH | Pumps | 0 | 0
New Construction | CZ04 | cDXOH | Heat Rejection | 0 | 0
New Construction | CZ04 | cDXOH | Humidification | 0 | 0
New Construction | CZ04 | cDXOH | Heat Recovery | 0 | 0
New Construction | CZ04 | cDXOH | Water Systems | 0 | 17718.38
New Construction | CZ04 | cDXOH | Refrigeration | 0 | 0
New Construction | CZ04 | cDXOH | Generators | 0 | 0
New Construction | CZ04 | cDXOH | Total End Uses | 139506.63 | 17718.38
New Construction | CZ05 | cDXOH | Heating | 0 | 0
New Construction | CZ05 | cDXOH | Cooling | 8668.07 | 0
New Construction | CZ05 | cDXOH | Interior Lighting | 36688.5 | 0
New Construction | CZ05 | cDXOH | Exterior Lighting | 0 | 0
New Construction | CZ05 | cDXOH | Interior Equipment | 50302.88 | 0
New Construction | CZ05 | cDXOH | Exterior Equipment | 0 | 0
New Construction | CZ05 | cDXOH | Fans | 34362.07 | 0
New Construction | CZ05 | cDXOH | Pumps | 0 | 0
New Construction | CZ05 | cDXOH | Heat Rejection | 0 | 0
New Construction | CZ05 | cDXOH | Humidification | 0 | 0
New Construction | CZ05 | cDXOH | Heat Recovery | 0 | 0
New Construction | CZ05 | cDXOH | Water Systems | 0 | 18276.08
New Construction | CZ05 | cDXOH | Refrigeration | 0 | 0
New Construction | CZ05 | cDXOH | Generators | 0 | 0
New Construction | CZ05 | cDXOH | Total End Uses | 130021.52 | 18276.08
New Construction | CZ06 | cDXOH | Heating | 0 | 0
New Construction | CZ06 | cDXOH | Cooling | 16643.37 | 0
New Construction | CZ06 | cDXOH | Interior Lighting | 36688.5 | 0
New Construction | CZ06 | cDXOH | Exterior Lighting | 0 | 0
New Construction | CZ06 | cDXOH | Interior Equipment | 50302.88 | 0
New Construction | CZ06 | cDXOH | Exterior Equipment | 0 | 0
New Construction | CZ06 | cDXOH | Fans | 38186.69 | 0
New Construction | CZ06 | cDXOH | Pumps | 0 | 0
New Construction | CZ06 | cDXOH | Heat Rejection | 0 | 0
New Construction | CZ06 | cDXOH | Humidification | 0 | 0
New Construction | CZ06 | cDXOH | Heat Recovery | 0 | 0
New Construction | CZ06 | cDXOH | Water Systems | 0 | 16995.27
New Construction | CZ06 | cDXOH | Refrigeration | 0 | 0
New Construction | CZ06 | cDXOH | Generators | 0 | 0
New Construction | CZ06 | cDXOH | Total End Uses | 141821.44 | 16995.27
New Construction | CZ07 | cDXOH | Heating | 0 | 0
New Construction | CZ07 | cDXOH | Cooling | 18825.43 | 0
New Construction | CZ07 | cDXOH | Interior Lighting | 36688.5 | 0
New Construction | CZ07 | cDXOH | Exterior Lighting | 0 | 0
New Construction | CZ07 | cDXOH | Interior Equipment | 50302.88 | 0
New Construction | CZ07 | cDXOH | Exterior Equipment | 0 | 0
New Construction | CZ07 | cDXOH | Fans | 37848.13 | 0
New Construction | CZ07 | cDXOH | Pumps | 0 | 0
New Construction | CZ07 | cDXOH | Heat Rejection | 0 | 0
New Construction | CZ07 | cDXOH | Humidification | 0 | 0
New Construction | CZ07 | cDXOH | Heat Recovery | 0 | 0
New Construction | CZ07 | cDXOH | Water Systems | 0 | 16804.86
New Construction | CZ07 | cDXOH | Refrigeration | 0 | 0
New Construction | CZ07 | cDXOH | Generators | 0 | 0
New Construction | CZ07 | cDXOH | Total End Uses | 143664.94 | 16804.86
New Construction | CZ08 | cDXOH | Heating | 0 | 0
New Construction | CZ08 | cDXOH | Cooling | 22624.94 | 0
New Construction | CZ08 | cDXOH | Interior Lighting | 36688.5 | 0
New Construction | CZ08 | cDXOH | Exterior Lighting | 0 | 0
New Construction | CZ08 | cDXOH | Interior Equipment | 50302.88 | 0
New Construction | CZ08 | cDXOH | Exterior Equipment | 0 | 0
New Construction | CZ08 | cDXOH | Fans | 39921.62 | 0
New Construction | CZ08 | cDXOH | Pumps | 0 | 0
New Construction | CZ08 | cDXOH | Heat Rejection | 0 | 0
New Construction | CZ08 | cDXOH | Humidification | 0 | 0
New Construction | CZ08 | cDXOH | Heat Recovery | 0 | 0
New Construction | CZ08 | cDXOH | Water Systems | 0 | 16784.7
New Construction | CZ08 | cDXOH | Refrigeration | 0 | 0
New Construction | CZ08 | cDXOH | Generators | 0 | 0
New Construction | CZ08 | cDXOH | Total End Uses | 149537.94 | 16784.7
New Construction | CZ09 | cDXOH | Heating | 0 | 0
New Construction | CZ09 | cDXOH | Cooling | 24052.7 | 0
New Construction | CZ09 | cDXOH | Interior Lighting | 36688.5 | 0
New Construction | CZ09 | cDXOH | Exterior Lighting | 0 | 0
New Construction | CZ09 | cDXOH | Interior Equipment | 50302.88 | 0
New Construction | CZ09 | cDXOH | Exterior Equipment | 0 | 0
New Construction | CZ09 | cDXOH | Fans | 38184.87 | 0
New Construction | CZ09 | cDXOH | Pumps | 0 | 0
New Construction | CZ09 | cDXOH | Heat Rejection | 0 | 0
New Construction | CZ09 | cDXOH | Humidification | 0 | 0
New Construction | CZ09 | cDXOH | Heat Recovery | 0 | 0
New Construction | CZ09 | cDXOH | Water Systems | 0 | 16579.62
New Construction | CZ09 | cDXOH | Refrigeration | 0 | 0
New Construction | CZ09 | cDXOH | Generators | 0 | 0
New Construction | CZ09 | cDXOH | Total End Uses | 149228.96 | 16579.62
New Construction | CZ10 | cDXOH | Heating | 0 | 0
New Construction | CZ10 | cDXOH | Cooling | 32145.29 | 0
New Construction | CZ10 | cDXOH | Interior Lighting | 36688.5 | 0
New Construction | CZ10 | cDXOH | Exterior Lighting | 0 | 0
New Construction | CZ10 | cDXOH | Interior Equipment | 50302.88 | 0
New Construction | CZ10 | cDXOH | Exterior Equipment | 0 | 0
New Construction | CZ10 | cDXOH | Fans | 41308 | 0
New Construction | CZ10 | cDXOH | Pumps | 0 | 0
New Construction | CZ10 | cDXOH | Heat Rejection | 0 | 0
New Construction | CZ10 | cDXOH | Humidification | 0 | 0
New Construction | CZ10 | cDXOH | Heat Recovery | 0 | 0
New Construction | CZ10 | cDXOH | Water Systems | 0 | 16465.9
New Construction | CZ10 | cDXOH | Refrigeration | 0 | 0
New Construction | CZ10 | cDXOH | Generators | 0 | 0
New Construction | CZ10 | cDXOH | Total End Uses | 160444.67 | 16465.9
New Construction | CZ11 | cDXOH | Heating | 0 | 0
New Construction | CZ11 | cDXOH | Cooling | 32581.23 | 0
New Construction | CZ11 | cDXOH | Interior Lighting | 36688.5 | 0
New Construction | CZ11 | cDXOH | Exterior Lighting | 0 | 0
New Construction | CZ11 | cDXOH | Interior Equipment | 50302.88 | 0
New Construction | CZ11 | cDXOH | Exterior Equipment | 0 | 0
New Construction | CZ11 | cDXOH | Fans | 41979.74 | 0
New Construction | CZ11 | cDXOH | Pumps | 0 | 0
New Construction | CZ11 | cDXOH | Heat Rejection | 0 | 0
New Construction | CZ11 | cDXOH | Humidification | 0 | 0
New Construction | CZ11 | cDXOH | Heat Recovery | 0 | 0
New Construction | CZ11 | cDXOH | Water Systems | 0 | 16788.9
New Construction | CZ11 | cDXOH | Refrigeration | 0 | 0
New Construction | CZ11 | cDXOH | Generators | 0 | 0
New Construction | CZ11 | cDXOH | Total End Uses | 161552.35 | 16788.9
New Construction | CZ12 | cDXOH | Heating | 0 | 0
New Construction | CZ12 | cDXOH | Cooling | 26728.55 | 0
New Construction | CZ12 | cDXOH | Interior Lighting | 36688.5 | 0
New Construction | CZ12 | cDXOH | Exterior Lighting | 0 | 0
New Construction | CZ12 | cDXOH | Interior Equipment | 50302.88 | 0
New Construction | CZ12 | cDXOH | Exterior Equipment | 0 | 0
New Construction | CZ12 | cDXOH | Fans | 39301.69 | 0
New Construction | CZ12 | cDXOH | Pumps | 0 | 0
New Construction | CZ12 | cDXOH | Heat Rejection | 0 | 0
New Construction | CZ12 | cDXOH | Humidification | 0 | 0
New Construction | CZ12 | cDXOH | Heat Recovery | 0 | 0
New Construction | CZ12 | cDXOH | Water Systems | 0 | 17203.18
New Construction | CZ12 | cDXOH | Refrigeration | 0 | 0
New Construction | CZ12 | cDXOH | Generators | 0 | 0
New Construction | CZ12 | cDXOH | Total End Uses | 153021.63 | 17203.18
New Construction | CZ13 | cDXOH | Heating | 0 | 0
New Construction | CZ13 | cDXOH | Cooling | 36205.13 | 0
New Construction | CZ13 | cDXOH | Interior Lighting | 36688.5 | 0
New Construction | CZ13 | cDXOH | Exterior Lighting | 0 | 0
New Construction | CZ13 | cDXOH | Interior Equipment | 50302.88 | 0
New Construction | CZ13 | cDXOH | Exterior Equipment | 0 | 0
New Construction | CZ13 | cDXOH | Fans | 41675.1 | 0
New Construction | CZ13 | cDXOH | Pumps | 0 | 0
New Construction | CZ13 | cDXOH | Heat Rejection | 0 | 0
New Construction | CZ13 | cDXOH | Humidification | 0 | 0
New Construction | CZ13 | cDXOH | Heat Recovery | 0 | 0
New Construction | CZ13 | cDXOH | Water Systems | 0 | 16360.39
New Construction | CZ13 | cDXOH | Refrigeration | 0 | 0
New Construction | CZ13 | cDXOH | Generators | 0 | 0
New Construction | CZ13 | cDXOH | Total End Uses | 164871.61 | 16360.39
New Construction | CZ14 | cDXOH | Heating | 0 | 0
New Construction | CZ14 | cDXOH | Cooling | 46575.37 | 0
New Construction | CZ14 | cDXOH | Interior Lighting | 36688.5 | 0
New Construction | CZ14 | cDXOH | Exterior Lighting | 0 | 0
New Construction | CZ14 | cDXOH | Interior Equipment | 50302.88 | 0
New Construction | CZ14 | cDXOH | Exterior Equipment | 0 | 0
New Construction | CZ14 | cDXOH | Fans | 46068.03 | 0
New Construction | CZ14 | cDXOH | Pumps | 0 | 0
New Construction | CZ14 | cDXOH | Heat Rejection | 0 | 0
New Construction | CZ14 | cDXOH | Humidification | 0 | 0
New Construction | CZ14 | cDXOH | Heat Recovery | 0 | 0
New Construction | CZ14 | cDXOH | Water Systems | 0 | 15635.99
New Construction | CZ14 | cDXOH | Refrigeration | 0 | 0
New Construction | CZ14 | cDXOH | Generators | 0 | 0
New Construction | CZ14 | cDXOH | Total End Uses | 179634.79 | 15635.99
New Construction | CZ15 | cDXOH | Heating | 0 | 0
New Construction | CZ15 | cDXOH | Cooling | 65591.91 | 0
New Construction | CZ15 | cDXOH | Interior Lighting | 36688.5 | 0
New Construction | CZ15 | cDXOH | Exterior Lighting | 0 | 0
New Construction | CZ15 | cDXOH | Interior Equipment | 50302.88 | 0
New Construction | CZ15 | cDXOH | Exterior Equipment | 0 | 0
New Construction | CZ15 | cDXOH | Fans | 44656.1 | 0
New Construction | CZ15 | cDXOH | Pumps | 0 | 0
New Construction | CZ15 | cDXOH | Heat Rejection | 0 | 0
New Construction | CZ15 | cDXOH | Humidification | 0 | 0
New Construction | CZ15 | cDXOH | Heat Recovery | 0 | 0
New Construction | CZ15 | cDXOH | Water Systems | 0 | 14109.52
New Construction | CZ15 | cDXOH | Refrigeration | 0 | 0
New Construction | CZ15 | cDXOH | Generators | 0 | 0
New Construction | CZ15 | cDXOH | Total End Uses | 197239.4 | 14109.52
New Construction | CZ16 | cDXOH | Heating | 0 | 0
New Construction | CZ16 | cDXOH | Cooling | 30695.75 | 0
New Construction | CZ16 | cDXOH | Interior Lighting | 36688.5 | 0
New Construction | CZ16 | cDXOH | Exterior Lighting | 0 | 0
New Construction | CZ16 | cDXOH | Interior Equipment | 50302.88 | 0
New Construction | CZ16 | cDXOH | Exterior Equipment | 0 | 0
New Construction | CZ16 | cDXOH | Fans | 47966.36 | 0
New Construction | CZ16 | cDXOH | Pumps | 0 | 0
New Construction | CZ16 | cDXOH | Heat Rejection | 0 | 0
New Construction | CZ16 | cDXOH | Humidification | 0 | 0
New Construction | CZ16 | cDXOH | Heat Recovery | 0 | 0
New Construction | CZ16 | cDXOH | Water Systems | 0 | 18075.21
New Construction | CZ16 | cDXOH | Refrigeration | 0 | 0
New Construction | CZ16 | cDXOH | Generators | 0 | 0
New Construction | CZ16 | cDXOH | Total End Uses | 165653.49 | 18075.21
Existing | CZ01 | cPVVG | Heating | 0 | 40003.68
Existing | CZ01 | cPVVG | Cooling | 1318.79 | 0
Existing | CZ01 | cPVVG | Interior Lighting | 72808.06 | 0
Existing | CZ01 | cPVVG | Exterior Lighting | 0 | 0
Existing | CZ01 | cPVVG | Interior Equipment | 50302.88 | 0
Existing | CZ01 | cPVVG | Exterior Equipment | 0 | 0
Existing | CZ01 | cPVVG | Fans | 19948.21 | 0
Existing | CZ01 | cPVVG | Pumps | 0 | 0
Existing | CZ01 | cPVVG | Heat Rejection | 0 | 0
Existing | CZ01 | cPVVG | Humidification | 0 | 0
Existing | CZ01 | cPVVG | Heat Recovery | 0 | 0
Existing | CZ01 | cPVVG | Water Systems | 0 | 19783.51
Existing | CZ01 | cPVVG | Refrigeration | 0 | 0
Existing | CZ01 | cPVVG | Generators | 0 | 0
Existing | CZ01 | cPVVG | Total End Uses | 144377.94 | 59787.2
Existing | CZ02 | cPVVG | Heating | 0 | 26049.89
Existing | CZ02 | cPVVG | Cooling | 22695.78 | 0
Existing | CZ02 | cPVVG | Interior Lighting | 72808.06 | 0
Existing | CZ02 | cPVVG | Exterior Lighting | 0 | 0
Existing | CZ02 | cPVVG | Interior Equipment | 50302.88 | 0
Existing | CZ02 | cPVVG | Exterior Equipment | 0 | 0
Existing | CZ02 | cPVVG | Fans | 30014.4 | 0
Existing | CZ02 | cPVVG | Pumps | 0 | 0
Existing | CZ02 | cPVVG | Heat Rejection | 0 | 0
Existing | CZ02 | cPVVG | Humidification | 0 | 0
Existing | CZ02 | cPVVG | Heat Recovery | 0 | 0
Existing | CZ02 | cPVVG | Water Systems | 0 | 18344.76
Existing | CZ02 | cPVVG | Refrigeration | 0 | 0
Existing | CZ02 | cPVVG | Generators | 0 | 0
Existing | CZ02 | cPVVG | Total End Uses | 175821.12 | 44394.65
Existing | CZ03 | cPVVG | Heating | 0 | 15383.69
Existing | CZ03 | cPVVG | Cooling | 14003.19 | 0
Existing | CZ03 | cPVVG | Interior Lighting | 72808.06 | 0
Existing | CZ03 | cPVVG | Exterior Lighting | 0 | 0
Existing | CZ03 | cPVVG | Interior Equipment | 50302.88 | 0
Existing | CZ03 | cPVVG | Exterior Equipment | 0 | 0
Existing | CZ03 | cPVVG | Fans | 26713.32 | 0
Existing | CZ03 | cPVVG | Pumps | 0 | 0
Existing | CZ03 | cPVVG | Heat Rejection | 0 | 0
Existing | CZ03 | cPVVG | Humidification | 0 | 0
Existing | CZ03 | cPVVG | Heat Recovery | 0 | 0
Existing | CZ03 | cPVVG | Water Systems | 0 | 18280.51
Existing | CZ03 | cPVVG | Refrigeration | 0 | 0
Existing | CZ03 | cPVVG | Generators | 0 | 0
Existing | CZ03 | cPVVG | Total End Uses | 163827.45 | 33664.2
Existing | CZ04 | cPVVG | Heating | 0 | 14117.63
Existing | CZ04 | cPVVG | Cooling | 27485.32 | 0
Existing | CZ04 | cPVVG | Interior Lighting | 72808.06 | 0
Existing | CZ04 | cPVVG | Exterior Lighting | 0 | 0
Existing | CZ04 | cPVVG | Interior Equipment | 50302.88 | 0
Existing | CZ04 | cPVVG | Exterior Equipment | 0 | 0
Existing | CZ04 | cPVVG | Fans | 31497.1 | 0
Existing | CZ04 | cPVVG | Pumps | 0 | 0
Existing | CZ04 | cPVVG | Heat Rejection | 0 | 0
Existing | CZ04 | cPVVG | Humidification | 0 | 0
Existing | CZ04 | cPVVG | Heat Recovery | 0 | 0
Existing | CZ04 | cPVVG | Water Systems | 0 | 17723.61
Existing | CZ04 | cPVVG | Refrigeration | 0 | 0
Existing | CZ04 | cPVVG | Generators | 0 | 0
Existing | CZ04 | cPVVG | Total End Uses | 182093.37 | 31841.25
Existing | CZ05 | cPVVG | Heating | 0 | 13130.99
Existing | CZ05 | cPVVG | Cooling | 18195.49 | 0
Existing | CZ05 | cPVVG | Interior Lighting | 72808.06 | 0
Existing | CZ05 | cPVVG | Exterior Lighting | 0 | 0
Existing | CZ05 | cPVVG | Interior Equipment | 50302.88 | 0
Existing | CZ05 | cPVVG | Exterior Equipment | 0 | 0
Existing | CZ05 | cPVVG | Fans | 27778.68 | 0
Existing | CZ05 | cPVVG | Pumps | 0 | 0
Existing | CZ05 | cPVVG | Heat Rejection | 0 | 0
Existing | CZ05 | cPVVG | Humidification | 0 | 0
Existing | CZ05 | cPVVG | Heat Recovery | 0 | 0
Existing | CZ05 | cPVVG | Water Systems | 0 | 18281.66
Existing | CZ05 | cPVVG | Refrigeration | 0 | 0
Existing | CZ05 | cPVVG | Generators | 0 | 0
Existing | CZ05 | cPVVG | Total End Uses | 169085.11 | 31412.65
Existing | CZ06 | cPVVG | Heating | 0 | 3272.1
Existing | CZ06 | cPVVG | Cooling | 30153.32 | 0
Existing | CZ06 | cPVVG | Interior Lighting | 72808.06 | 0
Existing | CZ06 | cPVVG | Exterior Lighting | 0 | 0
Existing | CZ06 | cPVVG | Interior Equipment | 50302.88 | 0
Existing | CZ06 | cPVVG | Exterior Equipment | 0 | 0
Existing | CZ06 | cPVVG | Fans | 31767.18 | 0
Existing | CZ06 | cPVVG | Pumps | 0 | 0
Existing | CZ06 | cPVVG | Heat Rejection | 0 | 0
Existing | CZ06 | cPVVG | Humidification | 0 | 0
Existing | CZ06 | cPVVG | Heat Recovery | 0 | 0
Existing | CZ06 | cPVVG | Water Systems | 0 | 17001.2
Existing | CZ06 | cPVVG | Refrigeration | 0 | 0
Existing | CZ06 | cPVVG | Generators | 0 | 0
Existing | CZ06 | cPVVG | Total End Uses | 185031.44 | 20273.3
Existing | CZ07 | cPVVG | Heating | 0 | 2816.81
Existing | CZ07 | cPVVG | Cooling | 32279.01 | 0
Existing | CZ07 | cPVVG | Interior Lighting | 72808.06 | 0
Existing | CZ07 | cPVVG | Exterior Lighting | 0 | 0
Existing | CZ07 | cPVVG | Interior Equipment | 50302.88 | 0
Existing | CZ07 | cPVVG | Exterior Equipment | 0 | 0
Existing | CZ07 | cPVVG | Fans | 31510.48 | 0
Existing | CZ07 | cPVVG | Pumps | 0 | 0
Existing | CZ07 | cPVVG | Heat Rejection | 0 | 0
Existing | CZ07 | cPVVG | Humidification | 0 | 0
Existing | CZ07 | cPVVG | Heat Recovery | 0 | 0
Existing | CZ07 | cPVVG | Water Systems | 0 | 16810.84
Existing | CZ07 | cPVVG | Refrigeration | 0 | 0
Existing | CZ07 | cPVVG | Generators | 0 | 0
Existing | CZ07 | cPVVG | Total End Uses | 186900.43 | 19627.65
Existing | CZ08 | cPVVG | Heating | 0 | 4850.07
Existing | CZ08 | cPVVG | Cooling | 38152.18 | 0
Existing | CZ08 | cPVVG | Interior Lighting | 72808.06 | 0
Existing | CZ08 | cPVVG | Exterior Lighting | 0 | 0
Existing | CZ08 | cPVVG | Interior Equipment | 50302.88 | 0
Existing | CZ08 | cPVVG | Exterior Equipment | 0 | 0
Existing | CZ08 | cPVVG | Fans | 34114.63 | 0
Existing | CZ08 | cPVVG | Pumps | 0 | 0
Existing | CZ08 | cPVVG | Heat Rejection | 0 | 0
Existing | CZ08 | cPVVG | Humidification | 0 | 0
Existing | CZ08 | cPVVG | Heat Recovery | 0 | 0
Existing | CZ08 | cPVVG | Water Systems | 0 | 16789.91
Existing | CZ08 | cPVVG | Refrigeration | 0 | 0
Existing | CZ08 | cPVVG | Generators | 0 | 0
Existing | CZ08 | cPVVG | Total End Uses | 195377.75 | 21639.98
Existing | CZ09 | cPVVG | Heating | 0 | 3998.06
Existing | CZ09 | cPVVG | Cooling | 43735.42 | 0
Existing | CZ09 | cPVVG | Interior Lighting | 72808.06 | 0
Existing | CZ09 | cPVVG | Exterior Lighting | 0 | 0
Existing | CZ09 | cPVVG | Interior Equipment | 50302.88 | 0
Existing | CZ09 | cPVVG | Exterior Equipment | 0 | 0
Existing | CZ09 | cPVVG | Fans | 37183.89 | 0
Existing | CZ09 | cPVVG | Pumps | 0 | 0
Existing | CZ09 | cPVVG | Heat Rejection | 0 | 0
Existing | CZ09 | cPVVG | Humidification | 0 | 0
Existing | CZ09 | cPVVG | Heat Recovery | 0 | 0
Existing | CZ09 | cPVVG | Water Systems | 0 | 16585.52
Existing | CZ09 | cPVVG | Refrigeration | 0 | 0
Existing | CZ09 | cPVVG | Generators | 0 | 0
Existing | CZ09 | cPVVG | Total End Uses | 204030.25 | 20583.58
Existing | CZ10 | cPVVG | Heating | 0 | 8146.68
Existing | CZ10 | cPVVG | Cooling | 49702.33 | 0
Existing | CZ10 | cPVVG | Interior Lighting | 72808.06 | 0
Existing | CZ10 | cPVVG | Exterior Lighting | 0 | 0
Existing | CZ10 | cPVVG | Interior Equipment | 50302.88 | 0
Existing | CZ10 | cPVVG | Exterior Equipment | 0 | 0
Existing | CZ10 | cPVVG | Fans | 36012.81 | 0
Existing | CZ10 | cPVVG | Pumps | 0 | 0
Existing | CZ10 | cPVVG | Heat Rejection | 0 | 0
Existing | CZ10 | cPVVG | Humidification | 0 | 0
Existing | CZ10 | cPVVG | Heat Recovery | 0 | 0
Existing | CZ10 | cPVVG | Water Systems | 0 | 16471.2
Existing | CZ10 | cPVVG | Refrigeration | 0 | 0
Existing | CZ10 | cPVVG | Generators | 0 | 0
Existing | CZ10 | cPVVG | Total End Uses | 208826.09 | 24617.88
Existing | CZ11 | cPVVG | Heating | 0 | 26524.29
Existing | CZ11 | cPVVG | Cooling | 52786.72 | 0
Existing | CZ11 | cPVVG | Interior Lighting | 72808.06 | 0
Existing | CZ11 | cPVVG | Exterior Lighting | 0 | 0
Existing | CZ11 | cPVVG | Interior Equipment | 50302.88 | 0
Existing | CZ11 | cPVVG | Exterior Equipment | 0 | 0
Existing | CZ11 | cPVVG | Fans | 38978.03 | 0
Existing | CZ11 | cPVVG | Pumps | 0 | 0
Existing | CZ11 | cPVVG | Heat Rejection | 0 | 0
Existing | CZ11 | cPVVG | Humidification | 0 | 0
Existing | CZ11 | cPVVG | Heat Recovery | 0 | 0
Existing | CZ11 | cPVVG | Water Systems | 0 | 16794.5
Existing | CZ11 | cPVVG | Refrigeration | 0 | 0
Existing | CZ11 | cPVVG | Generators | 0 | 0
Existing | CZ11 | cPVVG | Total End Uses | 214875.69 | 43318.79
Existing | CZ12 | cPVVG | Heating | 0 | 23733.25
Existing | CZ12 | cPVVG | Cooling | 44302.71 | 0
Existing | CZ12 | cPVVG | Interior Lighting | 72808.06 | 0
Existing | CZ12 | cPVVG | Exterior Lighting | 0 | 0
Existing | CZ12 | cPVVG | Interior Equipment | 50302.88 | 0
Existing | CZ12 | cPVVG | Exterior Equipment | 0 | 0
Existing | CZ12 | cPVVG | Fans | 34978.06 | 0
Existing | CZ12 | cPVVG | Pumps | 0 | 0
Existing | CZ12 | cPVVG | Heat Rejection | 0 | 0
Existing | CZ12 | cPVVG | Humidification | 0 | 0
Existing | CZ12 | cPVVG | Heat Recovery | 0 | 0
Existing | CZ12 | cPVVG | Water Systems | 0 | 17208.78
Existing | CZ12 | cPVVG | Refrigeration | 0 | 0
Existing | CZ12 | cPVVG | Generators | 0 | 0
Existing | CZ12 | cPVVG | Total End Uses | 202391.71 | 40942.03
Existing | CZ13 | cPVVG | Heating | 0 | 18612.63
Existing | CZ13 | cPVVG | Cooling | 58467.62 | 0
Existing | CZ13 | cPVVG | Interior Lighting | 72808.06 | 0
Existing | CZ13 | cPVVG | Exterior Lighting | 0 | 0
Existing | CZ13 | cPVVG | Interior Equipment | 50302.88 | 0
Existing | CZ13 | cPVVG | Exterior Equipment | 0 | 0
Existing | CZ13 | cPVVG | Fans | 39193.52 | 0
Existing | CZ13 | cPVVG | Pumps | 0 | 0
Existing | CZ13 | cPVVG | Heat Rejection | 0 | 0
Existing | CZ13 | cPVVG | Humidification | 0 | 0
Existing | CZ13 | cPVVG | Heat Recovery | 0 | 0
Existing | CZ13 | cPVVG | Water Systems | 0 | 16366.08
Existing | CZ13 | cPVVG | Refrigeration | 0 | 0
Existing | CZ13 | cPVVG | Generators | 0 | 0
Existing | CZ13 | cPVVG | Total End Uses | 220772.08 | 34978.71
Existing | CZ14 | cPVVG | Heating | 0 | 11156.17
Existing | CZ14 | cPVVG | Cooling | 72383.02 | 0
Existing | CZ14 | cPVVG | Interior Lighting | 72808.06 | 0
Existing | CZ14 | cPVVG | Exterior Lighting | 0 | 0
Existing | CZ14 | cPVVG | Interior Equipment | 50302.88 | 0
Existing | CZ14 | cPVVG | Exterior Equipment | 0 | 0
Existing | CZ14 | cPVVG | Fans | 45264.74 | 0
Existing | CZ14 | cPVVG | Pumps | 0 | 0
Existing | CZ14 | cPVVG | Heat Rejection | 0 | 0
Existing | CZ14 | cPVVG | Humidification | 0 | 0
Existing | CZ14 | cPVVG | Heat Recovery | 0 | 0
Existing | CZ14 | cPVVG | Water Systems | 0 | 15641.21
Existing | CZ14 | cPVVG | Refrigeration | 0 | 0
Existing | CZ14 | cPVVG | Generators | 0 | 0
Existing | CZ14 | cPVVG | Total End Uses | 240758.7 | 26797.38
Existing | CZ15 | cPVVG | Heating | 0 | 3174.15
Existing | CZ15 | cPVVG | Cooling | 97979.7 | 0
Existing | CZ15 | cPVVG | Interior Lighting | 72808.06 | 0
Existing | CZ15 | cPVVG | Exterior Lighting | 0 | 0
Existing | CZ15 | cPVVG | Interior Equipment | 50302.88 | 0
Existing | CZ15 | cPVVG | Exterior Equipment | 0 | 0
Existing | CZ15 | cPVVG | Fans | 47090.58 | 0
Existing | CZ15 | cPVVG | Pumps | 0 | 0
Existing | CZ15 | cPVVG | Heat Rejection | 0 | 0
Existing | CZ15 | cPVVG | Humidification | 0 | 0
Existing | CZ15 | cPVVG | Heat Recovery | 0 | 0
Existing | CZ15 | cPVVG | Water Systems | 0 | 14115.62
Existing | CZ15 | cPVVG | Refrigeration | 0 | 0
Existing | CZ15 | cPVVG | Generators | 0 | 0
Existing | CZ15 | cPVVG | Total End Uses | 268181.22 | 17289.77
Existing | CZ16 | cPVVG | Heating | 0 | 36929.21
Existing | CZ16 | cPVVG | Cooling | 48144.73 | 0
Existing | CZ16 | cPVVG | Interior Lighting | 72808.06 | 0
Existing | CZ16 | cPVVG | Exterior Lighting | 0 | 0
Existing | CZ16 | cPVVG | Interior Equipment | 50302.88 | 0
Existing | CZ16 | cPVVG | Exterior Equipment | 0 | 0
Existing | CZ16 | cPVVG | Fans | 42203.19 | 0
Existing | CZ16 | cPVVG | Pumps | 0 | 0
Existing | CZ16 | cPVVG | Heat Rejection | 0 | 0
Existing | CZ16 | cPVVG | Humidification | 0 | 0
Existing | CZ16 | cPVVG | Heat Recovery | 0 | 0
Existing | CZ16 | cPVVG | Water Systems | 0 | 18080.19
Existing | CZ16 | cPVVG | Refrigeration | 0 | 0
Existing | CZ16 | cPVVG | Generators | 0 | 0
Existing | CZ16 | cPVVG | Total End Uses | 213458.87 | 55009.4
New Construction | CZ01 | cPVVG | Heating | 0 | 37987.24
New Construction | CZ01 | cPVVG | Cooling | 546.6 | 0
New Construction | CZ01 | cPVVG | Interior Lighting | 36688.5 | 0
New Construction | CZ01 | cPVVG | Exterior Lighting | 0 | 0
New Construction | CZ01 | cPVVG | Interior Equipment | 50302.88 | 0
New Construction | CZ01 | cPVVG | Exterior Equipment | 0 | 0
New Construction | CZ01 | cPVVG | Fans | 10637.8 | 0
New Construction | CZ01 | cPVVG | Pumps | 0 | 0
New Construction | CZ01 | cPVVG | Heat Rejection | 0 | 0
New Construction | CZ01 | cPVVG | Humidification | 0 | 0
New Construction | CZ01 | cPVVG | Heat Recovery | 0 | 0
New Construction | CZ01 | cPVVG | Water Systems | 0 | 19777.87
New Construction | CZ01 | cPVVG | Refrigeration | 0 | 0
New Construction | CZ01 | cPVVG | Generators | 0 | 0
New Construction | CZ01 | cPVVG | Total End Uses | 98175.78 | 57765.11
New Construction | CZ02 | cPVVG | Heating | 0 | 22525.15
New Construction | CZ02 | cPVVG | Cooling | 12054.25 | 0
New Construction | CZ02 | cPVVG | Interior Lighting | 36688.5 | 0
New Construction | CZ02 | cPVVG | Exterior Lighting | 0 | 0
New Construction | CZ02 | cPVVG | Interior Equipment | 50302.88 | 0
New Construction | CZ02 | cPVVG | Exterior Equipment | 0 | 0
New Construction | CZ02 | cPVVG | Fans | 15540.18 | 0
New Construction | CZ02 | cPVVG | Pumps | 0 | 0
New Construction | CZ02 | cPVVG | Heat Rejection | 0 | 0
New Construction | CZ02 | cPVVG | Humidification | 0 | 0
New Construction | CZ02 | cPVVG | Heat Recovery | 0 | 0
New Construction | CZ02 | cPVVG | Water Systems | 0 | 18339.22
New Construction | CZ02 | cPVVG | Refrigeration | 0 | 0
New Construction | CZ02 | cPVVG | Generators | 0 | 0
New Construction | CZ02 | cPVVG | Total End Uses | 114585.82 | 40864.36
New Construction | CZ03 | cPVVG | Heating | 0 | 14424.96
New Construction | CZ03 | cPVVG | Cooling | 6898.44 | 0
New Construction | CZ03 | cPVVG | Interior Lighting | 36688.5 | 0
New Construction | CZ03 | cPVVG | Exterior Lighting | 0 | 0
New Construction | CZ03 | cPVVG | Interior Equipment | 50302.88 | 0
New Construction | CZ03 | cPVVG | Exterior Equipment | 0 | 0
New Construction | CZ03 | cPVVG | Fans | 14076.46 | 0
New Construction | CZ03 | cPVVG | Pumps | 0 | 0
New Construction | CZ03 | cPVVG | Heat Rejection | 0 | 0
New Construction | CZ03 | cPVVG | Humidification | 0 | 0
New Construction | CZ03 | cPVVG | Heat Recovery | 0 | 0
New Construction | CZ03 | cPVVG | Water Systems | 0 | 18275.24
New Construction | CZ03 | cPVVG | Refrigeration | 0 | 0
New Construction | CZ03 | cPVVG | Generators | 0 | 0
New Construction | CZ03 | cPVVG | Total End Uses | 107966.28 | 32700.2
New Construction | CZ04 | cPVVG | Heating | 0 | 12139.73
New Construction | CZ04 | cPVVG | Cooling | 14691.37 | 0
New Construction | CZ04 | cPVVG | Interior Lighting | 36688.5 | 0
New Construction | CZ04 | cPVVG | Exterior Lighting | 0 | 0
New Construction | CZ04 | cPVVG | Interior Equipment | 50302.88 | 0
New Construction | CZ04 | cPVVG | Exterior Equipment | 0 | 0
New Construction | CZ04 | cPVVG | Fans | 16446.85 | 0
New Construction | CZ04 | cPVVG | Pumps | 0 | 0
New Construction | CZ04 | cPVVG | Heat Rejection | 0 | 0
New Construction | CZ04 | cPVVG | Humidification | 0 | 0
New Construction | CZ04 | cPVVG | Heat Recovery | 0 | 0
New Construction | CZ04 | cPVVG | Water Systems | 0 | 17718.37
New Construction | CZ04 | cPVVG | Refrigeration | 0 | 0
New Construction | CZ04 | cPVVG | Generators | 0 | 0
New Construction | CZ04 | cPVVG | Total End Uses | 118129.6 | 29858.1
New Construction | CZ05 | cPVVG | Heating | 0 | 11347.2
New Construction | CZ05 | cPVVG | Cooling | 8698.68 | 0
New Construction | CZ05 | cPVVG | Interior Lighting | 36688.5 | 0
New Construction | CZ05 | cPVVG | Exterior Lighting | 0 | 0
New Construction | CZ05 | cPVVG | Interior Equipment | 50302.88 | 0
New Construction | CZ05 | cPVVG | Exterior Equipment | 0 | 0
New Construction | CZ05 | cPVVG | Fans | 14317.51 | 0
New Construction | CZ05 | cPVVG | Pumps | 0 | 0
New Construction | CZ05 | cPVVG | Heat Rejection | 0 | 0
New Construction | CZ05 | cPVVG | Humidification | 0 | 0
New Construction | CZ05 | cPVVG | Heat Recovery | 0 | 0
New Construction | CZ05 | cPVVG | Water Systems | 0 | 18275.86
New Construction | CZ05 | cPVVG | Refrigeration | 0 | 0
New Construction | CZ05 | cPVVG | Generators | 0 | 0
New Construction | CZ05 | cPVVG | Total End Uses | 110007.57 | 29623.07
New Construction | CZ06 | cPVVG | Heating | 0 | 3054
New Construction | CZ06 | cPVVG | Cooling | 16573.4 | 0
New Construction | CZ06 | cPVVG | Interior Lighting | 36688.5 | 0
New Construction | CZ06 | cPVVG | Exterior Lighting | 0 | 0
New Construction | CZ06 | cPVVG | Interior Equipment | 50302.88 | 0
New Construction | CZ06 | cPVVG | Exterior Equipment | 0 | 0
New Construction | CZ06 | cPVVG | Fans | 17721.75 | 0
New Construction | CZ06 | cPVVG | Pumps | 0 | 0
New Construction | CZ06 | cPVVG | Heat Rejection | 0 | 0
New Construction | CZ06 | cPVVG | Humidification | 0 | 0
New Construction | CZ06 | cPVVG | Heat Recovery | 0 | 0
New Construction | CZ06 | cPVVG | Water Systems | 0 | 16995.32
New Construction | CZ06 | cPVVG | Refrigeration | 0 | 0
New Construction | CZ06 | cPVVG | Generators | 0 | 0
New Construction | CZ06 | cPVVG | Total End Uses | 121286.53 | 20049.32
New Construction | CZ07 | cPVVG | Heating | 0 | 2678.33
New Construction | CZ07 | cPVVG | Cooling | 18083.69 | 0
New Construction | CZ07 | cPVVG | Interior Lighting | 36688.5 | 0
New Construction | CZ07 | cPVVG | Exterior Lighting | 0 | 0
New Construction | CZ07 | cPVVG | Interior Equipment | 50302.88 | 0
New Construction | CZ07 | cPVVG | Exterior Equipment | 0 | 0
New Construction | CZ07 | cPVVG | Fans | 17707.9 | 0
New Construction | CZ07 | cPVVG | Pumps | 0 | 0
New Construction | CZ07 | cPVVG | Heat Rejection | 0 | 0
New Construction | CZ07 | cPVVG | Humidification | 0 | 0
New Construction | CZ07 | cPVVG | Heat Recovery | 0 | 0
New Construction | CZ07 | cPVVG | Water Systems | 0 | 16804.98
New Construction | CZ07 | cPVVG | Refrigeration | 0 | 0
New Construction | CZ07 | cPVVG | Generators | 0 | 0
New Construction | CZ07 | cPVVG | Total End Uses | 122782.97 | 19483.31
New Construction | CZ08 | cPVVG | Heating | 0 | 4445.52
New Construction | CZ08 | cPVVG | Cooling | 21570.59 | 0
New Construction | CZ08 | cPVVG | Interior Lighting | 36688.5 | 0
New Construction | CZ08 | cPVVG | Exterior Lighting | 0 | 0
New Construction | CZ08 | cPVVG | Interior Equipment | 50302.88 | 0
New Construction | CZ08 | cPVVG | Exterior Equipment | 0 | 0
New Construction | CZ08 | cPVVG | Fans | 18781.92 | 0
New Construction | CZ08 | cPVVG | Pumps | 0 | 0
New Construction | CZ08 | cPVVG | Heat Rejection | 0 | 0
New Construction | CZ08 | cPVVG | Humidification | 0 | 0
New Construction | CZ08 | cPVVG | Heat Recovery | 0 | 0
New Construction | CZ08 | cPVVG | Water Systems | 0 | 16784.71
New Construction | CZ08 | cPVVG | Refrigeration | 0 | 0
New Construction | CZ08 | cPVVG | Generators | 0 | 0
New Construction | CZ08 | cPVVG | Total End Uses | 127343.89 | 21230.22
New Construction | CZ09 | cPVVG | Heating | 0 | 2944.35
New Construction | CZ09 | cPVVG | Cooling | 22856.96 | 0
New Construction | CZ09 | cPVVG | Interior Lighting | 36688.5 | 0
New Construction | CZ09 | cPVVG | Exterior Lighting | 0 | 0
New Construction | CZ09 | cPVVG | Interior Equipment | 50302.88 | 0
New Construction | CZ09 | cPVVG | Exterior Equipment | 0 | 0
New Construction | CZ09 | cPVVG | Fans | 18625.13 | 0
New Construction | CZ09 | cPVVG | Pumps | 0 | 0
New Construction | CZ09 | cPVVG | Heat Rejection | 0 | 0
New Construction | CZ09 | cPVVG | Humidification | 0 | 0
New Construction | CZ09 | cPVVG | Heat Recovery | 0 | 0
New Construction | CZ09 | cPVVG | Water Systems | 0 | 16579.66
New Construction | CZ09 | cPVVG | Refrigeration | 0 | 0
New Construction | CZ09 | cPVVG | Generators | 0 | 0
New Construction | CZ09 | cPVVG | Total End Uses | 128473.48 | 19524.01
New Construction | CZ10 | cPVVG | Heating | 0 | 6825.23
New Construction | CZ10 | cPVVG | Cooling | 30569.63 | 0
New Construction | CZ10 | cPVVG | Interior Lighting | 36688.5 | 0
New Construction | CZ10 | cPVVG | Exterior Lighting | 0 | 0
New Construction | CZ10 | cPVVG | Interior Equipment | 50302.88 | 0
New Construction | CZ10 | cPVVG | Exterior Equipment | 0 | 0
New Construction | CZ10 | cPVVG | Fans | 20362.77 | 0
New Construction | CZ10 | cPVVG | Pumps | 0 | 0
New Construction | CZ10 | cPVVG | Heat Rejection | 0 | 0
New Construction | CZ10 | cPVVG | Humidification | 0 | 0
New Construction | CZ10 | cPVVG | Heat Recovery | 0 | 0
New Construction | CZ10 | cPVVG | Water Systems | 0 | 16465.91
New Construction | CZ10 | cPVVG | Refrigeration | 0 | 0
New Construction | CZ10 | cPVVG | Generators | 0 | 0
New Construction | CZ10 | cPVVG | Total End Uses | 137923.78 | 23291.14
New Construction | CZ11 | cPVVG | Heating | 0 | 23403.67
New Construction | CZ11 | cPVVG | Cooling | 31227.12 | 0
New Construction | CZ11 | cPVVG | Interior Lighting | 36688.5 | 0
New Construction | CZ11 | cPVVG | Exterior Lighting | 0 | 0
New Construction | CZ11 | cPVVG | Interior Equipment | 50302.88 | 0
New Construction | CZ11 | cPVVG | Exterior Equipment | 0 | 0
New Construction | CZ11 | cPVVG | Fans | 20393.8 | 0
New Construction | CZ11 | cPVVG | Pumps | 0 | 0
New Construction | CZ11 | cPVVG | Heat Rejection | 0 | 0
New Construction | CZ11 | cPVVG | Humidification | 0 | 0
New Construction | CZ11 | cPVVG | Heat Recovery | 0 | 0
New Construction | CZ11 | cPVVG | Water Systems | 0 | 16788.86
New Construction | CZ11 | cPVVG | Refrigeration | 0 | 0
New Construction | CZ11 | cPVVG | Generators | 0 | 0
New Construction | CZ11 | cPVVG | Total End Uses | 138612.3 | 40192.53
New Construction | CZ12 | cPVVG | Heating | 0 | 21505.98
New Construction | CZ12 | cPVVG | Cooling | 25577.11 | 0
New Construction | CZ12 | cPVVG | Interior Lighting | 36688.5 | 0
New Construction | CZ12 | cPVVG | Exterior Lighting | 0 | 0
New Construction | CZ12 | cPVVG | Interior Equipment | 50302.88 | 0
New Construction | CZ12 | cPVVG | Exterior Equipment | 0 | 0
New Construction | CZ12 | cPVVG | Fans | 18401.26 | 0
New Construction | CZ12 | cPVVG | Pumps | 0 | 0
New Construction | CZ12 | cPVVG | Heat Rejection | 0 | 0
New Construction | CZ12 | cPVVG | Humidification | 0 | 0
New Construction | CZ12 | cPVVG | Heat Recovery | 0 | 0
New Construction | CZ12 | cPVVG | Water Systems | 0 | 17203.18
New Construction | CZ12 | cPVVG | Refrigeration | 0 | 0
New Construction | CZ12 | cPVVG | Generators | 0 | 0
New Construction | CZ12 | cPVVG | Total End Uses | 130969.76 | 38709.16
New Construction | CZ13 | cPVVG | Heating | 0 | 18333.37
New Construction | CZ13 | cPVVG | Cooling | 34798.66 | 0
New Construction | CZ13 | cPVVG | Interior Lighting | 36688.5 | 0
New Construction | CZ13 | cPVVG | Exterior Lighting | 0 | 0
New Construction | CZ13 | cPVVG | Interior Equipment | 50302.88 | 0
New Construction | CZ13 | cPVVG | Exterior Equipment | 0 | 0
New Construction | CZ13 | cPVVG | Fans | 20801.99 | 0
New Construction | CZ13 | cPVVG | Pumps | 0 | 0
New Construction | CZ13 | cPVVG | Heat Rejection | 0 | 0
New Construction | CZ13 | cPVVG | Humidification | 0 | 0
New Construction | CZ13 | cPVVG | Heat Recovery | 0 | 0
New Construction | CZ13 | cPVVG | Water Systems | 0 | 16360.19
New Construction | CZ13 | cPVVG | Refrigeration | 0 | 0
New Construction | CZ13 | cPVVG | Generators | 0 | 0
New Construction | CZ13 | cPVVG | Total End Uses | 142592.03 | 34693.56
New Construction | CZ14 | cPVVG | Heating | 0 | 10430.69
New Construction | CZ14 | cPVVG | Cooling | 44602.68 | 0
New Construction | CZ14 | cPVVG | Interior Lighting | 36688.5 | 0
New Construction | CZ14 | cPVVG | Exterior Lighting | 0 | 0
New Construction | CZ14 | cPVVG | Interior Equipment | 50302.88 | 0
New Construction | CZ14 | cPVVG | Exterior Equipment | 0 | 0
New Construction | CZ14 | cPVVG | Fans | 24305.73 | 0
New Construction | CZ14 | cPVVG | Pumps | 0 | 0
New Construction | CZ14 | cPVVG | Heat Rejection | 0 | 0
New Construction | CZ14 | cPVVG | Humidification | 0 | 0
New Construction | CZ14 | cPVVG | Heat Recovery | 0 | 0
New Construction | CZ14 | cPVVG | Water Systems | 0 | 15635.77
New Construction | CZ14 | cPVVG | Refrigeration | 0 | 0
New Construction | CZ14 | cPVVG | Generators | 0 | 0
New Construction | CZ14 | cPVVG | Total End Uses | 155899.79 | 26066.46
New Construction | CZ15 | cPVVG | Heating | 0 | 2643.94
New Construction | CZ15 | cPVVG | Cooling | 63208.55 | 0
New Construction | CZ15 | cPVVG | Interior Lighting | 36688.5 | 0
New Construction | CZ15 | cPVVG | Exterior Lighting | 0 | 0
New Construction | CZ15 | cPVVG | Interior Equipment | 50302.88 | 0
New Construction | CZ15 | cPVVG | Exterior Equipment | 0 | 0
New Construction | CZ15 | cPVVG | Fans | 26282.31 | 0
New Construction | CZ15 | cPVVG | Pumps | 0 | 0
New Construction | CZ15 | cPVVG | Heat Rejection | 0 | 0
New Construction | CZ15 | cPVVG | Humidification | 0 | 0
New Construction | CZ15 | cPVVG | Heat Recovery | 0 | 0
New Construction | CZ15 | cPVVG | Water Systems | 0 | 14110.02
New Construction | CZ15 | cPVVG | Refrigeration | 0 | 0
New Construction | CZ15 | cPVVG | Generators | 0 | 0
New Construction | CZ15 | cPVVG | Total End Uses | 176482.25 | 16753.96
New Construction | CZ16 | cPVVG | Heating | 0 | 33202.92
New Construction | CZ16 | cPVVG | Cooling | 29255.22 | 0
New Construction | CZ16 | cPVVG | Interior Lighting | 36688.5 | 0
New Construction | CZ16 | cPVVG | Exterior Lighting | 0 | 0
New Construction | CZ16 | cPVVG | Interior Equipment | 50302.88 | 0
New Construction | CZ16 | cPVVG | Exterior Equipment | 0 | 0
New Construction | CZ16 | cPVVG | Fans | 22772.07 | 0
New Construction | CZ16 | cPVVG | Pumps | 0 | 0
New Construction | CZ16 | cPVVG | Heat Rejection | 0 | 0
New Construction | CZ16 | cPVVG | Humidification | 0 | 0
New Construction | CZ16 | cPVVG | Heat Recovery | 0 | 0
New Construction | CZ16 | cPVVG | Water Systems | 0 | 18074.71
New Construction | CZ16 | cPVVG | Refrigeration | 0 | 0
New Construction | CZ16 | cPVVG | Generators | 0 | 0
New Construction | CZ16 | cPVVG | Total End Uses | 139018.67 | 51277.63

## PV
PV - Financial buildings, incl. banks (NA)

## EV Charger
EV Charger - Financial buildings, incl. banks (NA)

## Raw_building (hidden)
Building Type | Building Category | Roof Type | Window Wall Ratio (%)
Financial buildings, incl. banks | Nonresidential | Flat Roof | 25

## Raw_windowdimensionsillheight (hidden)
Window Name | Width [ft] | Height [ft] | Sill Height [ft]
FINANCIAL_EAST_WINDOW | 29.82 | 2.76 | 4.92
FINANCIAL_SOUTH_WINDOW | 59.84 | 2.76 | 4.92
FINANCIAL_WEST_WINDOW | 29.82 | 2.76 | 4.92
OFFICE_NORTH_WINDOW | 29.82 | 2.76 | 4.92
OFFICE_WEST_WINDOW | 29.82 | 2.76 | 4.92
RETAIL_EAST_WINDOW | 29.82 | 2.76 | 4.92
RETAIL_NORTH_WINDOW | 29.82 | 2.76 | 4.92

## Raw_shadinggeometry (hidden)
Shading Name | Width [ft] | Length [ft]
No Shading

## Raw_zonesummary (hidden)
Vintage | Space | Zone Name | Conditioned | Area (Excluding Plenums and CrawlSpace) (ft2) | Area (Including Plenums and CrawlSpace) (ft2) | Width (ft) | Length (ft) | Volume (ft3) | Multipliers | People (Persons/1000 ft2) | Lighting (Btu/h-ft2) | Plug Loads (Btu/h-ft2) | Outdoor Air Flow per Person (cfm/person) | Outdoor Air Flow per Zone Floor Area (cfm/ft2) | Zone Type | HVAC System Identifier | Schedule Identifier | Height (ft)
Existing | FINANCIAL | FINANCIAL | Yes | 1800.18 | 1800.18 | 60.01 | 29.99 | 19802.9 | 1 | 8.33 | 6.3639 | 3.4117 | 0 | 0.25 | Retail_sales | Main | Retail | 11.0005
Existing | OFFICE | OFFICE | Yes | 900.09 | 900.09 | 29.99 | 29.99 | 9901.45 | 1 | 5 | 4.2664 | 5.1175 | 0 | 0.15 | Office | Main | Retail | 11.0005
Existing | RETAIL | RETAIL | Yes | 900.09 | 900.09 | 29.99 | 29.99 | 9901.45 | 1 | 8.33 | 6.3639 | 3.4117 | 0 | 0.25 | Retail_sales | Main | Retail | 11.0005
New Construction | FINANCIAL | FINANCIAL | Yes | 1800.18 | 1800.18 | 60.01 | 29.99 | 19802.9 | 1 | 8.33 | 3.2411 | 3.4117 | 0 | 0.25 | Retail_sales | Main | Retail | 11.0005
New Construction | OFFICE | OFFICE | Yes | 900.09 | 900.09 | 29.99 | 29.99 | 9901.45 | 1 | 5 | 2.047 | 5.1175 | 0 | 0.15 | Office | Main | Retail | 11.0005
New Construction | RETAIL | RETAIL | Yes | 900.09 | 900.09 | 29.99 | 29.99 | 9901.45 | 1 | 8.33 | 3.2411 | 3.4117 | 0 | 0.25 | Retail_sales | Main | Retail | 11.0005