## Geometry Summary (hidden)
Abbreviation | Building Type | Shape | Number of Floors | Aspect Ratio | Zone Height_1 | Zone Height_2 | Zone Height_3 | Plenum Height | Floor to Floor Height (feet) | Floor to Ceiling Height (feet)
Asm | Assembly | #VALUE! | 1 | 1 | 12.0006 | na | na | 3.0001 | 12.0006 | 15.0007
ECC | Education - Community College | #VALUE! | 3 | 5.7 | 9.0004 | 13.0006 | na | 4.0002 | 9 / 13 | 13 / 17
EPr | Education - Primary School | #VALUE! | 1 | 2 | 9.0004 | 12.0006 | na | 3.0001 | 9 / 12 | 12 / 15
ERC | Education - Relocatable Classroom | #VALUE! | 1 | 1.7 | 9.0004 | na | na | 3.0001 | 9.0004 | 12.0006
ESe | Education - Secondary School | #VALUE! | 2 | 2.5/1.0 | 9.0004 | 13.0006 | na | 4.0002 | 9 / 13 | 13 / 17
EUn | Education - University | #VALUE! | 4 | 2.0/15.0 | 10.0005 | 9.0004 | 14.0007 | 4.0002 | 9 / 10 / 14 | 13 / 14 / 18
Fin | Financial buildings, incl. banks | #VALUE! | 1 | 1 | 11.0005 | na | na | na | 11.0005 | 11.0005
Gro | Grocery | #VALUE! | 1 | 1 | 25.0012 | na | na | na | 25.0012 | 25.0012
Hsp | Health/Medical - Hospital | #VALUE! | 3 | 1 | 10.007 | 12.9927 | na | 2.9857 | 10 / 13 | 13 / 16
Htl | Lodging - Hotel | #VALUE! | 4 | 6.6 | 8.0004 | 10.5005 | na | 1.5001 | 8 / 11 | 10 / 12
Lib | Libraries | #VALUE! | 1 | 1 | 13.0006 | na | na | na | 13.0006 | 13.0006
MBT | Manufacturing Biotech | #VALUE! | 1 | 6 | 9.0004 | na | na | 6.0003 | 9.0004 | 15.0008
MLI | Manufacturing Light Industrial | #VALUE! | 1 | 1 | 35.0017 | na | na | na | 35.0017 | 35.0017
Mtl | Lodging - Motel | #VALUE! | 2 | 5.1 | 9.0004 | na | na | na | 9.0004 | 9.0004
Nrs | Health/Medical - Nursing Home | #VALUE! | 2 | 10.3 | 12.9986 | 9.0005 | na | 4.0055 | 9 / 13 | 13 / 17
OfL | Office - Large | #VALUE! | 3 | 1.5 | 9.0004 | na | na | 3.0001 | 9.0004 | 12.0006
OfS | Office - Small | #VALUE! | 2 | 1.5 | 9.0004 | na | na | 3.0001 | 9.0004 | 12.0006
Rel | Religious assembly buildings | #VALUE! | 1 | 2.5 | 37.5018 | 15.0007 | na | na | 38 / 15 | 38 / 15
RFF | Restaurant - Fast-Food | #VALUE! | 1 | 1 | 10.0005 | na | na | 3.0002 | 10.0005 | 13.0007
RSD | Restaurant - Sit-Down | #VALUE! | 1 | 1 | 10.0005 | na | na | 3.0001 | 10.0005 | 13.0006
Rt3 | Retail - Multistory Large | #VALUE! | 3 | 1 | 15.0007 | na | na | 5.8002 | 15.0007 | 20.8009
RtL | Retail - Single-Story Large | #VALUE! | 1 | 1 | 20.501 | na | na | na | 20.501 | 20.501
RtS | Retail - Small | #VALUE! | 1 | 1 | 10.0005 | na | na | 2.0001 | 10.0005 | 12.0006
SCn | Storage - Conditioned | #VALUE! | 1 | 1 | 48.0023 | na | na | na | 48.0023 | 48.0023
SUn | Storage - Unconditioned | #VALUE! | 1 | 1 | 48.0023 | na | na | na | 48.0023 | 48.0023
WRf | Warehouse - Refrigerated | #VALUE! | 1 | 1 | 48.0023 | na | na | na | 48.0023 | 48.0023

## Prototype
TRC, Updated Febuary 2026
Office - Small
Characteristic | Value
Building Type | Office - Small
Building Category | Nonresidential
Vintages | Two vintages: Existing and New Construction
Shape | #VALUE!
Total Floor Area (ft²) | 10003.3
Aspect Ratio | 1.5
Number of Floors | 2
Roof Type | Flat Roof
Gross Window to Wall Ratio (%) | 33
Shading Geometry | No Shading
Floor to Floor Height (feet) | 9.0004
Floor to Ceiling Height (feet) | 12.0006
Glazing Sill Height (feet) | 3

## Notes
Prototype Overview
Name | Description
Asm | Assembly
ECC | Education - Community College
EPr | Education - Primary School
ERC | Education - Relocatable Classroom
ESe | Education - Secondary School
EUn | Education - University
Fin | Financial buildings, incl. banks
Gro | Grocery
Hsp | Health/Medical - Hospital
Htl | Lodging - Hotel
Lib | Libraries
MBT | Manufacturing Biotech
MLI | Manufacturing Light Industrial
Mtl | Lodging - Motel
Nrs | Health/Medical - Nursing Home
OfL | Office - Large
OfS | Office - Small
Rel | Religious assembly buildings
RFF | Restaurant - Fast-Food
RSD | Restaurant - Sit-Down
Rt3 | Retail - Multistory Large
RtL | Retail - Single-Story Large
RtS | Retail - Small
SCn | Storage - Conditioned
SUn | Storage - Unconditioned
WRf | Warehouse - Refrigerated
Vintages
Existing | Weighted average of Title 24 requirements based on vintages from 1975 to 2022
New Construction | Title 24 2025
Run Begin Day
Begin Month | Begin Day of Month | Day of Week for Start Day
1 | 1 | Sunday
Special Days
Name | Start Date | Duration (days) | Special Day Type
New Years Day | January 1 | 1 | Holiday
Veterans Day | November 11 | 1 | Holiday
Christmas | December 25 | 1 | Holiday
Independence Day | July 4 | 1 | Holiday
MLK Day | 3rd Monday in January | 1 | Holiday
Presidents Day | 3rd Monday in February | 1 | Holiday
Memorial Day | Last Monday in May | 1 | Holiday
Labor Day | 1st Monday in September | 1 | Holiday
Columbus Day | 2nd Monday in October | 1 | Holiday
Thanksgiving | 4th Thursday in November | 1 | Holiday

## Raw_runbeginday (hidden)
Begin Month | Begin Day of Month | Day of Week for Start Day
1 | 1 | Sunday

## Raw_specialdays (hidden)
Name | Start Day | Duration | Special Day Type
New Years Day | January 1 | 1 | Holiday
Veterans Day | November 11 | 1 | Holiday
Christmas | December 25 | 1 | Holiday
Independence Day | July 4 | 1 | Holiday
MLK Day | 3rd Monday in January | 1 | Holiday
Presidents Day | 3rd Monday in February | 1 | Holiday
Memorial Day | Last Monday in May | 1 | Holiday
Labor Day | 1st Monday in September | 1 | Holiday
Columbus Day | 2nd Monday in October | 1 | Holiday
Thanksgiving | 4th Thursday in November | 1 | Holiday

## Climate Zone
Climate Zones - All Prototypes
Climate Zone | Representative City | Weather File Name
CZ01 | Eureka | CA_EUREKA_725940S_CZ2022.epw
CZ02 | Napa | CA_NAPA-CO_724955S_CZ2022.epw
CZ03 | Oakland | CA_OAKLAND-METRO-AP_724930S_CZ2022.epw
CZ04 | San Jose | CA_SAN-JOSE-IAP_724945S_CZ2022.epw
CZ05 | Santa Maria | CA_SANTA-MARIA-PUBLIC-AP_723940S_CZ2022.epw
CZ06 | Los Angeles | CA_LOS-ANGELES-IAP_722950S_CZ2022.epw
CZ07 | San Diego-Lindbergh | CA_SAN-DIEGO-LINDBERGH-FLD_722900S_CZ2022.epw
CZ08 | Long Beach-Daugherty | CA_LONG-BEACH-DAUGHERTY-FLD_722970S_CZ2022.epw
CZ09 | Los Angeles | CA_LOS-ANGELES-DOWNTOWN-USC_722874S_CZ2022.epw
CZ10 | Riverside | CA_RIVERSIDE-MUNI_722869S_CZ2022.epw
CZ11 | Red Bluff | CA_RED-BLUFF-MUNI-AP_725910S_CZ2022.epw
CZ12 | Stockton | CA_STOCKTON-METRO-AP_724920S_CZ2022.epw
CZ13 | Fresno Yosemite | CA_FRESNO-YOSEMITE-IAP_723890S_CZ2022.epw
CZ14 | Daggett Barstow | CA_DAGGETT-BARSTOW-AP_723815S_CZ2022.epw
CZ15 | El Centro | CA_EL-CENTRO-NAF_722810S_CZ2022.epw
CZ16 | Bishop | CA_BISHOP-AP_724800S_CZ2022.epw
Source: California Energy Commission, https://cecgis-caenergy.opendata.arcgis.com/datasets/CAEnergy::california-building-climate-zones/about

## Zones
Zone Summary - Office - Small
Space | Zone Name | Conditioned [Y/N] | Zone Type | HVAC System Identifier (Main/Alternative/Customized) | Schedule Identifier | Area Fraction | Area (Excluding Plenums and Crawl Space) (ft²) | Volume (ft³) | Multipliers | People (Persons/1,000 ft²) | Note
EL1 CORE PLNM (G.C10) | EL1 CORE PLNM (G.C10) | No | Plenum | - | Plenum | 0% | 0 | 4712.65 | 1 | 0
EL1 CORE PLNM (T.C20) | EL1 CORE PLNM (T.C20) | No | Plenum | - | Plenum | 0% | 0 | 4712.65 | 1 | 0
HALL EL1 CORE SPC (G.C5) | HALL EL1 CORE SPC (G.C5) | Yes | Corridor | Main | Office | 15.7% | 1570.81 | 14137.94 | 1 | 5
EL1 EAST PERIM PLNM (G.E7) | EL1 EAST PERIM PLNM (G.E7) | No | Plenum | - | Plenum | 0% | 0 | 1924.03 | 1 | 0
EL1 EAST PERIM PLNM (T.E17) | EL1 EAST PERIM PLNM (T.E17) | No | Plenum | - | Plenum | 0% | 0 | 1924.03 | 1 | 0
EL1 NORTH PERIM PLNM (G.N8) | EL1 NORTH PERIM PLNM (G.N8) | No | Plenum | - | Plenum | 0% | 0 | 3222.48 | 1 | 0
EL1 NORTH PERIM PLNM (T.N18) | EL1 NORTH PERIM PLNM (T.N18) | No | Plenum | - | Plenum | 0% | 0 | 3222.48 | 1 | 0
OFFICESMALL EL1 NORTH PERIM SPC (G.N3) | OFFICESMALL EL1 NORTH PERIM SPC (G.N3) | Yes | Office | Main | Office | 10.74% | 1074.11 | 9667.43 | 1 | 5
EL1 SOUTH PERIM PLNM (G.S6) | EL1 SOUTH PERIM PLNM (G.S6) | No | Plenum | - | Plenum | 0% | 0 | 3222.48 | 1 | 0
EL1 SOUTH PERIM PLNM (T.S16) | EL1 SOUTH PERIM PLNM (T.S16) | No | Plenum | - | Plenum | 0% | 0 | 3222.48 | 1 | 0
EL1 WEST PERIM PLNM (G.W9) | EL1 WEST PERIM PLNM (G.W9) | No | Plenum | - | Plenum | 0% | 0 | 1924.03 | 1 | 0
EL1 WEST PERIM PLNM (T.W19) | EL1 WEST PERIM PLNM (T.W19) | No | Plenum | - | Plenum | 0% | 0 | 1924.03 | 1 | 0
HALL EL1 CORE SPC (T.C15) | HALL EL1 CORE SPC (T.C15) | Yes | Corridor | Main | Office | 15.7% | 1570.81 | 14137.94 | 1 | 5
OFFICESMALL EL1 EAST PERIM SPC (G.E2) | OFFICESMALL EL1 EAST PERIM SPC (G.E2) | Yes | Office | Main | Office | 6.411% | 641.31 | 5772.09 | 1 | 5
OFFICESMALL EL1 EAST PERIM SPC (T.E12) | OFFICESMALL EL1 EAST PERIM SPC (T.E12) | Yes | Office | Main | Office | 6.411% | 641.31 | 5772.09 | 1 | 5
OFFICESMALL EL1 NORTH PERIM SPC (T.N13) | OFFICESMALL EL1 NORTH PERIM SPC (T.N13) | Yes | Office | Main | Office | 10.74% | 1074.11 | 9667.43 | 1 | 5
OFFICESMALL EL1 SOUTH PERIM SPC (G.S1) | OFFICESMALL EL1 SOUTH PERIM SPC (G.S1) | Yes | Office | Main | Office | 10.74% | 1074.11 | 9667.43 | 1 | 5
OFFICESMALL EL1 SOUTH PERIM SPC (T.S11) | OFFICESMALL EL1 SOUTH PERIM SPC (T.S11) | Yes | Office | Main | Office | 10.74% | 1074.11 | 9667.43 | 1 | 5
OFFICESMALL EL1 WEST PERIM SPC (G.W4) | OFFICESMALL EL1 WEST PERIM SPC (G.W4) | Yes | Office | Main | Office | 6.411% | 641.31 | 5772.09 | 1 | 5
OFFICESMALL EL1 WEST PERIM SPC (T.W14) | OFFICESMALL EL1 WEST PERIM SPC (T.W14) | Yes | Office | Main | Office | 6.411% | 641.31 | 5772.09 | 1 | 5
Total (20 Space) | Total (20 Space) | Total (10 Conditioned zones, 10 Unconditioned Zones) |  |  |  |  | 10003.3

## Envelope
Envelope - Office - Small
Element | Prototype | Assembly Type | Construction | Unit | Vintage | Selected T24 | Note | CZ01 | CZ02 | CZ03 | CZ04 | CZ05 | CZ06 | CZ07 | CZ08 | CZ09 | CZ10 | CZ11 | CZ12 | CZ13 | CZ14 | CZ15 | CZ16
External Wall | Office - Small | - | Stucco+Wall Continuous Insulation+Gypsum 5/8in | U-value IP | Existing | Weighted average |  | 0.118 | 0.109 | 0.119 | 0.107 | 0.116 | 0.118 | 0.112 | 0.117 | 0.11 | 0.091 | 0.103 | 0.103 | 0.102 | 0.097 | 0.086 | 0.098
External Wall | Office - Small | - | Stucco+Wall Continuous Insulation+Gypsum 5/8in | U-value IP | New Construction | 2025 |  | 0.084 | 0.055 | 0.112 | 0.055 | 0.103 | 0.112 | 0.112 | 0.103 | 0.055 | 0.055 | 0.044 | 0.055 | 0.055 | 0.055 | 0.039 | 0.055
Roof | Office - Small | - | Roof Membrane+Roof Continuous Insulation+Metal Decking | U-value IP | Existing | Weighted average |  | 0.067 | 0.066 | 0.067 | 0.065 | 0.067 | 0.074 | 0.073 | 0.073 | 0.07 | 0.061 | 0.063 | 0.063 | 0.063 | 0.061 | 0.059 | 0.061
Roof | Office - Small | - | Roof Membrane+Roof Continuous Insulation+Metal Decking | U-value IP | New Construction | 2025 |  | 0.028 | 0.028 | 0.028 | 0.028 | 0.028 | 0.048 | 0.048 | 0.048 | 0.028 | 0.028 | 0.028 | 0.028 | 0.028 | 0.028 | 0.028 | 0.028
Windows | Office - Small | - | Theoretical Glazing | U-value IP | Existing | Weighted average |  | 1.024 | 1.078 | 1.131 | 1.108 | 1.109 | 1.115 | 1.075 | 1.114 | 1.112 | 0.875 | 0.942 | 0.94 | 0.929 | 0.886 | 0.831 | 0.885
Windows | Office - Small | - | Theoretical Glazing | U-value IP | New Construction | 2025 |  | 0.36 | 0.36 | 0.36 | 0.36 | 0.36 | 0.36 | 0.36 | 0.36 | 0.34 | 0.36 | 0.34 | 0.34 | 0.34 | 0.34 | 0.34 | 0.36
Windows | Office - Small | - | Theoretical Glazing | SHGC | Existing | Weighted average |  | 0.70708 | 0.70715 | 0.73753 | 0.71836 | 0.75308 | 0.7254 | 0.72673 | 0.7241 | 0.72365 | 0.5734 | 0.64366 | 0.64394 | 0.6358 | 0.60724 | 0.57129 | 0.62767
Windows | Office - Small | - | Theoretical Glazing | SHGC | New Construction | 2025 |  | 0.25 | 0.25 | 0.25 | 0.25 | 0.25 | 0.25 | 0.25 | 0.25 | 0.22 | 0.25 | 0.22 | 0.22 | 0.22 | 0.22 | 0.22 | 0.25
Windows | Office - Small | - | Theoretical Glazing | Visible Transmittance | Existing | Weighted average |  | 0.26089 | 0.26141 | 0.26004 | 0.26231 | 0.26223 | 0.26197 | 0.26576 | 0.26213 | 0.26228 | 0.27816 | 0.26665 | 0.26607 | 0.26793 | 0.27125 | 0.27583 | 0.27139
Windows | Office - Small | - | Theoretical Glazing | Visible Transmittance | New Construction | 2025 |  | 0.42 | 0.42 | 0.42 | 0.42 | 0.42 | 0.42 | 0.42 | 0.42 | 0.42 | 0.42 | 0.42 | 0.42 | 0.42 | 0.42 | 0.42 | 0.42
Infiltration - Office - Small
|  |  |  | Element | Unit | Vintage | Note | CZ01 | CZ02 | CZ03 | CZ04 | CZ05 | CZ06 | CZ07 | CZ08 | CZ09 | CZ10 | CZ11 | CZ12 | CZ13 | CZ14 | CZ15 | CZ16
|  |  |  | Infiltration Rate | CFM/ft2 | Existing | Infiltration rate is flow rate per exterior surface area at 10 mph wind speed, modeled proportionally to wind speed. | 0.044801 | 0.044801 | 0.044801 | 0.044801 | 0.044801 | 0.044801 | 0.044801 | 0.044801 | 0.044801 | 0.044801 | 0.044801 | 0.044801 | 0.044801 | 0.044801 | 0.044801 | 0.044801
[6 empty] | New Construction |  | 0.044801 | 0.044801 | 0.044801 | 0.044801 | 0.044801 | 0.044801 | 0.044801 | 0.044801 | 0.044801 | 0.044801 | 0.044801 | 0.044801 | 0.044801 | 0.044801 | 0.044801 | 0.044801

## Raw_envelope (hidden)
Climate Zone | Vintage | Exterior Roof Layers | Roof U-Value [Btu/h-ft2-F] | Exterior Wall Layers | Wall U-Value [Btu/h-ft2-F] | Exterior Window Layers | Window U-Value [Btu/h-ft2-F] | Window SHGC | Window VT
CZ01 | Existing | Roof Membrane+Roof Continuous Insulation+Metal Decking | 0.067 | Stucco+Wall Continuous Insulation+Gypsum 5/8in | 0.118 | Theoretical Glazing | 1.024 | 0.70708 | 0.26089
CZ02 | Existing | Roof Membrane+Roof Continuous Insulation+Metal Decking | 0.066 | Stucco+Wall Continuous Insulation+Gypsum 5/8in | 0.109 | Theoretical Glazing | 1.078 | 0.70715 | 0.26141
CZ03 | Existing | Roof Membrane+Roof Continuous Insulation+Metal Decking | 0.067 | Stucco+Wall Continuous Insulation+Gypsum 5/8in | 0.119 | Theoretical Glazing | 1.131 | 0.73753 | 0.26004
CZ04 | Existing | Roof Membrane+Roof Continuous Insulation+Metal Decking | 0.065 | Stucco+Wall Continuous Insulation+Gypsum 5/8in | 0.107 | Theoretical Glazing | 1.108 | 0.71836 | 0.26231
CZ05 | Existing | Roof Membrane+Roof Continuous Insulation+Metal Decking | 0.067 | Stucco+Wall Continuous Insulation+Gypsum 5/8in | 0.116 | Theoretical Glazing | 1.109 | 0.75308 | 0.26223
CZ06 | Existing | Roof Membrane+Roof Continuous Insulation+Metal Decking | 0.074 | Stucco+Wall Continuous Insulation+Gypsum 5/8in | 0.118 | Theoretical Glazing | 1.115 | 0.7254 | 0.26197
CZ07 | Existing | Roof Membrane+Roof Continuous Insulation+Metal Decking | 0.073 | Stucco+Wall Continuous Insulation+Gypsum 5/8in | 0.112 | Theoretical Glazing | 1.075 | 0.72673 | 0.26576
CZ08 | Existing | Roof Membrane+Roof Continuous Insulation+Metal Decking | 0.073 | Stucco+Wall Continuous Insulation+Gypsum 5/8in | 0.117 | Theoretical Glazing | 1.114 | 0.7241 | 0.26213
CZ09 | Existing | Roof Membrane+Roof Continuous Insulation+Metal Decking | 0.07 | Stucco+Wall Continuous Insulation+Gypsum 5/8in | 0.11 | Theoretical Glazing | 1.112 | 0.72365 | 0.26228
CZ10 | Existing | Roof Membrane+Roof Continuous Insulation+Metal Decking | 0.061 | Stucco+Wall Continuous Insulation+Gypsum 5/8in | 0.091 | Theoretical Glazing | 0.875 | 0.5734 | 0.27816
CZ11 | Existing | Roof Membrane+Roof Continuous Insulation+Metal Decking | 0.063 | Stucco+Wall Continuous Insulation+Gypsum 5/8in | 0.103 | Theoretical Glazing | 0.942 | 0.64366 | 0.26665
CZ12 | Existing | Roof Membrane+Roof Continuous Insulation+Metal Decking | 0.063 | Stucco+Wall Continuous Insulation+Gypsum 5/8in | 0.103 | Theoretical Glazing | 0.94 | 0.64394 | 0.26607
CZ13 | Existing | Roof Membrane+Roof Continuous Insulation+Metal Decking | 0.063 | Stucco+Wall Continuous Insulation+Gypsum 5/8in | 0.102 | Theoretical Glazing | 0.929 | 0.6358 | 0.26793
CZ14 | Existing | Roof Membrane+Roof Continuous Insulation+Metal Decking | 0.061 | Stucco+Wall Continuous Insulation+Gypsum 5/8in | 0.097 | Theoretical Glazing | 0.886 | 0.60724 | 0.27125
CZ15 | Existing | Roof Membrane+Roof Continuous Insulation+Metal Decking | 0.059 | Stucco+Wall Continuous Insulation+Gypsum 5/8in | 0.086 | Theoretical Glazing | 0.831 | 0.57129 | 0.27583
CZ16 | Existing | Roof Membrane+Roof Continuous Insulation+Metal Decking | 0.061 | Stucco+Wall Continuous Insulation+Gypsum 5/8in | 0.098 | Theoretical Glazing | 0.885 | 0.62767 | 0.27139
CZ01 | New Construction | Roof Membrane+Roof Continuous Insulation+Metal Decking | 0.028 | Stucco+Wall Continuous Insulation+Gypsum 5/8in | 0.084 | Theoretical Glazing | 0.36 | 0.25 | 0.42
CZ02 | New Construction | Roof Membrane+Roof Continuous Insulation+Metal Decking | 0.028 | Stucco+Wall Continuous Insulation+Gypsum 5/8in | 0.055 | Theoretical Glazing | 0.36 | 0.25 | 0.42
CZ03 | New Construction | Roof Membrane+Roof Continuous Insulation+Metal Decking | 0.028 | Stucco+Wall Continuous Insulation+Gypsum 5/8in | 0.112 | Theoretical Glazing | 0.36 | 0.25 | 0.42
CZ04 | New Construction | Roof Membrane+Roof Continuous Insulation+Metal Decking | 0.028 | Stucco+Wall Continuous Insulation+Gypsum 5/8in | 0.055 | Theoretical Glazing | 0.36 | 0.25 | 0.42
CZ05 | New Construction | Roof Membrane+Roof Continuous Insulation+Metal Decking | 0.028 | Stucco+Wall Continuous Insulation+Gypsum 5/8in | 0.103 | Theoretical Glazing | 0.36 | 0.25 | 0.42
CZ06 | New Construction | Roof Membrane+Roof Continuous Insulation+Metal Decking | 0.048 | Stucco+Wall Continuous Insulation+Gypsum 5/8in | 0.112 | Theoretical Glazing | 0.36 | 0.25 | 0.42
CZ07 | New Construction | Roof Membrane+Roof Continuous Insulation+Metal Decking | 0.048 | Stucco+Wall Continuous Insulation+Gypsum 5/8in | 0.112 | Theoretical Glazing | 0.36 | 0.25 | 0.42
CZ08 | New Construction | Roof Membrane+Roof Continuous Insulation+Metal Decking | 0.048 | Stucco+Wall Continuous Insulation+Gypsum 5/8in | 0.103 | Theoretical Glazing | 0.36 | 0.25 | 0.42
CZ09 | New Construction | Roof Membrane+Roof Continuous Insulation+Metal Decking | 0.028 | Stucco+Wall Continuous Insulation+Gypsum 5/8in | 0.055 | Theoretical Glazing | 0.34 | 0.22 | 0.42
CZ10 | New Construction | Roof Membrane+Roof Continuous Insulation+Metal Decking | 0.028 | Stucco+Wall Continuous Insulation+Gypsum 5/8in | 0.055 | Theoretical Glazing | 0.36 | 0.25 | 0.42
CZ11 | New Construction | Roof Membrane+Roof Continuous Insulation+Metal Decking | 0.028 | Stucco+Wall Continuous Insulation+Gypsum 5/8in | 0.044 | Theoretical Glazing | 0.34 | 0.22 | 0.42
CZ12 | New Construction | Roof Membrane+Roof Continuous Insulation+Metal Decking | 0.028 | Stucco+Wall Continuous Insulation+Gypsum 5/8in | 0.055 | Theoretical Glazing | 0.34 | 0.22 | 0.42
CZ13 | New Construction | Roof Membrane+Roof Continuous Insulation+Metal Decking | 0.028 | Stucco+Wall Continuous Insulation+Gypsum 5/8in | 0.055 | Theoretical Glazing | 0.34 | 0.22 | 0.42
CZ14 | New Construction | Roof Membrane+Roof Continuous Insulation+Metal Decking | 0.028 | Stucco+Wall Continuous Insulation+Gypsum 5/8in | 0.055 | Theoretical Glazing | 0.34 | 0.22 | 0.42
CZ15 | New Construction | Roof Membrane+Roof Continuous Insulation+Metal Decking | 0.028 | Stucco+Wall Continuous Insulation+Gypsum 5/8in | 0.039 | Theoretical Glazing | 0.34 | 0.22 | 0.42
CZ16 | New Construction | Roof Membrane+Roof Continuous Insulation+Metal Decking | 0.028 | Stucco+Wall Continuous Insulation+Gypsum 5/8in | 0.055 | Theoretical Glazing | 0.36 | 0.25 | 0.42

## Raw_infiltrationcfmft (hidden)
Vintage | CZ01 | CZ02 | CZ03 | CZ04 | CZ05 | CZ06 | CZ07 | CZ08 | CZ09 | CZ10 | CZ11 | CZ12 | CZ13 | CZ14 | CZ15 | CZ16
Existing | 0.044801 | 0.044801 | 0.044801 | 0.044801 | 0.044801 | 0.044801 | 0.044801 | 0.044801 | 0.044801 | 0.044801 | 0.044801 | 0.044801 | 0.044801 | 0.044801 | 0.044801 | 0.044801
New Construction | 0.044801 | 0.044801 | 0.044801 | 0.044801 | 0.044801 | 0.044801 | 0.044801 | 0.044801 | 0.044801 | 0.044801 | 0.044801 | 0.044801 | 0.044801 | 0.044801 | 0.044801 | 0.044801
Existing |  | 0.044801 | 0.044801 | 0.044801 | 0.044801 | 0.044801 | 0.044801 | 0.044801 | 0.044801 | 0.044801 | 0.044801 | 0.044801 | 0.044801 | 0.044801 | 0.044801 | 0.044801

## Thermostat
Thermostat Setpoints - Office - Small | [18 empty] | Zone Type
Schedule Identifier | Setpoint | CZ01 | CZ02 | CZ03 | CZ04 | CZ05 | CZ06 | CZ07 | CZ08 | CZ09 | CZ10 | CZ11 | CZ12 | CZ13 | CZ14 | CZ15 | CZ16 | Notes | Office
Office | Heating Setpoint (F) | 70 | 70 | 70 | 70 | 70 | 70 | 70 | 70 | 70 | 70 | 70 | 70 | 70 | 70 | 70 | 70
Office | Heating Setback (F) | 60 | 60 | 60 | 60 | 60 | 60 | 60 | 60 | 60 | 60 | 60 | 60 | 60 | 60 | 60 | 60
Office | Cooling Setpoint (F) | 75 | 75 | 75 | 75 | 75 | 75 | 75 | 75 | 75 | 75 | 75 | 75 | 75 | 75 | 75 | 75
Office | Cooling Setback (F) | 85 | 85 | 85 | 85 | 85 | 85 | 85 | 85 | 85 | 85 | 85 | 85 | 85 | 85 | 85 | 85

## Raw_thermostatsetpoints (hidden)
Climate Zone | Schedule Identifier | Heating Setpoint (F) | Heating Setback (F) | Cooling Setpoint (F) | Cooling Setback (F)
CZ01 | Office | 70 | 60 | 75 | 85
CZ02 | Office | 70 | 60 | 75 | 85
CZ03 | Office | 70 | 60 | 75 | 85
CZ04 | Office | 70 | 60 | 75 | 85
CZ05 | Office | 70 | 60 | 75 | 85
CZ06 | Office | 70 | 60 | 75 | 85
CZ07 | Office | 70 | 60 | 75 | 85
CZ08 | Office | 70 | 60 | 75 | 85
CZ09 | Office | 70 | 60 | 75 | 85
CZ10 | Office | 70 | 60 | 75 | 85
CZ11 | Office | 70 | 60 | 75 | 85
CZ12 | Office | 70 | 60 | 75 | 85
CZ13 | Office | 70 | 60 | 75 | 85
CZ14 | Office | 70 | 60 | 75 | 85
CZ15 | Office | 70 | 60 | 75 | 85
CZ16 | Office | 70 | 60 | 75 | 85

## HVAC System
HVAC system - Office - Small
Vintage | System Name | Category | Heating Type* | Cooling Type* | Air Distribution | Heating Efficiency | Cooling Efficiency | Note
Existing | cDXGF | Main | Furnace (gas) | DX-AIR | SZ-CAV | 0.8 | 3.65
Existing | cDXGF | Alternative | - | - | - | - | -
Existing | cDXGF | Customized | - | - | - | - | -
New Construction | cDXGF | Main | Furnace (gas) | DX-AIR | SZ-CAV | 0.8 | 3.65
New Construction | cDXGF | Alternative | - | - | - | - | -
New Construction | cDXGF | Customized | - | - | - | - | -
Existing | cDXHP | Main | DX-AIR | DX-AIR | SZ-CAV | 3.738 | 3.65
Existing | cDXHP | Alternative | - | - | - | - | -
Existing | cDXHP | Customized | - | - | - | - | -
New Construction | cDXHP | Main | DX-AIR | DX-AIR | SZ-CAV | 3.738 | 3.65
New Construction | cDXHP | Alternative | - | - | - | - | -
New Construction | cDXHP | Customized | - | - | - | - | -
Existing | cAVVG | Main | Boiler (gas) | Chiller system | MZ-VAV | 0.805 | 3.05
Existing | cAVVG | Alternative | - | - | - | - | -
Existing | cAVVG | Customized | - | - | - | - | -
New Construction | cAVVG | Main | Boiler (gas) | Chiller system | MZ-VAV | 0.805 | 3.05
New Construction | cAVVG | Alternative | - | - | - | - | -
New Construction | cAVVG | Customized | - | - | - | - | -
Existing | cDXOH | Main | None | DX-AIR | SZ-CAV | - | 3.65
Existing | cDXOH | Alternative | - | - | - | - | -
Existing | cDXOH | Customized | - | - | - | - | -
New Construction | cDXOH | Main | None | DX-AIR | SZ-CAV | - | 3.65
New Construction | cDXOH | Alternative | - | - | - | - | -
New Construction | cDXOH | Customized | - | - | - | - | -
Existing | cPVVG | Main | Furnace (gas) | DX-AIR | SZ-VAV | 0.8 | 3.65
Existing | cPVVG | Alternative | - | - | - | - | -
Existing | cPVVG | Customized | - | - | - | - | -
New Construction | cPVVG | Main | Furnace (gas) | DX-AIR | SZ-VAV | 0.8 | 3.65
New Construction | cPVVG | Alternative | - | - | - | - | -
New Construction | cPVVG | Customized | - | - | - | - | -
*DX Heating and cooling COPs are calculated based on coil-only input power and exclude fan power
Fan Power - Office - Small
Vintage | System Name | HVAC System Identifier | Fan System | Total Static Pressure (TSP) (in w.c.) | Fan Efficiency | Fan Motor and Drive Efficiency | W/cfm | Note
Existing | cAVVG | Main | MZ-VAV | 5.362 | 0.55 | 0.9 | 1.15
New Construction | cAVVG | Main | MZ-VAV | 5.362 | 0.55 | 0.9 | 1.15
Existing | cDXGF | Main | SZ-CAV | 3.877 | 0.55 | 0.87 | 0.83
New Construction | cDXGF | Main | SZ-CAV | 3.877 | 0.55 | 0.87 | 0.83
Existing | cDXHP | Main | SZ-CAV | 3.877 | 0.55 | 0.87 | 0.83
New Construction | cDXHP | Main | SZ-CAV | 3.877 | 0.55 | 0.87 | 0.83
Existing | cDXOH | Main | SZ-CAV | 3.877 | 0.55 | 0.87 | 0.83
New Construction | cDXOH | Main | SZ-CAV | 3.877 | 0.55 | 0.87 | 0.83
Existing | cPVVG | Main | SZ-VAV | 3.877 | 0.55 | 0.87 | 0.83
New Construction | cPVVG | Main | SZ-VAV | 3.877 | 0.55 | 0.87 | 0.83

## Raw_fanoverview (hidden)
Vintage | HVAC name | System type | HVAC System Identifier | Total Static Pressure (TSP) (in w.c.) | Fan Efficiency | Fan Motor and Drive Efficiency | W/cfm
Existing | cAVVG | MZ-VAV Fans | Main | 5.362 | 0.55 | 0.9 | 1.15
New Construction | cAVVG | MZ-VAV Fans | Main | 5.362 | 0.55 | 0.9 | 1.15
Existing | cDXGF | SZ-CAV Fans | Main | 3.877 | 0.55 | 0.87 | 0.83
New Construction | cDXGF | SZ-CAV Fans | Main | 3.877 | 0.55 | 0.87 | 0.83
Existing | cDXHP | SZ-CAV Fans | Main | 3.877 | 0.55 | 0.87 | 0.83
New Construction | cDXHP | SZ-CAV Fans | Main | 3.877 | 0.55 | 0.87 | 0.83
Existing | cDXOH | SZ-CAV Fans | Main | 3.877 | 0.55 | 0.87 | 0.83
New Construction | cDXOH | SZ-CAV Fans | Main | 3.877 | 0.55 | 0.87 | 0.83
Existing | cPVVG | SZ-VAV Fans | Main | 3.877 | 0.55 | 0.87 | 0.83
New Construction | cPVVG | SZ-VAV Fans | Main | 3.877 | 0.55 | 0.87 | 0.83

## Raw_hvac (hidden)
Vintage | System Name | HVAC System Identifier | Air Distribution | Heating Efficiency | Cooling Efficiency
Existing | cAVVG | Main | MZ-VAV | 0.805 | 3.05
New Construction | cAVVG | Main | MZ-VAV | 0.805 | 3.05
Existing | cDXGF | Main | SZ-CAV | 0.8 | 3.65
New Construction | cDXGF | Main | SZ-CAV | 0.8 | 3.65
Existing | cDXHP | Main | SZ-CAV | 3.738 | 3.65
New Construction | cDXHP | Main | SZ-CAV | 3.738 | 3.65
Existing | cDXOH | Main | SZ-CAV | - | 3.65
New Construction | cDXOH | Main | SZ-CAV | - | 3.65
Existing | cPVVG | Main | SZ-VAV | 0.8 | 3.65
New Construction | cPVVG | Main | SZ-VAV | 0.8 | 3.65

## Ventilation
Outdoor Airflow Rate - Office - Small | [19 empty] | Zone Type
Zone Type | Floor area (ft²) | cfm/person | cfm/ft² | cfm | Notes | [14 empty] | Corridor
Corridor | 3141.62 | 0 | 0.15 | 471.243 | [15 empty] | Office
Office | 6861.68 | 0 | 0.15 | 1029.252
OA Controller - Office - Small
Element | Vintage | Unit | CZ01 | CZ02 | CZ03 | CZ04 | CZ05 | CZ06 | CZ07 | CZ08 | CZ09 | CZ10 | CZ11 | CZ12 | CZ13 | CZ14 | CZ15 | CZ16 | Notes
Economizer Maximum Limit Dry-Bulb Temperature | Existing | °F | 75 | 73 | 75 | 73 | 75 | 71 | 69 | 71 | 71 | 73 | 75 | 75 | 75 | 75 | 75 | 75
| New Construction | °F | 75 | 73 | 75 | 73 | 75 | 71 | 69 | 71 | 71 | 73 | 75 | 75 | 75 | 75 | 75 | 75
Exhaust hood - Office - Small
Type of Hood | Max Exhaust Flow Rate (cfm/ft) | Hood Length (ft) | Hood Exhaust Rate (cfm) | Note
- | - | - | -

## Raw_outdoorairflowrate (hidden)
Zone Type | Floor Area (ft2) | cfm/person | cfm/ft2
Corridor | 3141.62 | 0 | 0.15
Office | 6861.68 | 0 | 0.15

## Raw_oacontroller (hidden)
Climate Zone | Vintage | Economizer Maximum Limit Dry-Bulb Temperature (F)
CZ01 | Existing | 75
CZ02 | Existing | 73
CZ03 | Existing | 75
CZ04 | Existing | 73
CZ05 | Existing | 75
CZ06 | Existing | 71
CZ07 | Existing | 69
CZ08 | Existing | 71
CZ09 | Existing | 71
CZ10 | Existing | 73
CZ11 | Existing | 75
CZ12 | Existing | 75
CZ13 | Existing | 75
CZ14 | Existing | 75
CZ15 | Existing | 75
CZ16 | Existing | 75
CZ01 | New Construction | 75
CZ02 | New Construction | 73
CZ03 | New Construction | 75
CZ04 | New Construction | 73
CZ05 | New Construction | 75
CZ06 | New Construction | 71
CZ07 | New Construction | 69
CZ08 | New Construction | 71
CZ09 | New Construction | 71
CZ10 | New Construction | 73
CZ11 | New Construction | 75
CZ12 | New Construction | 75
CZ13 | New Construction | 75
CZ14 | New Construction | 75
CZ15 | New Construction | 75
CZ16 | New Construction | 75

## Water Heater
Water Heater - Office - Small
Vintage | Fuel type | Burner Efficiency | Maximum Heater Capacity (Btu/hr) | Tank Volume (gallon) | Tank Loss |  | Notes
[5 empty] | Off Cycle (W/K) | On Cycle (W/K)
Existing | Gas | 0.8 | 15748.01 | 3.3 | 1.6282 | 1.6282
New Construction | Gas | 0.8 | 15748.01 | 3.3 | 1.6282 | 1.6282
Peak Hot Water Consumption - Office - Small
Space | Floor Area (ft²) | Number of People | Hot Water Usage Specification (gal/hr per person) | Peak Hot Water Usage (gal/hr) | Peak Hot Water Usage (gal/min) | Notes
EL1 CORE PLNM (G.C10) | 0 | 0 | 0 | 0 | 0
EL1 CORE PLNM (T.C20) | 0 | 0 | 0 | 0 | 0
HALL EL1 CORE SPC (G.C5) | 1570.81 | 5 | 0 | 0 | 0
EL1 EAST PERIM PLNM (G.E7) | 0 | 0 | 0 | 0 | 0
EL1 EAST PERIM PLNM (T.E17) | 0 | 0 | 0 | 0 | 0
EL1 NORTH PERIM PLNM (G.N8) | 0 | 0 | 0 | 0 | 0
EL1 NORTH PERIM PLNM (T.N18) | 0 | 0 | 0 | 0 | 0
OFFICESMALL EL1 NORTH PERIM SPC (G.N3) | 1074.11 | 5 | 0.38668 | 1.9334 | 0.032223
EL1 SOUTH PERIM PLNM (G.S6) | 0 | 0 | 0 | 0 | 0
EL1 SOUTH PERIM PLNM (T.S16) | 0 | 0 | 0 | 0 | 0
EL1 WEST PERIM PLNM (G.W9) | 0 | 0 | 0 | 0 | 0
EL1 WEST PERIM PLNM (T.W19) | 0 | 0 | 0 | 0 | 0
HALL EL1 CORE SPC (T.C15) | 1570.81 | 5 | 0 | 0 | 0
OFFICESMALL EL1 EAST PERIM SPC (G.E2) | 641.31 | 5 | 0.23087 | 1.1544 | 0.019239
OFFICESMALL EL1 EAST PERIM SPC (T.E12) | 641.31 | 5 | 0.23087 | 1.1544 | 0.019239
OFFICESMALL EL1 NORTH PERIM SPC (T.N13) | 1074.11 | 5 | 0.38668 | 1.9334 | 0.032223
OFFICESMALL EL1 SOUTH PERIM SPC (G.S1) | 1074.11 | 5 | 0.38668 | 1.9334 | 0.032223
OFFICESMALL EL1 SOUTH PERIM SPC (T.S11) | 1074.11 | 5 | 0.38668 | 1.9334 | 0.032223
OFFICESMALL EL1 WEST PERIM SPC (G.W4) | 641.31 | 5 | 0.23087 | 1.1544 | 0.019239
OFFICESMALL EL1 WEST PERIM SPC (T.W14) | 641.31 | 5 | 0.23087 | 1.1544 | 0.019239
Total (20 Space)

## Raw_waterheater (hidden)
Vintage | Burner Efficiency | Maximum Heater Capacity (Btu/h) | Tank Volume (ft3) | Tank Loss_Off Cycle (W/K) | Tank Loss_On Cycle (W/K)
Existing | 0.8 | 15748.01 | 3.3 | 1.6282 | 1.6282
New Construction | 0.8 | 15748.01 | 3.3 | 1.6282 | 1.6282

## Raw_dhwpeakflowbyzone (hidden)
Space | Peak hot water usage (gal/hr) | Zone Name
OfficeSmall EL1 East Perim Spc (G.E2) | 1.1544 | OFFICESMALL EL1 EAST PERIM SPC (G.E2)
OfficeSmall EL1 East Perim Spc (T.E12) | 1.1544 | OFFICESMALL EL1 EAST PERIM SPC (T.E12)
OfficeSmall EL1 North Perim Spc (G.N3) | 1.9334 | OFFICESMALL EL1 NORTH PERIM SPC (G.N3)
OfficeSmall EL1 North Perim Spc (T.N13) | 1.9334 | OFFICESMALL EL1 NORTH PERIM SPC (T.N13)
OfficeSmall EL1 South Perim Spc (G.S1) | 1.9334 | OFFICESMALL EL1 SOUTH PERIM SPC (G.S1)
OfficeSmall EL1 South Perim Spc (T.S11) | 1.9334 | OFFICESMALL EL1 SOUTH PERIM SPC (T.S11)
OfficeSmall EL1 West Perim Spc (G.W4) | 1.1544 | OFFICESMALL EL1 WEST PERIM SPC (G.W4)
OfficeSmall EL1 West Perim Spc (T.W14) | 1.1544 | OFFICESMALL EL1 WEST PERIM SPC (T.W14)

## Interior Lights
Interior Lighting - Office - Small
Vintage | Method | Zone type | Floor area (ft²) | Lighting Power Density (Watts/ft²) | Additional Lighting Power for Portable Lighting (Watts/ft²) | Technology | Notes
Existing | Space by space | Corridor | 3141.62 | 0.62242 | NA | NA
Existing | Space by space | Office | 6861.68 | 1.2504 | NA | NA
New Construction | Space by space | Corridor | 3141.62 | 0.39995 | NA | NA
New Construction | Space by space | Office | 6861.68 | 0.59992 | NA | NA

## Ext Lighting
Exterior Lighting - Office - Small
Vintage | Non-Motion Controlled Luminaires (W) | Motion-Controlled Luminaires (W) | Total (W) | Notes
Existing | NA | NA | NA
New Consturction | NA | NA | NA

## Raw_interiorlights (hidden)
Vintage | Zone Type | Floor Area (ft2) | Lighting Power Density(W/ft2)
Existing | Corridor | 3141.62 | 0.62242
Existing | Office | 6861.68 | 1.2504
New Construction | Corridor | 3141.62 | 0.39995
New Construction | Office | 6861.68 | 0.59992

## Equipment
Equipment - Office - Small
Zone Type | Floor Area (ft²) | Plug Load Intensity (W/ft²) | Gas Power Density (Btu/hr-ft²)
Corridor | 3141.62 | 0 | 0
Office | 6861.68 | 1.4998 | 0
Refrigeration - Office - Small
Refrigeration System Name | Condenser Fan Power | Refrigeration System Working Fluid | Condenser Type
Elevator - Office - Small
Vintage | No. of Elevators | Cab Lighting Power Limit | Lighting Shutoff | Cab Fan Control | Fan Power Limit | Regenerative Drive Threshold | Design load (W) | Note
Existing | - | - | - | - | - | - | -
New Construction | - | - | - | - | - | - | -

## Raw_equipment (hidden)
Vintage | Zone Type | Floor Area (ft2) | Plug Load Intensity (W/ft2)
Existing | Corridor | 3141.62 | 0
Existing | Office | 6861.68 | 1.4998
New Construction | Corridor | 3141.62 | 0
New Construction | Office | 6861.68 | 1.4998

## Raw_gasequipment (hidden)
Vintage | Zone Name | Gas Loads (Btu/h-ft2) | Zone Type
Existing | No GasEquipment found. |  | Unknown
New Construction | No GasEquipment found. |  | Unknown

## Raw_refrigerationsystem (hidden)
Vintage | Refrigeration System Name | Condenser Fan Power | Working fluid | Condenser Type
No refrigeration system was found

## Schedules
Schedule by Hour - Office - Small
Schedule Identifier | Space type | Type | Notes | Hour
|  |  |  | 1 | 2 | 3 | 4 | 5 | 6 | 7 | 8 | 9 | 10 | 11 | 12 | 13 | 14 | 15 | 16 | 17 | 18 | 19 | 20 | 21 | 22 | 23 | 24
Cooling Setpoint Schedule | Office | AllOtherDays | Cooling/Heating setpoints are in °F; others are intensity (0–100%) | 84.92 | 84.92 | 84.92 | 84.92 | 84.92 | 84.92 | 84.92 | 84.92 | 84.92 | 84.92 | 84.92 | 84.92 | 84.92 | 84.92 | 84.92 | 84.92 | 84.92 | 84.92 | 84.92 | 84.92 | 84.92 | 84.92 | 84.92 | 84.92
Cooling Setpoint Schedule | Office | Saturday |  | 84.92 | 84.92 | 84.92 | 84.92 | 84.92 | 75.02 | 75.02 | 75.02 | 75.02 | 75.02 | 75.02 | 75.02 | 75.02 | 75.02 | 75.02 | 75.02 | 75.02 | 75.02 | 75.02 | 84.92 | 84.92 | 84.92 | 84.92 | 84.92
Cooling Setpoint Schedule | Office | Weekdays |  | 84.92 | 84.92 | 84.92 | 84.92 | 84.92 | 75.02 | 75.02 | 75.02 | 75.02 | 75.02 | 75.02 | 75.02 | 75.02 | 75.02 | 75.02 | 75.02 | 75.02 | 75.02 | 75.02 | 75.02 | 75.02 | 75.02 | 75.02 | 75.02
DHW Sch | Office | AllOtherDays |  | 0.04 | 0.04 | 0.04 | 0.04 | 0.04 | 0.07 | 0.04 | 0.04 | 0.04 | 0.04 | 0.04 | 0.06 | 0.06 | 0.09 | 0.06 | 0.04 | 0.04 | 0.04 | 0.04 | 0.04 | 0.04 | 0.07 | 0.04 | 0.04
DHW Sch | Office | Saturday |  | 0.05 | 0.05 | 0.05 | 0.05 | 0.05 | 0.08 | 0.07 | 0.11 | 0.15 | 0.21 | 0.19 | 0.23 | 0.2 | 0.19 | 0.15 | 0.12 | 0.14 | 0.07 | 0.07 | 0.07 | 0.07 | 0.09 | 0.05 | 0.05
DHW Sch | Office | Weekdays |  | 0.05 | 0.05 | 0.05 | 0.05 | 0.05 | 0.08 | 0.07 | 0.19 | 0.35 | 0.38 | 0.39 | 0.47 | 0.57 | 0.54 | 0.34 | 0.33 | 0.44 | 0.26 | 0.21 | 0.15 | 0.17 | 0.08 | 0.05 | 0.05
Elec Equip Sch | Office | AllOtherDays |  | 0.05 | 0.05 | 0.05 | 0.05 | 0.05 | 0.05 | 0.05 | 0.05 | 0.05 | 0.05 | 0.05 | 0.05 | 0.05 | 0.05 | 0.05 | 0.05 | 0.05 | 0.05 | 0.05 | 0.05 | 0.05 | 0.05 | 0.05 | 0.05
Elec Equip Sch | Office | Saturday |  | 0.05 | 0.05 | 0.05 | 0.05 | 0.05 | 0.05 | 0.1 | 0.1 | 0.3 | 0.3 | 0.3 | 0.3 | 0.15 | 0.15 | 0.15 | 0.15 | 0.15 | 0.05 | 0.05 | 0.05 | 0.05 | 0.05 | 0.05 | 0.05
Elec Equip Sch | Office | Weekdays |  | 0.05 | 0.05 | 0.05 | 0.05 | 0.05 | 0.1 | 0.1 | 0.3 | 0.9 | 0.9 | 0.9 | 0.9 | 0.9 | 0.9 | 0.9 | 0.9 | 0.9 | 0.5 | 0.3 | 0.3 | 0.2 | 0.2 | 0.1 | 0.05
Heating Setpoint Schedule | Office | AllOtherDays |  | 60.08 | 60.08 | 60.08 | 60.08 | 60.08 | 60.08 | 60.08 | 60.08 | 60.08 | 60.08 | 60.08 | 60.08 | 60.08 | 60.08 | 60.08 | 60.08 | 60.08 | 60.08 | 60.08 | 60.08 | 60.08 | 60.08 | 60.08 | 60.08
Heating Setpoint Schedule | Office | Saturday |  | 60.08 | 60.08 | 60.08 | 60.08 | 60.08 | 69.98 | 69.98 | 69.98 | 69.98 | 69.98 | 69.98 | 69.98 | 69.98 | 69.98 | 69.98 | 69.98 | 69.98 | 69.98 | 69.98 | 60.08 | 60.08 | 60.08 | 60.08 | 60.08
Heating Setpoint Schedule | Office | Weekdays |  | 60.08 | 60.08 | 60.08 | 60.08 | 60.08 | 69.98 | 69.98 | 69.98 | 69.98 | 69.98 | 69.98 | 69.98 | 69.98 | 69.98 | 69.98 | 69.98 | 69.98 | 69.98 | 69.98 | 69.98 | 69.98 | 69.98 | 69.98 | 69.98
Infiltration Schedule | Office | AllDays | bar: Hour 1 to Hour 24
Lighting Schedule | Office | AllOtherDays |  | 0.05 | 0.05 | 0.05 | 0.05 | 0.05 | 0.05 | 0.05 | 0.05 | 0.05 | 0.05 | 0.05 | 0.05 | 0.05 | 0.05 | 0.05 | 0.05 | 0.05 | 0.05 | 0.05 | 0.05 | 0.05 | 0.05 | 0.05 | 0.05
Lighting Schedule | Office | Saturday |  | 0.05 | 0.05 | 0.05 | 0.05 | 0.05 | 0.05 | 0.1 | 0.1 | 0.3 | 0.3 | 0.3 | 0.3 | 0.15 | 0.15 | 0.15 | 0.15 | 0.15 | 0.05 | 0.05 | 0.05 | 0.05 | 0.05 | 0.05 | 0.05
Lighting Schedule | Office | Weekdays |  | 0.05 | 0.05 | 0.05 | 0.05 | 0.05 | 0.1 | 0.1 | 0.3 | 0.65 | 0.65 | 0.65 | 0.65 | 0.65 | 0.65 | 0.65 | 0.65 | 0.65 | 0.35 | 0.3 | 0.3 | 0.2 | 0.2 | 0.1 | 0.05
OA Schedule | Office | AllOtherDays |  | 0 | 0 | 0 | 0 | 0 | 0 | 0 | 0 | 0 | 0 | 0 | 0 | 0 | 0 | 0 | 0 | 0 | 0 | 0 | 0 | 0 | 0 | 0 | 0
OA Schedule | Office | Saturday |  | 0 | 0 | 0 | 0 | 0 | 1 | 1 | 1 | 1 | 1 | 1 | 1 | 1 | 1 | 1 | 1 | 1 | 1 | 1 | 0 | 0 | 0 | 0 | 0
OA Schedule | Office | Weekdays |  | 0 | 0 | 0 | 0 | 0 | 1 | 1 | 1 | 1 | 1 | 1 | 1 | 1 | 1 | 1 | 1 | 1 | 1 | 1 | 1 | 1 | 1 | 1 | 1
Occupant Sch | Office | AllOtherDays |  | 0 | 0 | 0 | 0 | 0 | 0 | 0.05 | 0.05 | 0.05 | 0.05 | 0.05 | 0.05 | 0.05 | 0.05 | 0.05 | 0.05 | 0.05 | 0.05 | 0 | 0 | 0 | 0 | 0 | 0
Occupant Sch | Office | Saturday |  | 0 | 0 | 0 | 0 | 0 | 0 | 0.1 | 0.1 | 0.3 | 0.3 | 0.3 | 0.3 | 0.1 | 0.1 | 0.1 | 0.1 | 0.1 | 0.05 | 0.05 | 0 | 0 | 0 | 0 | 0
Occupant Sch | Office | Weekdays |  | 0 | 0 | 0 | 0 | 0 | 0 | 0.1 | 0.2 | 0.95 | 0.95 | 0.95 | 0.95 | 0.5 | 0.95 | 0.95 | 0.95 | 0.95 | 0.3 | 0.1 | 0.1 | 0.1 | 0.1 | 0.05 | 0.05
Infiltration Schedule | Plenum | AllDays | bar: Hour 1 to Hour 24

## Schedule_Figures
Schedule Figures (linked to Schedules tab)

## Raw_schedule (hidden)
Schedule Identifier | Schedule Name | Type | 1 | 2 | 3 | 4 | 5 | 6 | 7 | 8 | 9 | 10 | 11 | 12 | 13 | 14 | 15 | 16 | 17 | 18 | 19 | 20 | 21 | 22 | 23 | 24
Office | Cooling Setpoint Schedule | AllOtherDays | 84.92 | 84.92 | 84.92 | 84.92 | 84.92 | 84.92 | 84.92 | 84.92 | 84.92 | 84.92 | 84.92 | 84.92 | 84.92 | 84.92 | 84.92 | 84.92 | 84.92 | 84.92 | 84.92 | 84.92 | 84.92 | 84.92 | 84.92 | 84.92
Office | Cooling Setpoint Schedule | Saturday | 84.92 | 84.92 | 84.92 | 84.92 | 84.92 | 75.02 | 75.02 | 75.02 | 75.02 | 75.02 | 75.02 | 75.02 | 75.02 | 75.02 | 75.02 | 75.02 | 75.02 | 75.02 | 75.02 | 84.92 | 84.92 | 84.92 | 84.92 | 84.92
Office | Cooling Setpoint Schedule | Weekdays | 84.92 | 84.92 | 84.92 | 84.92 | 84.92 | 75.02 | 75.02 | 75.02 | 75.02 | 75.02 | 75.02 | 75.02 | 75.02 | 75.02 | 75.02 | 75.02 | 75.02 | 75.02 | 75.02 | 75.02 | 75.02 | 75.02 | 75.02 | 75.02
Office | DHW Sch | AllOtherDays | 0.04 | 0.04 | 0.04 | 0.04 | 0.04 | 0.07 | 0.04 | 0.04 | 0.04 | 0.04 | 0.04 | 0.06 | 0.06 | 0.09 | 0.06 | 0.04 | 0.04 | 0.04 | 0.04 | 0.04 | 0.04 | 0.07 | 0.04 | 0.04
Office | DHW Sch | Saturday | 0.05 | 0.05 | 0.05 | 0.05 | 0.05 | 0.08 | 0.07 | 0.11 | 0.15 | 0.21 | 0.19 | 0.23 | 0.2 | 0.19 | 0.15 | 0.12 | 0.14 | 0.07 | 0.07 | 0.07 | 0.07 | 0.09 | 0.05 | 0.05
Office | DHW Sch | Weekdays | 0.05 | 0.05 | 0.05 | 0.05 | 0.05 | 0.08 | 0.07 | 0.19 | 0.35 | 0.38 | 0.39 | 0.47 | 0.57 | 0.54 | 0.34 | 0.33 | 0.44 | 0.26 | 0.21 | 0.15 | 0.17 | 0.08 | 0.05 | 0.05
Office | Elec Equip Sch | AllOtherDays | 0.05 | 0.05 | 0.05 | 0.05 | 0.05 | 0.05 | 0.05 | 0.05 | 0.05 | 0.05 | 0.05 | 0.05 | 0.05 | 0.05 | 0.05 | 0.05 | 0.05 | 0.05 | 0.05 | 0.05 | 0.05 | 0.05 | 0.05 | 0.05
Office | Elec Equip Sch | Saturday | 0.05 | 0.05 | 0.05 | 0.05 | 0.05 | 0.05 | 0.1 | 0.1 | 0.3 | 0.3 | 0.3 | 0.3 | 0.15 | 0.15 | 0.15 | 0.15 | 0.15 | 0.05 | 0.05 | 0.05 | 0.05 | 0.05 | 0.05 | 0.05
Office | Elec Equip Sch | Weekdays | 0.05 | 0.05 | 0.05 | 0.05 | 0.05 | 0.1 | 0.1 | 0.3 | 0.9 | 0.9 | 0.9 | 0.9 | 0.9 | 0.9 | 0.9 | 0.9 | 0.9 | 0.5 | 0.3 | 0.3 | 0.2 | 0.2 | 0.1 | 0.05
Office | Heating Setpoint Schedule | AllOtherDays | 60.08 | 60.08 | 60.08 | 60.08 | 60.08 | 60.08 | 60.08 | 60.08 | 60.08 | 60.08 | 60.08 | 60.08 | 60.08 | 60.08 | 60.08 | 60.08 | 60.08 | 60.08 | 60.08 | 60.08 | 60.08 | 60.08 | 60.08 | 60.08
Office | Heating Setpoint Schedule | Saturday | 60.08 | 60.08 | 60.08 | 60.08 | 60.08 | 69.98 | 69.98 | 69.98 | 69.98 | 69.98 | 69.98 | 69.98 | 69.98 | 69.98 | 69.98 | 69.98 | 69.98 | 69.98 | 69.98 | 60.08 | 60.08 | 60.08 | 60.08 | 60.08
Office | Heating Setpoint Schedule | Weekdays | 60.08 | 60.08 | 60.08 | 60.08 | 60.08 | 69.98 | 69.98 | 69.98 | 69.98 | 69.98 | 69.98 | 69.98 | 69.98 | 69.98 | 69.98 | 69.98 | 69.98 | 69.98 | 69.98 | 69.98 | 69.98 | 69.98 | 69.98 | 69.98
Office | Infiltration Schedule | AllDays | 1 | 1 | 1 | 1 | 1 | 1 | 1 | 1 | 1 | 1 | 1 | 1 | 1 | 1 | 1 | 1 | 1 | 1 | 1 | 1 | 1 | 1 | 1 | 1
Office | Lighting Schedule | AllOtherDays | 0.05 | 0.05 | 0.05 | 0.05 | 0.05 | 0.05 | 0.05 | 0.05 | 0.05 | 0.05 | 0.05 | 0.05 | 0.05 | 0.05 | 0.05 | 0.05 | 0.05 | 0.05 | 0.05 | 0.05 | 0.05 | 0.05 | 0.05 | 0.05
Office | Lighting Schedule | Saturday | 0.05 | 0.05 | 0.05 | 0.05 | 0.05 | 0.05 | 0.1 | 0.1 | 0.3 | 0.3 | 0.3 | 0.3 | 0.15 | 0.15 | 0.15 | 0.15 | 0.15 | 0.05 | 0.05 | 0.05 | 0.05 | 0.05 | 0.05 | 0.05
Office | Lighting Schedule | Weekdays | 0.05 | 0.05 | 0.05 | 0.05 | 0.05 | 0.1 | 0.1 | 0.3 | 0.65 | 0.65 | 0.65 | 0.65 | 0.65 | 0.65 | 0.65 | 0.65 | 0.65 | 0.35 | 0.3 | 0.3 | 0.2 | 0.2 | 0.1 | 0.05
Office | OA Schedule | AllOtherDays | 0 | 0 | 0 | 0 | 0 | 0 | 0 | 0 | 0 | 0 | 0 | 0 | 0 | 0 | 0 | 0 | 0 | 0 | 0 | 0 | 0 | 0 | 0 | 0
Office | OA Schedule | Saturday | 0 | 0 | 0 | 0 | 0 | 1 | 1 | 1 | 1 | 1 | 1 | 1 | 1 | 1 | 1 | 1 | 1 | 1 | 1 | 0 | 0 | 0 | 0 | 0
Office | OA Schedule | Weekdays | 0 | 0 | 0 | 0 | 0 | 1 | 1 | 1 | 1 | 1 | 1 | 1 | 1 | 1 | 1 | 1 | 1 | 1 | 1 | 1 | 1 | 1 | 1 | 1
Office | Occupant Sch | AllOtherDays | 0 | 0 | 0 | 0 | 0 | 0 | 0.05 | 0.05 | 0.05 | 0.05 | 0.05 | 0.05 | 0.05 | 0.05 | 0.05 | 0.05 | 0.05 | 0.05 | 0 | 0 | 0 | 0 | 0 | 0
Office | Occupant Sch | Saturday | 0 | 0 | 0 | 0 | 0 | 0 | 0.1 | 0.1 | 0.3 | 0.3 | 0.3 | 0.3 | 0.1 | 0.1 | 0.1 | 0.1 | 0.1 | 0.05 | 0.05 | 0 | 0 | 0 | 0 | 0
Office | Occupant Sch | Weekdays | 0 | 0 | 0 | 0 | 0 | 0 | 0.1 | 0.2 | 0.95 | 0.95 | 0.95 | 0.95 | 0.5 | 0.95 | 0.95 | 0.95 | 0.95 | 0.3 | 0.1 | 0.1 | 0.1 | 0.1 | 0.05 | 0.05
Plenum | Infiltration Schedule | AllDays | 1 | 1 | 1 | 1 | 1 | 1 | 1 | 1 | 1 | 1 | 1 | 1 | 1 | 1 | 1 | 1 | 1 | 1 | 1 | 1 | 1 | 1 | 1 | 1

## Energy Usage
Energy Consumption - Office - Small
Climate Zone | HVAC Type | Vintage | Total Floorspace (Excluding Plenums and Crawl Space) (ft²) | Annual Electricity Intensity (kBtu/ft²) | Annual Gas Intensity (kBtu/ft²) | Notes
CZ01 | cAVVG | Existing | 10003.3 | 21.2127 | 16.323
CZ01 | cAVVG | New Construction | 10003.3 | 15.8022 | 15.4082
CZ01 | cDXGF | Existing | 10003.3 | 34.2631 | 7.004
CZ01 | cDXGF | New Construction | 10003.3 | 22.3586 | 8.3149
CZ01 | cDXHP | Existing | 10003.3 | 35.5515 | 1.7238
CZ01 | cDXHP | New Construction | 10003.3 | 23.9419 | 1.7232
CZ01 | cDXOH | Existing | 10003.3 | 34.3892 | 1.7238
CZ01 | cDXOH | New Construction | 10003.3 | 22.4156 | 1.7233
CZ01 | cPVVG | Existing | 10003.3 | 24.1839 | 10.6427
CZ01 | cPVVG | New Construction | 10003.3 | 17.3876 | 11.1175
CZ02 | cAVVG | Existing | 10003.3 | 28.4145 | 11.9551
CZ02 | cAVVG | New Construction | 10003.3 | 19.3353 | 9.4929
CZ02 | cDXGF | Existing | 10003.3 | 41.9737 | 4.6154
CZ02 | cDXGF | New Construction | 10003.3 | 26.0576 | 5.0364
CZ02 | cDXHP | Existing | 10003.3 | 42.8138 | 1.6005
CZ02 | cDXHP | New Construction | 10003.3 | 26.9663 | 1.6
CZ02 | cDXOH | Existing | 10003.3 | 42.0168 | 1.6005
CZ02 | cDXOH | New Construction | 10003.3 | 26.0435 | 1.6
CZ02 | cPVVG | Existing | 10003.3 | 30.4157 | 7.195
CZ02 | cPVVG | New Construction | 10003.3 | 20.2733 | 6.8653
CZ03 | cAVVG | Existing | 10003.3 | 25.721 | 8.6237
CZ03 | cAVVG | New Construction | 10003.3 | 17.9139 | 7.4381
CZ03 | cDXGF | Existing | 10003.3 | 39.2419 | 3.2822
CZ03 | cDXGF | New Construction | 10003.3 | 24.8004 | 3.9707
CZ03 | cDXHP | Existing | 10003.3 | 39.6558 | 1.5951
CZ03 | cDXHP | New Construction | 10003.3 | 25.3724 | 1.5945
CZ03 | cDXOH | Existing | 10003.3 | 39.2524 | 1.5951
CZ03 | cDXOH | New Construction | 10003.3 | 24.7974 | 1.5946
CZ03 | cPVVG | Existing | 10003.3 | 28.1208 | 4.9858
CZ03 | cPVVG | New Construction | 10003.3 | 19.068 | 5.4445
CZ04 | cAVVG | Existing | 10003.3 | 30.4208 | 7.8747
CZ04 | cAVVG | New Construction | 10003.3 | 20.3607 | 6.1631
CZ04 | cDXGF | Existing | 10003.3 | 43.3452 | 2.8819
CZ04 | cDXGF | New Construction | 10003.3 | 26.7234 | 3.2037
CZ04 | cDXHP | Existing | 10003.3 | 43.693 | 1.5473
CZ04 | cDXHP | New Construction | 10003.3 | 27.132 | 1.5467
CZ04 | cDXOH | Existing | 10003.3 | 43.354 | 1.5473
CZ04 | cDXOH | New Construction | 10003.3 | 26.7161 | 1.5468
CZ04 | cPVVG | Existing | 10003.3 | 31.8744 | 4.4238
CZ04 | cPVVG | New Construction | 10003.3 | 20.9903 | 4.4344
CZ05 | cAVVG | Existing | 10003.3 | 26.6011 | 7.2328
CZ05 | cAVVG | New Construction | 10003.3 | 18.2537 | 6.9209
CZ05 | cDXGF | Existing | 10003.3 | 39.843 | 2.8756
CZ05 | cDXGF | New Construction | 10003.3 | 24.9766 | 3.5806
CZ05 | cDXHP | Existing | 10003.3 | 40.1857 | 1.5951
CZ05 | cDXHP | New Construction | 10003.3 | 25.4774 | 1.5946
CZ05 | cDXOH | Existing | 10003.3 | 39.8345 | 1.5952
CZ05 | cDXOH | New Construction | 10003.3 | 24.95 | 1.5946
CZ05 | cPVVG | Existing | 10003.3 | 29.0765 | 4.1775
CZ05 | cPVVG | New Construction | 10003.3 | 19.423 | 4.8091
CZ06 | cAVVG | Existing | 10003.3 | 32.083 | 3.4148
CZ06 | cAVVG | New Construction | 10003.3 | 21.3837 | 2.9248
CZ06 | cDXGF | Existing | 10003.3 | 42.6144 | 1.6652
CZ06 | cDXGF | New Construction | 10003.3 | 26.856 | 1.7881
CZ06 | cDXHP | Existing | 10003.3 | 42.5904 | 1.4855
CZ06 | cDXHP | New Construction | 10003.3 | 26.8527 | 1.485
CZ06 | cDXOH | Existing | 10003.3 | 42.6126 | 1.4855
CZ06 | cDXOH | New Construction | 10003.3 | 26.8496 | 1.4851
CZ06 | cPVVG | Existing | 10003.3 | 32.3084 | 2.0224
CZ06 | cPVVG | New Construction | 10003.3 | 21.3651 | 2.2067
CZ07 | cAVVG | Existing | 10003.3 | 32.5974 | 3.0578
CZ07 | cAVVG | New Construction | 10003.3 | 21.7739 | 2.7719
CZ07 | cDXGF | Existing | 10003.3 | 43.0874 | 1.599
CZ07 | cDXGF | New Construction | 10003.3 | 27.2894 | 1.7259
CZ07 | cDXHP | Existing | 10003.3 | 43.082 | 1.4691
CZ07 | cDXHP | New Construction | 10003.3 | 27.3012 | 1.4686
CZ07 | cDXOH | Existing | 10003.3 | 43.0858 | 1.4691
CZ07 | cDXOH | New Construction | 10003.3 | 27.2846 | 1.4687
CZ07 | cPVVG | Existing | 10003.3 | 32.87 | 1.8766
CZ07 | cPVVG | New Construction | 10003.3 | 21.7972 | 2.0923
CZ08 | cAVVG | Existing | 10003.3 | 34.5164 | 4.0181
CZ08 | cAVVG | New Construction | 10003.3 | 22.6942 | 3.4644
CZ08 | cDXGF | Existing | 10003.3 | 45.5419 | 1.7518
CZ08 | cDXGF | New Construction | 10003.3 | 28.415 | 1.9513
CZ08 | cDXHP | Existing | 10003.3 | 45.5906 | 1.4673
CZ08 | cDXHP | New Construction | 10003.3 | 28.5042 | 1.4669
CZ08 | cDXOH | Existing | 10003.3 | 45.5386 | 1.4674
CZ08 | cDXOH | New Construction | 10003.3 | 28.4039 | 1.4669
CZ08 | cPVVG | Existing | 10003.3 | 34.5253 | 2.2488
CZ08 | cPVVG | New Construction | 10003.3 | 22.5942 | 2.4967
CZ09 | cAVVG | Existing | 10003.3 | 36.6157 | 3.8642
CZ09 | cAVVG | New Construction | 10003.3 | 23.0393 | 2.788
CZ09 | cDXGF | Existing | 10003.3 | 48.1909 | 1.6691
CZ09 | cDXGF | New Construction | 10003.3 | 28.2283 | 1.7323
CZ09 | cDXHP | Existing | 10003.3 | 48.223 | 1.4498
CZ09 | cDXHP | New Construction | 10003.3 | 28.2674 | 1.4493
CZ09 | cDXOH | Existing | 10003.3 | 48.1882 | 1.4498
CZ09 | cDXOH | New Construction | 10003.3 | 28.2181 | 1.4493
CZ09 | cPVVG | Existing | 10003.3 | 36.4781 | 2.083
CZ09 | cPVVG | New Construction | 10003.3 | 22.7671 | 2.0985
CZ10 | cAVVG | Existing | 10003.3 | 37.0741 | 5.3434
CZ10 | cAVVG | New Construction | 10003.3 | 24.7384 | 4.439
CZ10 | cDXGF | Existing | 10003.3 | 47.828 | 2.2163
CZ10 | cDXGF | New Construction | 10003.3 | 30.8892 | 2.4408
CZ10 | cDXHP | Existing | 10003.3 | 48.0527 | 1.4398
CZ10 | cDXHP | New Construction | 10003.3 | 31.1588 | 1.4393
CZ10 | cDXOH | Existing | 10003.3 | 47.814 | 1.4398
CZ10 | cDXOH | New Construction | 10003.3 | 30.8591 | 1.4394
CZ10 | cPVVG | Existing | 10003.3 | 36.9595 | 3.1431
CZ10 | cPVVG | New Construction | 10003.3 | 24.9033 | 3.1782
CZ11 | cAVVG | Existing | 10003.3 | 39.0234 | 12.4407
CZ11 | cAVVG | New Construction | 10003.3 | 24.3714 | 9.2681
CZ11 | cDXGF | Existing | 10003.3 | 51.5448 | 4.4355
CZ11 | cDXGF | New Construction | 10003.3 | 30.9186 | 4.8302
CZ11 | cDXHP | Existing | 10003.3 | 52.4006 | 1.4673
CZ11 | cDXHP | New Construction | 10003.3 | 31.8374 | 1.4668
CZ11 | cDXOH | Existing | 10003.3 | 51.6578 | 1.4674
CZ11 | cDXOH | New Construction | 10003.3 | 30.9337 | 1.4668
CZ11 | cPVVG | Existing | 10003.3 | 39.3351 | 7.2947
CZ11 | cPVVG | New Construction | 10003.3 | 25.0972 | 6.7085
CZ12 | cAVVG | Existing | 10003.3 | 35.6156 | 10.7799
CZ12 | cAVVG | New Construction | 10003.3 | 22.6811 | 8.7988
CZ12 | cDXGF | Existing | 10003.3 | 47.2387 | 4.2643
CZ12 | cDXGF | New Construction | 10003.3 | 28.9573 | 4.8689
CZ12 | cDXHP | Existing | 10003.3 | 48.0366 | 1.503
CZ12 | cDXHP | New Construction | 10003.3 | 29.8679 | 1.5025
CZ12 | cDXOH | Existing | 10003.3 | 47.3342 | 1.503
CZ12 | cDXOH | New Construction | 10003.3 | 28.9846 | 1.5025
CZ12 | cPVVG | Existing | 10003.3 | 36.0704 | 6.6965
CZ12 | cPVVG | New Construction | 10003.3 | 23.4042 | 6.5909
CZ13 | cAVVG | Existing | 10003.3 | 40.8648 | 9.0515
CZ13 | cAVVG | New Construction | 10003.3 | 25.6097 | 7.5232
CZ13 | cDXGF | Existing | 10003.3 | 51.9063 | 3.4641
CZ13 | cDXGF | New Construction | 10003.3 | 31.6335 | 4.1266
CZ13 | cDXHP | Existing | 10003.3 | 52.4871 | 1.4307
CZ13 | cDXHP | New Construction | 10003.3 | 32.3456 | 1.4301
CZ13 | cDXOH | Existing | 10003.3 | 51.9574 | 1.4307
CZ13 | cDXOH | New Construction | 10003.3 | 31.653 | 1.4301
CZ13 | cPVVG | Existing | 10003.3 | 40.4154 | 5.5335
CZ13 | cPVVG | New Construction | 10003.3 | 25.9617 | 5.6638
CZ14 | cAVVG | Existing | 10003.3 | 44.6629 | 6.9208
CZ14 | cAVVG | New Construction | 10003.3 | 29.1773 | 5.6473
CZ14 | cDXGF | Existing | 10003.3 | 57.2152 | 2.4225
CZ14 | cDXGF | New Construction | 10003.3 | 35.0371 | 2.8881
CZ14 | cDXHP | Existing | 10003.3 | 57.5469 | 1.3684
CZ14 | cDXHP | New Construction | 10003.3 | 35.4644 | 1.3679
CZ14 | cDXOH | Existing | 10003.3 | 57.2225 | 1.3684
CZ14 | cDXOH | New Construction | 10003.3 | 35.0238 | 1.368
CZ14 | cPVVG | Existing | 10003.3 | 44.8476 | 3.8006
CZ14 | cPVVG | New Construction | 10003.3 | 28.8597 | 4.0762
CZ15 | cAVVG | Existing | 10003.3 | 50.772 | 3.3279
CZ15 | cAVVG | New Construction | 10003.3 | 32.8846 | 2.5208
CZ15 | cDXGF | Existing | 10003.3 | 60.9829 | 1.4155
CZ15 | cDXGF | New Construction | 10003.3 | 37.7346 | 1.5199
CZ15 | cDXHP | Existing | 10003.3 | 61.0418 | 1.2377
CZ15 | cDXHP | New Construction | 10003.3 | 37.8159 | 1.2372
CZ15 | cDXOH | Existing | 10003.3 | 60.9793 | 1.2377
CZ15 | cDXOH | New Construction | 10003.3 | 37.7163 | 1.2372
CZ15 | cPVVG | Existing | 10003.3 | 49.589 | 1.7663
CZ15 | cPVVG | New Construction | 10003.3 | 32.227 | 1.8394
CZ16 | cAVVG | Existing | 10003.3 | 36.3956 | 15.0033
CZ16 | cAVVG | New Construction | 10003.3 | 24.0181 | 12.4587
CZ16 | cDXGF | Existing | 10003.3 | 51.9537 | 6.1197
CZ16 | cDXGF | New Construction | 10003.3 | 32.2105 | 6.9204
CZ16 | cDXHP | Existing | 10003.3 | 53.565 | 1.5776
CZ16 | cDXHP | New Construction | 10003.3 | 33.9818 | 1.5771
CZ16 | cDXOH | Existing | 10003.3 | 52.2512 | 1.5776
CZ16 | cDXOH | New Construction | 10003.3 | 32.4229 | 1.5772
CZ16 | cPVVG | Existing | 10003.3 | 38.8764 | 9.5354
CZ16 | cPVVG | New Construction | 10003.3 | 25.4588 | 9.3795

## Energy Usage_Figures
Energy Figures (from 'Energy Usage' Tab)
cAVVG ¦ Annual Electricity Intensity (kBtu/ft²) |  |  | cAVVG ¦ Annual Gas Intensity (kBtu/ft²)
Climate Zone | Existing | New Construction | Climate Zone | Existing | New Construction
CZ01 | 21.2127 | 15.8022 | CZ01 | 16.323 | 15.4082
CZ02 | 28.4145 | 19.3353 | CZ02 | 11.9551 | 9.4929
CZ03 | 25.721 | 17.9139 | CZ03 | 8.6237 | 7.4381
CZ04 | 30.4208 | 20.3607 | CZ04 | 7.8747 | 6.1631
CZ05 | 26.6011 | 18.2537 | CZ05 | 7.2328 | 6.9209
CZ06 | 32.083 | 21.3837 | CZ06 | 3.4148 | 2.9248
CZ07 | 32.5974 | 21.7739 | CZ07 | 3.0578 | 2.7719
CZ08 | 34.5164 | 22.6942 | CZ08 | 4.0181 | 3.4644
CZ09 | 36.6157 | 23.0393 | CZ09 | 3.8642 | 2.788
CZ10 | 37.0741 | 24.7384 | CZ10 | 5.3434 | 4.439
CZ11 | 39.0234 | 24.3714 | CZ11 | 12.4407 | 9.2681
CZ12 | 35.6156 | 22.6811 | CZ12 | 10.7799 | 8.7988
CZ13 | 40.8648 | 25.6097 | CZ13 | 9.0515 | 7.5232
CZ14 | 44.6629 | 29.1773 | CZ14 | 6.9208 | 5.6473
CZ15 | 50.772 | 32.8846 | CZ15 | 3.3279 | 2.5208
CZ16 | 36.3956 | 24.0181 | CZ16 | 15.0033 | 12.4587
cDXGF ¦ Annual Electricity Intensity (kBtu/ft²) |  |  | cDXGF ¦ Annual Gas Intensity (kBtu/ft²)
Climate Zone | Existing | New Construction | Climate Zone | Existing | New Construction
CZ01 | 34.2631 | 22.3586 | CZ01 | 7.004 | 8.3149
CZ02 | 41.9737 | 26.0576 | CZ02 | 4.6154 | 5.0364
CZ03 | 39.2419 | 24.8004 | CZ03 | 3.2822 | 3.9707
CZ04 | 43.3452 | 26.7234 | CZ04 | 2.8819 | 3.2037
CZ05 | 39.843 | 24.9766 | CZ05 | 2.8756 | 3.5806
CZ06 | 42.6144 | 26.856 | CZ06 | 1.6652 | 1.7881
CZ07 | 43.0874 | 27.2894 | CZ07 | 1.599 | 1.7259
CZ08 | 45.5419 | 28.415 | CZ08 | 1.7518 | 1.9513
CZ09 | 48.1909 | 28.2283 | CZ09 | 1.6691 | 1.7323
CZ10 | 47.828 | 30.8892 | CZ10 | 2.2163 | 2.4408
CZ11 | 51.5448 | 30.9186 | CZ11 | 4.4355 | 4.8302
CZ12 | 47.2387 | 28.9573 | CZ12 | 4.2643 | 4.8689
CZ13 | 51.9063 | 31.6335 | CZ13 | 3.4641 | 4.1266
CZ14 | 57.2152 | 35.0371 | CZ14 | 2.4225 | 2.8881
CZ15 | 60.9829 | 37.7346 | CZ15 | 1.4155 | 1.5199
CZ16 | 51.9537 | 32.2105 | CZ16 | 6.1197 | 6.9204
cDXHP ¦ Annual Electricity Intensity (kBtu/ft²) |  |  | cDXHP ¦ Annual Gas Intensity (kBtu/ft²)
Climate Zone | Existing | New Construction | Climate Zone | Existing | New Construction
CZ01 | 35.5515 | 23.9419 | CZ01 | 1.7238 | 1.7232
CZ02 | 42.8138 | 26.9663 | CZ02 | 1.6005 | 1.6
CZ03 | 39.6558 | 25.3724 | CZ03 | 1.5951 | 1.5945
CZ04 | 43.693 | 27.132 | CZ04 | 1.5473 | 1.5467
CZ05 | 40.1857 | 25.4774 | CZ05 | 1.5951 | 1.5946
CZ06 | 42.5904 | 26.8527 | CZ06 | 1.4855 | 1.485
CZ07 | 43.082 | 27.3012 | CZ07 | 1.4691 | 1.4686
CZ08 | 45.5906 | 28.5042 | CZ08 | 1.4673 | 1.4669
CZ09 | 48.223 | 28.2674 | CZ09 | 1.4498 | 1.4493
CZ10 | 48.0527 | 31.1588 | CZ10 | 1.4398 | 1.4393
CZ11 | 52.4006 | 31.8374 | CZ11 | 1.4673 | 1.4668
CZ12 | 48.0366 | 29.8679 | CZ12 | 1.503 | 1.5025
CZ13 | 52.4871 | 32.3456 | CZ13 | 1.4307 | 1.4301
CZ14 | 57.5469 | 35.4644 | CZ14 | 1.3684 | 1.3679
CZ15 | 61.0418 | 37.8159 | CZ15 | 1.2377 | 1.2372
CZ16 | 53.565 | 33.9818 | CZ16 | 1.5776 | 1.5771
cDXOH ¦ Annual Electricity Intensity (kBtu/ft²) |  |  | cDXOH ¦ Annual Gas Intensity (kBtu/ft²)
Climate Zone | Existing | New Construction | Climate Zone | Existing | New Construction
CZ01 | 34.3892 | 22.4156 | CZ01 | 1.7238 | 1.7233
CZ02 | 42.0168 | 26.0435 | CZ02 | 1.6005 | 1.6
CZ03 | 39.2524 | 24.7974 | CZ03 | 1.5951 | 1.5946
CZ04 | 43.354 | 26.7161 | CZ04 | 1.5473 | 1.5468
CZ05 | 39.8345 | 24.95 | CZ05 | 1.5952 | 1.5946
CZ06 | 42.6126 | 26.8496 | CZ06 | 1.4855 | 1.4851
CZ07 | 43.0858 | 27.2846 | CZ07 | 1.4691 | 1.4687
CZ08 | 45.5386 | 28.4039 | CZ08 | 1.4674 | 1.4669
CZ09 | 48.1882 | 28.2181 | CZ09 | 1.4498 | 1.4493
CZ10 | 47.814 | 30.8591 | CZ10 | 1.4398 | 1.4394
CZ11 | 51.6578 | 30.9337 | CZ11 | 1.4674 | 1.4668
CZ12 | 47.3342 | 28.9846 | CZ12 | 1.503 | 1.5025
CZ13 | 51.9574 | 31.653 | CZ13 | 1.4307 | 1.4301
CZ14 | 57.2225 | 35.0238 | CZ14 | 1.3684 | 1.368
CZ15 | 60.9793 | 37.7163 | CZ15 | 1.2377 | 1.2372
CZ16 | 52.2512 | 32.4229 | CZ16 | 1.5776 | 1.5772
cPVVG ¦ Annual Electricity Intensity (kBtu/ft²) |  |  | cPVVG ¦ Annual Gas Intensity (kBtu/ft²)
Climate Zone | Existing | New Construction | Climate Zone | Existing | New Construction
CZ01 | 24.1839 | 17.3876 | CZ01 | 10.6427 | 11.1175
CZ02 | 30.4157 | 20.2733 | CZ02 | 7.195 | 6.8653
CZ03 | 28.1208 | 19.068 | CZ03 | 4.9858 | 5.4445
CZ04 | 31.8744 | 20.9903 | CZ04 | 4.4238 | 4.4344
CZ05 | 29.0765 | 19.423 | CZ05 | 4.1775 | 4.8091
CZ06 | 32.3084 | 21.3651 | CZ06 | 2.0224 | 2.2067
CZ07 | 32.87 | 21.7972 | CZ07 | 1.8766 | 2.0923
CZ08 | 34.5253 | 22.5942 | CZ08 | 2.2488 | 2.4967
CZ09 | 36.4781 | 22.7671 | CZ09 | 2.083 | 2.0985
CZ10 | 36.9595 | 24.9033 | CZ10 | 3.1431 | 3.1782
CZ11 | 39.3351 | 25.0972 | CZ11 | 7.2947 | 6.7085
CZ12 | 36.0704 | 23.4042 | CZ12 | 6.6965 | 6.5909
CZ13 | 40.4154 | 25.9617 | CZ13 | 5.5335 | 5.6638
CZ14 | 44.8476 | 28.8597 | CZ14 | 3.8006 | 4.0762
CZ15 | 49.589 | 32.227 | CZ15 | 1.7663 | 1.8394
CZ16 | 38.8764 | 25.4588 | CZ16 | 9.5354 | 9.3795

## Raw_totalendusesannual (hidden)
Vintage | Climate Zone | HVAC System | Electricity (kBtu) | Natural Gas (kBtu)
Existing | CZ01 | cAVVG | 212197.05 | 163283.59
Existing | CZ02 | cAVVG | 284239.18 | 119590.82
Existing | CZ03 | cAVVG | 257295.24 | 86265.79
Existing | CZ04 | cAVVG | 304308.26 | 78772.52
Existing | CZ05 | cAVVG | 266098.74 | 72351.57
Existing | CZ06 | cAVVG | 320936.36 | 34159.49
Existing | CZ07 | cAVVG | 326082.03 | 30587.89
Existing | CZ08 | cAVVG | 345278.12 | 40194.21
Existing | CZ09 | cAVVG | 366277.65 | 38655.19
Existing | CZ10 | cAVVG | 370863.67 | 53451.8
Existing | CZ11 | cAVVG | 390362.72 | 124447.95
Existing | CZ12 | cAVVG | 356273.57 | 107834.9
Existing | CZ13 | cAVVG | 408783.3 | 90545.15
Existing | CZ14 | cAVVG | 446776.36 | 69231.18
Existing | CZ15 | cAVVG | 507888.04 | 33289.49
Existing | CZ16 | cAVVG | 364075.61 | 150082.47
New Construction | CZ01 | cAVVG | 158074.05 | 154132.37
New Construction | CZ02 | cAVVG | 193416.89 | 94960.56
New Construction | CZ03 | cAVVG | 179197.88 | 74405.12
New Construction | CZ04 | cAVVG | 203673.82 | 61651.13
New Construction | CZ05 | cAVVG | 182596.88 | 69231.94
New Construction | CZ06 | cAVVG | 213907.34 | 29257.9
New Construction | CZ07 | cAVVG | 217811.06 | 27727.91
New Construction | CZ08 | cAVVG | 227016.99 | 34655.12
New Construction | CZ09 | cAVVG | 230469.38 | 27889.43
New Construction | CZ10 | cAVVG | 247465.26 | 44404.98
New Construction | CZ11 | cAVVG | 243794 | 92711.84
New Construction | CZ12 | cAVVG | 226885.61 | 88017.03
New Construction | CZ13 | cAVVG | 256181.64 | 75256.35
New Construction | CZ14 | cAVVG | 291868.79 | 56491.73
New Construction | CZ15 | cAVVG | 328954.89 | 25216.61
New Construction | CZ16 | cAVVG | 240260.3 | 124628.21
Existing | CZ01 | cDXGF | 342744.22 | 70062.76
Existing | CZ02 | cDXGF | 419875.44 | 46169.01
Existing | CZ03 | cDXGF | 392548.07 | 32832.73
Existing | CZ04 | cDXGF | 433594.6 | 28828.64
Existing | CZ05 | cDXGF | 398561.83 | 28765.2
Existing | CZ06 | cDXGF | 426284.25 | 16657.73
Existing | CZ07 | cDXGF | 431015.88 | 15995.71
Existing | CZ08 | cDXGF | 455569.59 | 17523.31
Existing | CZ09 | cDXGF | 482068.16 | 16696.01
Existing | CZ10 | cDXGF | 478437.62 | 22170.26
Existing | CZ11 | cDXGF | 515617.77 | 44369.44
Existing | CZ12 | cDXGF | 472542.78 | 42657.31
Existing | CZ13 | cDXGF | 519234.78 | 34652.79
Existing | CZ14 | cDXGF | 572340.31 | 24232.78
Existing | CZ15 | cDXGF | 610030.4 | 14159.51
Existing | CZ16 | cDXGF | 519708.18 | 61216.87
New Construction | CZ01 | cDXGF | 223659.53 | 83176.85
New Construction | CZ02 | cDXGF | 260662.04 | 50380.46
New Construction | CZ03 | cDXGF | 248085.94 | 39719.95
New Construction | CZ04 | cDXGF | 267322.45 | 32047.64
New Construction | CZ05 | cDXGF | 249848.77 | 35818.02
New Construction | CZ06 | cDXGF | 268649.04 | 17886.78
New Construction | CZ07 | cDXGF | 272984.36 | 17264.62
New Construction | CZ08 | cDXGF | 284243.53 | 19519.03
New Construction | CZ09 | cDXGF | 282376.03 | 17328.58
New Construction | CZ10 | cDXGF | 308993.82 | 24415.68
New Construction | CZ11 | cDXGF | 309287.85 | 48317.75
New Construction | CZ12 | cDXGF | 289668.11 | 48705.55
New Construction | CZ13 | cDXGF | 316439.28 | 41279.98
New Construction | CZ14 | cDXGF | 350487 | 28890.21
New Construction | CZ15 | cDXGF | 377470.24 | 15203.8
New Construction | CZ16 | cDXGF | 322211.17 | 69227.02
Existing | CZ01 | cDXHP | 355632.08 | 17243.28
Existing | CZ02 | cDXHP | 428279.67 | 16010.52
Existing | CZ03 | cDXHP | 396688.37 | 15955.86
Existing | CZ04 | cDXHP | 437074.48 | 15478.44
Existing | CZ05 | cDXHP | 401989.59 | 15956.7
Existing | CZ06 | cDXHP | 426044.88 | 14859.95
Existing | CZ07 | cDXHP | 430962.52 | 14696.08
Existing | CZ08 | cDXHP | 456056.32 | 14678.33
Existing | CZ09 | cDXHP | 482389.51 | 14502.97
Existing | CZ10 | cDXHP | 480685.56 | 14403.04
Existing | CZ11 | cDXHP | 524179.33 | 14678.29
Existing | CZ12 | cDXHP | 480524.77 | 15034.79
Existing | CZ13 | cDXHP | 525044.42 | 14311.41
Existing | CZ14 | cDXHP | 575659.05 | 13688.78
Existing | CZ15 | cDXHP | 610619.12 | 12381.53
Existing | CZ16 | cDXHP | 535826.39 | 15780.97
New Construction | CZ01 | cDXHP | 239498.11 | 17237.58
New Construction | CZ02 | cDXHP | 269752.11 | 16005.06
New Construction | CZ03 | cDXHP | 253807.66 | 15950.63
New Construction | CZ04 | cDXHP | 271409.07 | 15472.39
New Construction | CZ05 | cDXHP | 254858.04 | 15951.16
New Construction | CZ06 | cDXHP | 268615.24 | 14855.4
New Construction | CZ07 | cDXHP | 273102.13 | 14691.13
New Construction | CZ08 | cDXHP | 285136.36 | 14674.02
New Construction | CZ09 | cDXHP | 282767.06 | 14497.45
New Construction | CZ10 | cDXHP | 311691.07 | 14398.17
New Construction | CZ11 | cDXHP | 318478.73 | 14672.73
New Construction | CZ12 | cDXHP | 298778 | 15030.02
New Construction | CZ13 | cDXHP | 323562.28 | 14305.91
New Construction | CZ14 | cDXHP | 354760.58 | 13683.91
New Construction | CZ15 | cDXHP | 378283.68 | 12375.85
New Construction | CZ16 | cDXHP | 339930.39 | 15776.65
Existing | CZ01 | cDXOH | 344005.12 | 17243.46
Existing | CZ02 | cDXOH | 420307.12 | 16010.58
Existing | CZ03 | cDXOH | 392653.07 | 15955.89
Existing | CZ04 | cDXOH | 433683.06 | 15478.48
Existing | CZ05 | cDXOH | 398476.64 | 15956.96
Existing | CZ06 | cDXOH | 426266.86 | 14859.95
Existing | CZ07 | cDXOH | 431000.51 | 14696.1
Existing | CZ08 | cDXOH | 455535.82 | 14678.37
Existing | CZ09 | cDXOH | 482040.73 | 14503.03
Existing | CZ10 | cDXOH | 478297.78 | 14403.05
Existing | CZ11 | cDXOH | 516748.31 | 14678.36
Existing | CZ12 | cDXOH | 473497.82 | 15035.3
Existing | CZ13 | cDXOH | 519745.15 | 14311.52
Existing | CZ14 | cDXOH | 572413.86 | 13688.81
Existing | CZ15 | cDXOH | 609994.56 | 12381.55
Existing | CZ16 | cDXOH | 522684.34 | 15780.97
New Construction | CZ01 | cDXOH | 224230.35 | 17238.45
New Construction | CZ02 | cDXOH | 260521.17 | 16005.36
New Construction | CZ03 | cDXOH | 248055.92 | 15950.94
New Construction | CZ04 | cDXOH | 267249.04 | 15472.89
New Construction | CZ05 | cDXOH | 249582.01 | 15951.71
New Construction | CZ06 | cDXOH | 268584.44 | 14855.5
New Construction | CZ07 | cDXOH | 272936.49 | 14691.61
New Construction | CZ08 | cDXOH | 284132.3 | 14674.13
New Construction | CZ09 | cDXOH | 282273.75 | 14497.31
New Construction | CZ10 | cDXOH | 308692.55 | 14398.36
New Construction | CZ11 | cDXOH | 309439.51 | 14673.3
New Construction | CZ12 | cDXOH | 289941.87 | 15029.75
New Construction | CZ13 | cDXOH | 316634.01 | 14306.14
New Construction | CZ14 | cDXOH | 350353.74 | 13684.67
New Construction | CZ15 | cDXOH | 377287.13 | 12376.02
New Construction | CZ16 | cDXOH | 324336.19 | 15777.21
Existing | CZ01 | cPVVG | 241919.04 | 106462.22
Existing | CZ02 | cPVVG | 304257.1 | 71973.28
Existing | CZ03 | cPVVG | 281300.63 | 49874.26
Existing | CZ04 | cPVVG | 318848.89 | 44253.09
Existing | CZ05 | cPVVG | 290861.09 | 41789.13
Existing | CZ06 | cPVVG | 323190.74 | 20230.86
Existing | CZ07 | cPVVG | 328808.54 | 18771.91
Existing | CZ08 | cPVVG | 345367.08 | 22495.45
Existing | CZ09 | cPVVG | 364900.91 | 20837.05
Existing | CZ10 | cPVVG | 369717.26 | 31441.41
Existing | CZ11 | cPVVG | 393481.04 | 72971.38
Existing | CZ12 | cPVVG | 360822.57 | 66987.51
Existing | CZ13 | cPVVG | 404287.62 | 55353.49
Existing | CZ14 | cPVVG | 448623.96 | 38018.89
Existing | CZ15 | cPVVG | 496053.88 | 17668.38
Existing | CZ16 | cPVVG | 388892.68 | 95385.13
New Construction | CZ01 | cPVVG | 173932.89 | 111212.09
New Construction | CZ02 | cPVVG | 202800.1 | 68675.66
New Construction | CZ03 | cPVVG | 190742.57 | 54463.46
New Construction | CZ04 | cPVVG | 209972.21 | 44358.78
New Construction | CZ05 | cPVVG | 194294.33 | 48106.73
New Construction | CZ06 | cPVVG | 213721.76 | 22074.4
New Construction | CZ07 | cPVVG | 218043.82 | 20929.66
New Construction | CZ08 | cPVVG | 226016.62 | 24975.31
New Construction | CZ09 | cPVVG | 227745.72 | 20992.17
New Construction | CZ10 | cPVVG | 249114.74 | 31792.52
New Construction | CZ11 | cPVVG | 251054.35 | 67106.95
New Construction | CZ12 | cPVVG | 234119.3 | 65931.21
New Construction | CZ13 | cPVVG | 259702.32 | 56656.62
New Construction | CZ14 | cPVVG | 288692.41 | 40775.34
New Construction | CZ15 | cPVVG | 322376.16 | 18399.88
New Construction | CZ16 | cPVVG | 254672.48 | 93825.72

## Energy Usage by End Use
Energy Consumption by End Use - Office - Small
Climate Zone | HVAC System | Vintage | End Use | Electricity (kBtu) | Natural Gas (kBtu) | Note
CZ01 | cAVVG | Existing | Heating | 0 | 146040.14
CZ01 | cAVVG | Existing | Cooling | 3193.08 | 0
CZ01 | cAVVG | Existing | Interior Lighting | 81239.17 | 0
CZ01 | cAVVG | Existing | Exterior Lighting | 0 | 0
CZ01 | cAVVG | Existing | Interior Equipment | 100611.51 | 0
CZ01 | cAVVG | Existing | Exterior Equipment | 0 | 0
CZ01 | cAVVG | Existing | Fans | 26816.6 | 0
CZ01 | cAVVG | Existing | Pumps | 336.68 | 0
CZ01 | cAVVG | Existing | Heat Rejection | 0 | 0
CZ01 | cAVVG | Existing | Humidification | 0 | 0
CZ01 | cAVVG | Existing | Heat Recovery | 0 | 0
CZ01 | cAVVG | Existing | Water Systems | 0 | 17243.45
CZ01 | cAVVG | Existing | Refrigeration | 0 | 0
CZ01 | cAVVG | Existing | Generators | 0 | 0
CZ01 | cAVVG | Existing | Total End Uses | 212197.05 | 163283.59
CZ02 | cAVVG | Existing | Heating | 0 | 103580.09
CZ02 | cAVVG | Existing | Cooling | 55585.78 | 0
CZ02 | cAVVG | Existing | Interior Lighting | 81239.17 | 0
CZ02 | cAVVG | Existing | Exterior Lighting | 0 | 0
CZ02 | cAVVG | Existing | Interior Equipment | 100611.51 | 0
CZ02 | cAVVG | Existing | Exterior Equipment | 0 | 0
CZ02 | cAVVG | Existing | Fans | 44302.83 | 0
CZ02 | cAVVG | Existing | Pumps | 2499.88 | 0
CZ02 | cAVVG | Existing | Heat Rejection | 0 | 0
CZ02 | cAVVG | Existing | Humidification | 0 | 0
CZ02 | cAVVG | Existing | Heat Recovery | 0 | 0
CZ02 | cAVVG | Existing | Water Systems | 0 | 16010.73
CZ02 | cAVVG | Existing | Refrigeration | 0 | 0
CZ02 | cAVVG | Existing | Generators | 0 | 0
CZ02 | cAVVG | Existing | Total End Uses | 284239.18 | 119590.82
CZ03 | cAVVG | Existing | Heating | 0 | 70310.27
CZ03 | cAVVG | Existing | Cooling | 35086.71 | 0
CZ03 | cAVVG | Existing | Interior Lighting | 81239.17 | 0
CZ03 | cAVVG | Existing | Exterior Lighting | 0 | 0
CZ03 | cAVVG | Existing | Interior Equipment | 100611.51 | 0
CZ03 | cAVVG | Existing | Exterior Equipment | 0 | 0
CZ03 | cAVVG | Existing | Fans | 38265.36 | 0
CZ03 | cAVVG | Existing | Pumps | 2092.48 | 0
CZ03 | cAVVG | Existing | Heat Rejection | 0 | 0
CZ03 | cAVVG | Existing | Humidification | 0 | 0
CZ03 | cAVVG | Existing | Heat Recovery | 0 | 0
CZ03 | cAVVG | Existing | Water Systems | 0 | 15955.52
CZ03 | cAVVG | Existing | Refrigeration | 0 | 0
CZ03 | cAVVG | Existing | Generators | 0 | 0
CZ03 | cAVVG | Existing | Total End Uses | 257295.24 | 86265.79
CZ04 | cAVVG | Existing | Heating | 0 | 63294.63
CZ04 | cAVVG | Existing | Cooling | 67939.09 | 0
CZ04 | cAVVG | Existing | Interior Lighting | 81239.17 | 0
CZ04 | cAVVG | Existing | Exterior Lighting | 0 | 0
CZ04 | cAVVG | Existing | Interior Equipment | 100611.51 | 0
CZ04 | cAVVG | Existing | Exterior Equipment | 0 | 0
CZ04 | cAVVG | Existing | Fans | 51527.54 | 0
CZ04 | cAVVG | Existing | Pumps | 2990.94 | 0
CZ04 | cAVVG | Existing | Heat Rejection | 0 | 0
CZ04 | cAVVG | Existing | Humidification | 0 | 0
CZ04 | cAVVG | Existing | Heat Recovery | 0 | 0
CZ04 | cAVVG | Existing | Water Systems | 0 | 15477.89
CZ04 | cAVVG | Existing | Refrigeration | 0 | 0
CZ04 | cAVVG | Existing | Generators | 0 | 0
CZ04 | cAVVG | Existing | Total End Uses | 304308.26 | 78772.52
CZ05 | cAVVG | Existing | Heating | 0 | 56395.07
CZ05 | cAVVG | Existing | Cooling | 43026.84 | 0
CZ05 | cAVVG | Existing | Interior Lighting | 81239.17 | 0
CZ05 | cAVVG | Existing | Exterior Lighting | 0 | 0
CZ05 | cAVVG | Existing | Interior Equipment | 100611.51 | 0
CZ05 | cAVVG | Existing | Exterior Equipment | 0 | 0
CZ05 | cAVVG | Existing | Fans | 39104.81 | 0
CZ05 | cAVVG | Existing | Pumps | 2116.4 | 0
CZ05 | cAVVG | Existing | Heat Rejection | 0 | 0
CZ05 | cAVVG | Existing | Humidification | 0 | 0
CZ05 | cAVVG | Existing | Heat Recovery | 0 | 0
CZ05 | cAVVG | Existing | Water Systems | 0 | 15956.5
CZ05 | cAVVG | Existing | Refrigeration | 0 | 0
CZ05 | cAVVG | Existing | Generators | 0 | 0
CZ05 | cAVVG | Existing | Total End Uses | 266098.74 | 72351.57
CZ06 | cAVVG | Existing | Heating | 0 | 19299.57
CZ06 | cAVVG | Existing | Cooling | 77017.68 | 0
CZ06 | cAVVG | Existing | Interior Lighting | 81239.17 | 0
CZ06 | cAVVG | Existing | Exterior Lighting | 0 | 0
CZ06 | cAVVG | Existing | Interior Equipment | 100611.51 | 0
CZ06 | cAVVG | Existing | Exterior Equipment | 0 | 0
CZ06 | cAVVG | Existing | Fans | 58247.42 | 0
CZ06 | cAVVG | Existing | Pumps | 3820.57 | 0
CZ06 | cAVVG | Existing | Heat Rejection | 0 | 0
CZ06 | cAVVG | Existing | Humidification | 0 | 0
CZ06 | cAVVG | Existing | Heat Recovery | 0 | 0
CZ06 | cAVVG | Existing | Water Systems | 0 | 14859.92
CZ06 | cAVVG | Existing | Refrigeration | 0 | 0
CZ06 | cAVVG | Existing | Generators | 0 | 0
CZ06 | cAVVG | Existing | Total End Uses | 320936.36 | 34159.49
CZ07 | cAVVG | Existing | Heating | 0 | 15891.7
CZ07 | cAVVG | Existing | Cooling | 82476.56 | 0
CZ07 | cAVVG | Existing | Interior Lighting | 81239.17 | 0
CZ07 | cAVVG | Existing | Exterior Lighting | 0 | 0
CZ07 | cAVVG | Existing | Interior Equipment | 100611.51 | 0
CZ07 | cAVVG | Existing | Exterior Equipment | 0 | 0
CZ07 | cAVVG | Existing | Fans | 57719.71 | 0
CZ07 | cAVVG | Existing | Pumps | 4035.07 | 0
CZ07 | cAVVG | Existing | Heat Rejection | 0 | 0
CZ07 | cAVVG | Existing | Humidification | 0 | 0
CZ07 | cAVVG | Existing | Heat Recovery | 0 | 0
CZ07 | cAVVG | Existing | Water Systems | 0 | 14696.19
CZ07 | cAVVG | Existing | Refrigeration | 0 | 0
CZ07 | cAVVG | Existing | Generators | 0 | 0
CZ07 | cAVVG | Existing | Total End Uses | 326082.03 | 30587.89
CZ08 | cAVVG | Existing | Heating | 0 | 25515.69
CZ08 | cAVVG | Existing | Cooling | 97860.54 | 0
CZ08 | cAVVG | Existing | Interior Lighting | 81239.17 | 0
CZ08 | cAVVG | Existing | Exterior Lighting | 0 | 0
CZ08 | cAVVG | Existing | Interior Equipment | 100611.51 | 0
CZ08 | cAVVG | Existing | Exterior Equipment | 0 | 0
CZ08 | cAVVG | Existing | Fans | 61321.52 | 0
CZ08 | cAVVG | Existing | Pumps | 4245.38 | 0
CZ08 | cAVVG | Existing | Heat Rejection | 0 | 0
CZ08 | cAVVG | Existing | Humidification | 0 | 0
CZ08 | cAVVG | Existing | Heat Recovery | 0 | 0
CZ08 | cAVVG | Existing | Water Systems | 0 | 14678.52
CZ08 | cAVVG | Existing | Refrigeration | 0 | 0
CZ08 | cAVVG | Existing | Generators | 0 | 0
CZ08 | cAVVG | Existing | Total End Uses | 345278.12 | 40194.21
CZ09 | cAVVG | Existing | Heating | 0 | 24152.33
CZ09 | cAVVG | Existing | Cooling | 111615.41 | 0
CZ09 | cAVVG | Existing | Interior Lighting | 81239.17 | 0
CZ09 | cAVVG | Existing | Exterior Lighting | 0 | 0
CZ09 | cAVVG | Existing | Interior Equipment | 100611.51 | 0
CZ09 | cAVVG | Existing | Exterior Equipment | 0 | 0
CZ09 | cAVVG | Existing | Fans | 68210.55 | 0
CZ09 | cAVVG | Existing | Pumps | 4601.01 | 0
CZ09 | cAVVG | Existing | Heat Rejection | 0 | 0
CZ09 | cAVVG | Existing | Humidification | 0 | 0
CZ09 | cAVVG | Existing | Heat Recovery | 0 | 0
CZ09 | cAVVG | Existing | Water Systems | 0 | 14502.86
CZ09 | cAVVG | Existing | Refrigeration | 0 | 0
CZ09 | cAVVG | Existing | Generators | 0 | 0
CZ09 | cAVVG | Existing | Total End Uses | 366277.65 | 38655.19
CZ10 | cAVVG | Existing | Heating | 0 | 39048.81
CZ10 | cAVVG | Existing | Cooling | 121148.07 | 0
CZ10 | cAVVG | Existing | Interior Lighting | 81239.17 | 0
CZ10 | cAVVG | Existing | Exterior Lighting | 0 | 0
CZ10 | cAVVG | Existing | Interior Equipment | 100611.51 | 0
CZ10 | cAVVG | Existing | Exterior Equipment | 0 | 0
CZ10 | cAVVG | Existing | Fans | 63696.17 | 0
CZ10 | cAVVG | Existing | Pumps | 4168.74 | 0
CZ10 | cAVVG | Existing | Heat Rejection | 0 | 0
CZ10 | cAVVG | Existing | Humidification | 0 | 0
CZ10 | cAVVG | Existing | Heat Recovery | 0 | 0
CZ10 | cAVVG | Existing | Water Systems | 0 | 14402.98
CZ10 | cAVVG | Existing | Refrigeration | 0 | 0
CZ10 | cAVVG | Existing | Generators | 0 | 0
CZ10 | cAVVG | Existing | Total End Uses | 370863.67 | 53451.8
CZ11 | cAVVG | Existing | Heating | 0 | 109769.48
CZ11 | cAVVG | Existing | Cooling | 132633.74 | 0
CZ11 | cAVVG | Existing | Interior Lighting | 81239.17 | 0
CZ11 | cAVVG | Existing | Exterior Lighting | 0 | 0
CZ11 | cAVVG | Existing | Interior Equipment | 100611.51 | 0
CZ11 | cAVVG | Existing | Exterior Equipment | 0 | 0
CZ11 | cAVVG | Existing | Fans | 71653.4 | 0
CZ11 | cAVVG | Existing | Pumps | 4224.88 | 0
CZ11 | cAVVG | Existing | Heat Rejection | 0 | 0
CZ11 | cAVVG | Existing | Humidification | 0 | 0
CZ11 | cAVVG | Existing | Heat Recovery | 0 | 0
CZ11 | cAVVG | Existing | Water Systems | 0 | 14678.48
CZ11 | cAVVG | Existing | Refrigeration | 0 | 0
CZ11 | cAVVG | Existing | Generators | 0 | 0
CZ11 | cAVVG | Existing | Total End Uses | 390362.72 | 124447.95
CZ12 | cAVVG | Existing | Heating | 0 | 92799.63
CZ12 | cAVVG | Existing | Cooling | 108710.44 | 0
CZ12 | cAVVG | Existing | Interior Lighting | 81239.17 | 0
CZ12 | cAVVG | Existing | Exterior Lighting | 0 | 0
CZ12 | cAVVG | Existing | Interior Equipment | 100611.51 | 0
CZ12 | cAVVG | Existing | Exterior Equipment | 0 | 0
CZ12 | cAVVG | Existing | Fans | 61889.6 | 0
CZ12 | cAVVG | Existing | Pumps | 3822.84 | 0
CZ12 | cAVVG | Existing | Heat Rejection | 0 | 0
CZ12 | cAVVG | Existing | Humidification | 0 | 0
CZ12 | cAVVG | Existing | Heat Recovery | 0 | 0
CZ12 | cAVVG | Existing | Water Systems | 0 | 15035.28
CZ12 | cAVVG | Existing | Refrigeration | 0 | 0
CZ12 | cAVVG | Existing | Generators | 0 | 0
CZ12 | cAVVG | Existing | Total End Uses | 356273.57 | 107834.9
CZ13 | cAVVG | Existing | Heating | 0 | 76233.49
CZ13 | cAVVG | Existing | Cooling | 145921.8 | 0
CZ13 | cAVVG | Existing | Interior Lighting | 81239.17 | 0
CZ13 | cAVVG | Existing | Exterior Lighting | 0 | 0
CZ13 | cAVVG | Existing | Interior Equipment | 100611.51 | 0
CZ13 | cAVVG | Existing | Exterior Equipment | 0 | 0
CZ13 | cAVVG | Existing | Fans | 76380.97 | 0
CZ13 | cAVVG | Existing | Pumps | 4629.84 | 0
CZ13 | cAVVG | Existing | Heat Rejection | 0 | 0
CZ13 | cAVVG | Existing | Humidification | 0 | 0
CZ13 | cAVVG | Existing | Heat Recovery | 0 | 0
CZ13 | cAVVG | Existing | Water Systems | 0 | 14311.66
CZ13 | cAVVG | Existing | Refrigeration | 0 | 0
CZ13 | cAVVG | Existing | Generators | 0 | 0
CZ13 | cAVVG | Existing | Total End Uses | 408783.3 | 90545.15
CZ14 | cAVVG | Existing | Heating | 0 | 55542.13
CZ14 | cAVVG | Existing | Cooling | 176411.32 | 0
CZ14 | cAVVG | Existing | Interior Lighting | 81239.17 | 0
CZ14 | cAVVG | Existing | Exterior Lighting | 0 | 0
CZ14 | cAVVG | Existing | Interior Equipment | 100611.51 | 0
CZ14 | cAVVG | Existing | Exterior Equipment | 0 | 0
CZ14 | cAVVG | Existing | Fans | 83472.26 | 0
CZ14 | cAVVG | Existing | Pumps | 5042.09 | 0
CZ14 | cAVVG | Existing | Heat Rejection | 0 | 0
CZ14 | cAVVG | Existing | Humidification | 0 | 0
CZ14 | cAVVG | Existing | Heat Recovery | 0 | 0
CZ14 | cAVVG | Existing | Water Systems | 0 | 13689.05
CZ14 | cAVVG | Existing | Refrigeration | 0 | 0
CZ14 | cAVVG | Existing | Generators | 0 | 0
CZ14 | cAVVG | Existing | Total End Uses | 446776.36 | 69231.18
CZ15 | cAVVG | Existing | Heating | 0 | 20907.73
CZ15 | cAVVG | Existing | Cooling | 235763.64 | 0
CZ15 | cAVVG | Existing | Interior Lighting | 81239.17 | 0
CZ15 | cAVVG | Existing | Exterior Lighting | 0 | 0
CZ15 | cAVVG | Existing | Interior Equipment | 100611.51 | 0
CZ15 | cAVVG | Existing | Exterior Equipment | 0 | 0
CZ15 | cAVVG | Existing | Fans | 84678.19 | 0
CZ15 | cAVVG | Existing | Pumps | 5595.52 | 0
CZ15 | cAVVG | Existing | Heat Rejection | 0 | 0
CZ15 | cAVVG | Existing | Humidification | 0 | 0
CZ15 | cAVVG | Existing | Heat Recovery | 0 | 0
CZ15 | cAVVG | Existing | Water Systems | 0 | 12381.75
CZ15 | cAVVG | Existing | Refrigeration | 0 | 0
CZ15 | cAVVG | Existing | Generators | 0 | 0
CZ15 | cAVVG | Existing | Total End Uses | 507888.04 | 33289.49
CZ16 | cAVVG | Existing | Heating | 0 | 134300.72
CZ16 | cAVVG | Existing | Cooling | 111450.42 | 0
CZ16 | cAVVG | Existing | Interior Lighting | 81239.17 | 0
CZ16 | cAVVG | Existing | Exterior Lighting | 0 | 0
CZ16 | cAVVG | Existing | Interior Equipment | 100611.51 | 0
CZ16 | cAVVG | Existing | Exterior Equipment | 0 | 0
CZ16 | cAVVG | Existing | Fans | 67221.63 | 0
CZ16 | cAVVG | Existing | Pumps | 3552.86 | 0
CZ16 | cAVVG | Existing | Heat Rejection | 0 | 0
CZ16 | cAVVG | Existing | Humidification | 0 | 0
CZ16 | cAVVG | Existing | Heat Recovery | 0 | 0
CZ16 | cAVVG | Existing | Water Systems | 0 | 15781.75
CZ16 | cAVVG | Existing | Refrigeration | 0 | 0
CZ16 | cAVVG | Existing | Generators | 0 | 0
CZ16 | cAVVG | Existing | Total End Uses | 364075.61 | 150082.47
CZ01 | cAVVG | New Construction | Heating | 0 | 136894.19
CZ01 | cAVVG | New Construction | Cooling | 1410.45 | 0
CZ01 | cAVVG | New Construction | Interior Lighting | 41432.85 | 0
CZ01 | cAVVG | New Construction | Exterior Lighting | 0 | 0
CZ01 | cAVVG | New Construction | Interior Equipment | 100611.51 | 0
CZ01 | cAVVG | New Construction | Exterior Equipment | 0 | 0
CZ01 | cAVVG | New Construction | Fans | 14457.93 | 0
CZ01 | cAVVG | New Construction | Pumps | 161.3 | 0
CZ01 | cAVVG | New Construction | Heat Rejection | 0 | 0
CZ01 | cAVVG | New Construction | Humidification | 0 | 0
CZ01 | cAVVG | New Construction | Heat Recovery | 0 | 0
CZ01 | cAVVG | New Construction | Water Systems | 0 | 17238.18
CZ01 | cAVVG | New Construction | Refrigeration | 0 | 0
CZ01 | cAVVG | New Construction | Generators | 0 | 0
CZ01 | cAVVG | New Construction | Total End Uses | 158074.05 | 154132.37
CZ02 | cAVVG | New Construction | Heating | 0 | 78955.11
CZ02 | cAVVG | New Construction | Cooling | 28480.88 | 0
CZ02 | cAVVG | New Construction | Interior Lighting | 41432.85 | 0
CZ02 | cAVVG | New Construction | Exterior Lighting | 0 | 0
CZ02 | cAVVG | New Construction | Interior Equipment | 100611.51 | 0
CZ02 | cAVVG | New Construction | Exterior Equipment | 0 | 0
CZ02 | cAVVG | New Construction | Fans | 21637.93 | 0
CZ02 | cAVVG | New Construction | Pumps | 1253.71 | 0
CZ02 | cAVVG | New Construction | Heat Rejection | 0 | 0
CZ02 | cAVVG | New Construction | Humidification | 0 | 0
CZ02 | cAVVG | New Construction | Heat Recovery | 0 | 0
CZ02 | cAVVG | New Construction | Water Systems | 0 | 16005.45
CZ02 | cAVVG | New Construction | Refrigeration | 0 | 0
CZ02 | cAVVG | New Construction | Generators | 0 | 0
CZ02 | cAVVG | New Construction | Total End Uses | 193416.89 | 94960.56
CZ03 | cAVVG | New Construction | Heating | 0 | 58454.09
CZ03 | cAVVG | New Construction | Cooling | 17220.68 | 0
CZ03 | cAVVG | New Construction | Interior Lighting | 41432.85 | 0
CZ03 | cAVVG | New Construction | Exterior Lighting | 0 | 0
CZ03 | cAVVG | New Construction | Interior Equipment | 100611.51 | 0
CZ03 | cAVVG | New Construction | Exterior Equipment | 0 | 0
CZ03 | cAVVG | New Construction | Fans | 18927.72 | 0
CZ03 | cAVVG | New Construction | Pumps | 1005.12 | 0
CZ03 | cAVVG | New Construction | Heat Rejection | 0 | 0
CZ03 | cAVVG | New Construction | Humidification | 0 | 0
CZ03 | cAVVG | New Construction | Heat Recovery | 0 | 0
CZ03 | cAVVG | New Construction | Water Systems | 0 | 15951.03
CZ03 | cAVVG | New Construction | Refrigeration | 0 | 0
CZ03 | cAVVG | New Construction | Generators | 0 | 0
CZ03 | cAVVG | New Construction | Total End Uses | 179197.88 | 74405.12
CZ04 | cAVVG | New Construction | Heating | 0 | 46178.02
CZ04 | cAVVG | New Construction | Cooling | 35062.72 | 0
CZ04 | cAVVG | New Construction | Interior Lighting | 41432.85 | 0
CZ04 | cAVVG | New Construction | Exterior Lighting | 0 | 0
CZ04 | cAVVG | New Construction | Interior Equipment | 100611.51 | 0
CZ04 | cAVVG | New Construction | Exterior Equipment | 0 | 0
CZ04 | cAVVG | New Construction | Fans | 25050.65 | 0
CZ04 | cAVVG | New Construction | Pumps | 1516.09 | 0
CZ04 | cAVVG | New Construction | Heat Rejection | 0 | 0
CZ04 | cAVVG | New Construction | Humidification | 0 | 0
CZ04 | cAVVG | New Construction | Heat Recovery | 0 | 0
CZ04 | cAVVG | New Construction | Water Systems | 0 | 15473.11
CZ04 | cAVVG | New Construction | Refrigeration | 0 | 0
CZ04 | cAVVG | New Construction | Generators | 0 | 0
CZ04 | cAVVG | New Construction | Total End Uses | 203673.82 | 61651.13
CZ05 | cAVVG | New Construction | Heating | 0 | 53280.01
CZ05 | cAVVG | New Construction | Cooling | 20254.52 | 0
CZ05 | cAVVG | New Construction | Interior Lighting | 41432.85 | 0
CZ05 | cAVVG | New Construction | Exterior Lighting | 0 | 0
CZ05 | cAVVG | New Construction | Interior Equipment | 100611.51 | 0
CZ05 | cAVVG | New Construction | Exterior Equipment | 0 | 0
CZ05 | cAVVG | New Construction | Fans | 19335.27 | 0
CZ05 | cAVVG | New Construction | Pumps | 962.73 | 0
CZ05 | cAVVG | New Construction | Heat Rejection | 0 | 0
CZ05 | cAVVG | New Construction | Humidification | 0 | 0
CZ05 | cAVVG | New Construction | Heat Recovery | 0 | 0
CZ05 | cAVVG | New Construction | Water Systems | 0 | 15951.94
CZ05 | cAVVG | New Construction | Refrigeration | 0 | 0
CZ05 | cAVVG | New Construction | Generators | 0 | 0
CZ05 | cAVVG | New Construction | Total End Uses | 182596.88 | 69231.94
CZ06 | cAVVG | New Construction | Heating | 0 | 14402.09
CZ06 | cAVVG | New Construction | Cooling | 40735.15 | 0
CZ06 | cAVVG | New Construction | Interior Lighting | 41432.85 | 0
CZ06 | cAVVG | New Construction | Exterior Lighting | 0 | 0
CZ06 | cAVVG | New Construction | Interior Equipment | 100611.51 | 0
CZ06 | cAVVG | New Construction | Exterior Equipment | 0 | 0
CZ06 | cAVVG | New Construction | Fans | 29158.56 | 0
CZ06 | cAVVG | New Construction | Pumps | 1969.27 | 0
CZ06 | cAVVG | New Construction | Heat Rejection | 0 | 0
CZ06 | cAVVG | New Construction | Humidification | 0 | 0
CZ06 | cAVVG | New Construction | Heat Recovery | 0 | 0
CZ06 | cAVVG | New Construction | Water Systems | 0 | 14855.8
CZ06 | cAVVG | New Construction | Refrigeration | 0 | 0
CZ06 | cAVVG | New Construction | Generators | 0 | 0
CZ06 | cAVVG | New Construction | Total End Uses | 213907.34 | 29257.9
CZ07 | cAVVG | New Construction | Heating | 0 | 13036.05
CZ07 | cAVVG | New Construction | Cooling | 44860.79 | 0
CZ07 | cAVVG | New Construction | Interior Lighting | 41432.85 | 0
CZ07 | cAVVG | New Construction | Exterior Lighting | 0 | 0
CZ07 | cAVVG | New Construction | Interior Equipment | 100611.51 | 0
CZ07 | cAVVG | New Construction | Exterior Equipment | 0 | 0
CZ07 | cAVVG | New Construction | Fans | 28779.84 | 0
CZ07 | cAVVG | New Construction | Pumps | 2126.08 | 0
CZ07 | cAVVG | New Construction | Heat Rejection | 0 | 0
CZ07 | cAVVG | New Construction | Humidification | 0 | 0
CZ07 | cAVVG | New Construction | Heat Recovery | 0 | 0
CZ07 | cAVVG | New Construction | Water Systems | 0 | 14691.86
CZ07 | cAVVG | New Construction | Refrigeration | 0 | 0
CZ07 | cAVVG | New Construction | Generators | 0 | 0
CZ07 | cAVVG | New Construction | Total End Uses | 217811.06 | 27727.91
CZ08 | cAVVG | New Construction | Heating | 0 | 19980.86
CZ08 | cAVVG | New Construction | Cooling | 52825.31 | 0
CZ08 | cAVVG | New Construction | Interior Lighting | 41432.85 | 0
CZ08 | cAVVG | New Construction | Exterior Lighting | 0 | 0
CZ08 | cAVVG | New Construction | Interior Equipment | 100611.51 | 0
CZ08 | cAVVG | New Construction | Exterior Equipment | 0 | 0
CZ08 | cAVVG | New Construction | Fans | 29892.65 | 0
CZ08 | cAVVG | New Construction | Pumps | 2254.67 | 0
CZ08 | cAVVG | New Construction | Heat Rejection | 0 | 0
CZ08 | cAVVG | New Construction | Humidification | 0 | 0
CZ08 | cAVVG | New Construction | Heat Recovery | 0 | 0
CZ08 | cAVVG | New Construction | Water Systems | 0 | 14674.26
CZ08 | cAVVG | New Construction | Refrigeration | 0 | 0
CZ08 | cAVVG | New Construction | Generators | 0 | 0
CZ08 | cAVVG | New Construction | Total End Uses | 227016.99 | 34655.12
CZ09 | cAVVG | New Construction | Heating | 0 | 13391.39
CZ09 | cAVVG | New Construction | Cooling | 55348.56 | 0
CZ09 | cAVVG | New Construction | Interior Lighting | 41432.85 | 0
CZ09 | cAVVG | New Construction | Exterior Lighting | 0 | 0
CZ09 | cAVVG | New Construction | Interior Equipment | 100611.51 | 0
CZ09 | cAVVG | New Construction | Exterior Equipment | 0 | 0
CZ09 | cAVVG | New Construction | Fans | 30844.13 | 0
CZ09 | cAVVG | New Construction | Pumps | 2232.33 | 0
CZ09 | cAVVG | New Construction | Heat Rejection | 0 | 0
CZ09 | cAVVG | New Construction | Humidification | 0 | 0
CZ09 | cAVVG | New Construction | Heat Recovery | 0 | 0
CZ09 | cAVVG | New Construction | Water Systems | 0 | 14498.04
CZ09 | cAVVG | New Construction | Refrigeration | 0 | 0
CZ09 | cAVVG | New Construction | Generators | 0 | 0
CZ09 | cAVVG | New Construction | Total End Uses | 230469.38 | 27889.43
CZ10 | cAVVG | New Construction | Heating | 0 | 30006.17
CZ10 | cAVVG | New Construction | Cooling | 69849.65 | 0
CZ10 | cAVVG | New Construction | Interior Lighting | 41432.85 | 0
CZ10 | cAVVG | New Construction | Exterior Lighting | 0 | 0
CZ10 | cAVVG | New Construction | Interior Equipment | 100611.51 | 0
CZ10 | cAVVG | New Construction | Exterior Equipment | 0 | 0
CZ10 | cAVVG | New Construction | Fans | 33422.62 | 0
CZ10 | cAVVG | New Construction | Pumps | 2148.62 | 0
CZ10 | cAVVG | New Construction | Heat Rejection | 0 | 0
CZ10 | cAVVG | New Construction | Humidification | 0 | 0
CZ10 | cAVVG | New Construction | Heat Recovery | 0 | 0
CZ10 | cAVVG | New Construction | Water Systems | 0 | 14398.81
CZ10 | cAVVG | New Construction | Refrigeration | 0 | 0
CZ10 | cAVVG | New Construction | Generators | 0 | 0
CZ10 | cAVVG | New Construction | Total End Uses | 247465.26 | 44404.98
CZ11 | cAVVG | New Construction | Heating | 0 | 78038.3
CZ11 | cAVVG | New Construction | Cooling | 69561.17 | 0
CZ11 | cAVVG | New Construction | Interior Lighting | 41432.85 | 0
CZ11 | cAVVG | New Construction | Exterior Lighting | 0 | 0
CZ11 | cAVVG | New Construction | Interior Equipment | 100611.51 | 0
CZ11 | cAVVG | New Construction | Exterior Equipment | 0 | 0
CZ11 | cAVVG | New Construction | Fans | 30609.89 | 0
CZ11 | cAVVG | New Construction | Pumps | 1578.58 | 0
CZ11 | cAVVG | New Construction | Heat Rejection | 0 | 0
CZ11 | cAVVG | New Construction | Humidification | 0 | 0
CZ11 | cAVVG | New Construction | Heat Recovery | 0 | 0
CZ11 | cAVVG | New Construction | Water Systems | 0 | 14673.54
CZ11 | cAVVG | New Construction | Refrigeration | 0 | 0
CZ11 | cAVVG | New Construction | Generators | 0 | 0
CZ11 | cAVVG | New Construction | Total End Uses | 243794 | 92711.84
CZ12 | cAVVG | New Construction | Heating | 0 | 72986.7
CZ12 | cAVVG | New Construction | Cooling | 56312.71 | 0
CZ12 | cAVVG | New Construction | Interior Lighting | 41432.85 | 0
CZ12 | cAVVG | New Construction | Exterior Lighting | 0 | 0
CZ12 | cAVVG | New Construction | Interior Equipment | 100611.51 | 0
CZ12 | cAVVG | New Construction | Exterior Equipment | 0 | 0
CZ12 | cAVVG | New Construction | Fans | 27020.39 | 0
CZ12 | cAVVG | New Construction | Pumps | 1508.14 | 0
CZ12 | cAVVG | New Construction | Heat Rejection | 0 | 0
CZ12 | cAVVG | New Construction | Humidification | 0 | 0
CZ12 | cAVVG | New Construction | Heat Recovery | 0 | 0
CZ12 | cAVVG | New Construction | Water Systems | 0 | 15030.33
CZ12 | cAVVG | New Construction | Refrigeration | 0 | 0
CZ12 | cAVVG | New Construction | Generators | 0 | 0
CZ12 | cAVVG | New Construction | Total End Uses | 226885.61 | 88017.03
CZ13 | cAVVG | New Construction | Heating | 0 | 60950.08
CZ13 | cAVVG | New Construction | Cooling | 78675.65 | 0
CZ13 | cAVVG | New Construction | Interior Lighting | 41432.85 | 0
CZ13 | cAVVG | New Construction | Exterior Lighting | 0 | 0
CZ13 | cAVVG | New Construction | Interior Equipment | 100611.51 | 0
CZ13 | cAVVG | New Construction | Exterior Equipment | 0 | 0
CZ13 | cAVVG | New Construction | Fans | 33635.12 | 0
CZ13 | cAVVG | New Construction | Pumps | 1826.51 | 0
CZ13 | cAVVG | New Construction | Heat Rejection | 0 | 0
CZ13 | cAVVG | New Construction | Humidification | 0 | 0
CZ13 | cAVVG | New Construction | Heat Recovery | 0 | 0
CZ13 | cAVVG | New Construction | Water Systems | 0 | 14306.26
CZ13 | cAVVG | New Construction | Refrigeration | 0 | 0
CZ13 | cAVVG | New Construction | Generators | 0 | 0
CZ13 | cAVVG | New Construction | Total End Uses | 256181.64 | 75256.35
CZ14 | cAVVG | New Construction | Heating | 0 | 42806.5
CZ14 | cAVVG | New Construction | Cooling | 101963.59 | 0
CZ14 | cAVVG | New Construction | Interior Lighting | 41432.85 | 0
CZ14 | cAVVG | New Construction | Exterior Lighting | 0 | 0
CZ14 | cAVVG | New Construction | Interior Equipment | 100611.51 | 0
CZ14 | cAVVG | New Construction | Exterior Equipment | 0 | 0
CZ14 | cAVVG | New Construction | Fans | 45136.81 | 0
CZ14 | cAVVG | New Construction | Pumps | 2724.02 | 0
CZ14 | cAVVG | New Construction | Heat Rejection | 0 | 0
CZ14 | cAVVG | New Construction | Humidification | 0 | 0
CZ14 | cAVVG | New Construction | Heat Recovery | 0 | 0
CZ14 | cAVVG | New Construction | Water Systems | 0 | 13685.23
CZ14 | cAVVG | New Construction | Refrigeration | 0 | 0
CZ14 | cAVVG | New Construction | Generators | 0 | 0
CZ14 | cAVVG | New Construction | Total End Uses | 291868.79 | 56491.73
CZ15 | cAVVG | New Construction | Heating | 0 | 12839.63
CZ15 | cAVVG | New Construction | Cooling | 141993.53 | 0
CZ15 | cAVVG | New Construction | Interior Lighting | 41432.85 | 0
CZ15 | cAVVG | New Construction | Exterior Lighting | 0 | 0
CZ15 | cAVVG | New Construction | Interior Equipment | 100611.51 | 0
CZ15 | cAVVG | New Construction | Exterior Equipment | 0 | 0
CZ15 | cAVVG | New Construction | Fans | 42312.72 | 0
CZ15 | cAVVG | New Construction | Pumps | 2604.27 | 0
CZ15 | cAVVG | New Construction | Heat Rejection | 0 | 0
CZ15 | cAVVG | New Construction | Humidification | 0 | 0
CZ15 | cAVVG | New Construction | Heat Recovery | 0 | 0
CZ15 | cAVVG | New Construction | Water Systems | 0 | 12376.99
CZ15 | cAVVG | New Construction | Refrigeration | 0 | 0
CZ15 | cAVVG | New Construction | Generators | 0 | 0
CZ15 | cAVVG | New Construction | Total End Uses | 328954.89 | 25216.61
CZ16 | cAVVG | New Construction | Heating | 0 | 108851.22
CZ16 | cAVVG | New Construction | Cooling | 62048.58 | 0
CZ16 | cAVVG | New Construction | Interior Lighting | 41432.85 | 0
CZ16 | cAVVG | New Construction | Exterior Lighting | 0 | 0
CZ16 | cAVVG | New Construction | Interior Equipment | 100611.51 | 0
CZ16 | cAVVG | New Construction | Exterior Equipment | 0 | 0
CZ16 | cAVVG | New Construction | Fans | 34521.22 | 0
CZ16 | cAVVG | New Construction | Pumps | 1646.13 | 0
CZ16 | cAVVG | New Construction | Heat Rejection | 0 | 0
CZ16 | cAVVG | New Construction | Humidification | 0 | 0
CZ16 | cAVVG | New Construction | Heat Recovery | 0 | 0
CZ16 | cAVVG | New Construction | Water Systems | 0 | 15777
CZ16 | cAVVG | New Construction | Refrigeration | 0 | 0
CZ16 | cAVVG | New Construction | Generators | 0 | 0
CZ16 | cAVVG | New Construction | Total End Uses | 240260.3 | 124628.21
CZ01 | cDXGF | Existing | Heating | 0 | 52819.48
CZ01 | cDXGF | Existing | Cooling | 2046.55 | 0
CZ01 | cDXGF | Existing | Interior Lighting | 81239.17 | 0
CZ01 | cDXGF | Existing | Exterior Lighting | 0 | 0
CZ01 | cDXGF | Existing | Interior Equipment | 100611.51 | 0
CZ01 | cDXGF | Existing | Exterior Equipment | 0 | 0
CZ01 | cDXGF | Existing | Fans | 158846.99 | 0
CZ01 | cDXGF | Existing | Pumps | 0 | 0
CZ01 | cDXGF | Existing | Heat Rejection | 0 | 0
CZ01 | cDXGF | Existing | Humidification | 0 | 0
CZ01 | cDXGF | Existing | Heat Recovery | 0 | 0
CZ01 | cDXGF | Existing | Water Systems | 0 | 17243.28
CZ01 | cDXGF | Existing | Refrigeration | 0 | 0
CZ01 | cDXGF | Existing | Generators | 0 | 0
CZ01 | cDXGF | Existing | Total End Uses | 342744.22 | 70062.76
CZ02 | cDXGF | Existing | Heating | 0 | 30158.48
CZ02 | cDXGF | Existing | Cooling | 45652.92 | 0
CZ02 | cDXGF | Existing | Interior Lighting | 81239.17 | 0
CZ02 | cDXGF | Existing | Exterior Lighting | 0 | 0
CZ02 | cDXGF | Existing | Interior Equipment | 100611.51 | 0
CZ02 | cDXGF | Existing | Exterior Equipment | 0 | 0
CZ02 | cDXGF | Existing | Fans | 192371.83 | 0
CZ02 | cDXGF | Existing | Pumps | 0 | 0
CZ02 | cDXGF | Existing | Heat Rejection | 0 | 0
CZ02 | cDXGF | Existing | Humidification | 0 | 0
CZ02 | cDXGF | Existing | Heat Recovery | 0 | 0
CZ02 | cDXGF | Existing | Water Systems | 0 | 16010.53
CZ02 | cDXGF | Existing | Refrigeration | 0 | 0
CZ02 | cDXGF | Existing | Generators | 0 | 0
CZ02 | cDXGF | Existing | Total End Uses | 419875.44 | 46169.01
CZ03 | cDXGF | Existing | Heating | 0 | 16876.87
CZ03 | cDXGF | Existing | Cooling | 25731.59 | 0
CZ03 | cDXGF | Existing | Interior Lighting | 81239.17 | 0
CZ03 | cDXGF | Existing | Exterior Lighting | 0 | 0
CZ03 | cDXGF | Existing | Interior Equipment | 100611.51 | 0
CZ03 | cDXGF | Existing | Exterior Equipment | 0 | 0
CZ03 | cDXGF | Existing | Fans | 184965.79 | 0
CZ03 | cDXGF | Existing | Pumps | 0 | 0
CZ03 | cDXGF | Existing | Heat Rejection | 0 | 0
CZ03 | cDXGF | Existing | Humidification | 0 | 0
CZ03 | cDXGF | Existing | Heat Recovery | 0 | 0
CZ03 | cDXGF | Existing | Water Systems | 0 | 15955.86
CZ03 | cDXGF | Existing | Refrigeration | 0 | 0
CZ03 | cDXGF | Existing | Generators | 0 | 0
CZ03 | cDXGF | Existing | Total End Uses | 392548.07 | 32832.73
CZ04 | cDXGF | Existing | Heating | 0 | 13350.2
CZ04 | cDXGF | Existing | Cooling | 56308.18 | 0
CZ04 | cDXGF | Existing | Interior Lighting | 81239.17 | 0
CZ04 | cDXGF | Existing | Exterior Lighting | 0 | 0
CZ04 | cDXGF | Existing | Interior Equipment | 100611.51 | 0
CZ04 | cDXGF | Existing | Exterior Equipment | 0 | 0
CZ04 | cDXGF | Existing | Fans | 195435.73 | 0
CZ04 | cDXGF | Existing | Pumps | 0 | 0
CZ04 | cDXGF | Existing | Heat Rejection | 0 | 0
CZ04 | cDXGF | Existing | Humidification | 0 | 0
CZ04 | cDXGF | Existing | Heat Recovery | 0 | 0
CZ04 | cDXGF | Existing | Water Systems | 0 | 15478.44
CZ04 | cDXGF | Existing | Refrigeration | 0 | 0
CZ04 | cDXGF | Existing | Generators | 0 | 0
CZ04 | cDXGF | Existing | Total End Uses | 433594.6 | 28828.64
CZ05 | cDXGF | Existing | Heating | 0 | 12808.5
CZ05 | cDXGF | Existing | Cooling | 35064.45 | 0
CZ05 | cDXGF | Existing | Interior Lighting | 81239.17 | 0
CZ05 | cDXGF | Existing | Exterior Lighting | 0 | 0
CZ05 | cDXGF | Existing | Interior Equipment | 100611.51 | 0
CZ05 | cDXGF | Existing | Exterior Equipment | 0 | 0
CZ05 | cDXGF | Existing | Fans | 181646.69 | 0
CZ05 | cDXGF | Existing | Pumps | 0 | 0
CZ05 | cDXGF | Existing | Heat Rejection | 0 | 0
CZ05 | cDXGF | Existing | Humidification | 0 | 0
CZ05 | cDXGF | Existing | Heat Recovery | 0 | 0
CZ05 | cDXGF | Existing | Water Systems | 0 | 15956.7
CZ05 | cDXGF | Existing | Refrigeration | 0 | 0
CZ05 | cDXGF | Existing | Generators | 0 | 0
CZ05 | cDXGF | Existing | Total End Uses | 398561.83 | 28765.2
CZ06 | cDXGF | Existing | Heating | 0 | 1797.78
CZ06 | cDXGF | Existing | Cooling | 59747.03 | 0
CZ06 | cDXGF | Existing | Interior Lighting | 81239.17 | 0
CZ06 | cDXGF | Existing | Exterior Lighting | 0 | 0
CZ06 | cDXGF | Existing | Interior Equipment | 100611.51 | 0
CZ06 | cDXGF | Existing | Exterior Equipment | 0 | 0
CZ06 | cDXGF | Existing | Fans | 184686.53 | 0
CZ06 | cDXGF | Existing | Pumps | 0 | 0
CZ06 | cDXGF | Existing | Heat Rejection | 0 | 0
CZ06 | cDXGF | Existing | Humidification | 0 | 0
CZ06 | cDXGF | Existing | Heat Recovery | 0 | 0
CZ06 | cDXGF | Existing | Water Systems | 0 | 14859.95
CZ06 | cDXGF | Existing | Refrigeration | 0 | 0
CZ06 | cDXGF | Existing | Generators | 0 | 0
CZ06 | cDXGF | Existing | Total End Uses | 426284.25 | 16657.73
CZ07 | cDXGF | Existing | Heating | 0 | 1299.62
CZ07 | cDXGF | Existing | Cooling | 68970.28 | 0
CZ07 | cDXGF | Existing | Interior Lighting | 81239.17 | 0
CZ07 | cDXGF | Existing | Exterior Lighting | 0 | 0
CZ07 | cDXGF | Existing | Interior Equipment | 100611.51 | 0
CZ07 | cDXGF | Existing | Exterior Equipment | 0 | 0
CZ07 | cDXGF | Existing | Fans | 180194.91 | 0
CZ07 | cDXGF | Existing | Pumps | 0 | 0
CZ07 | cDXGF | Existing | Heat Rejection | 0 | 0
CZ07 | cDXGF | Existing | Humidification | 0 | 0
CZ07 | cDXGF | Existing | Heat Recovery | 0 | 0
CZ07 | cDXGF | Existing | Water Systems | 0 | 14696.08
CZ07 | cDXGF | Existing | Refrigeration | 0 | 0
CZ07 | cDXGF | Existing | Generators | 0 | 0
CZ07 | cDXGF | Existing | Total End Uses | 431015.88 | 15995.71
CZ08 | cDXGF | Existing | Heating | 0 | 2844.97
CZ08 | cDXGF | Existing | Cooling | 79429.98 | 0
CZ08 | cDXGF | Existing | Interior Lighting | 81239.17 | 0
CZ08 | cDXGF | Existing | Exterior Lighting | 0 | 0
CZ08 | cDXGF | Existing | Interior Equipment | 100611.51 | 0
CZ08 | cDXGF | Existing | Exterior Equipment | 0 | 0
CZ08 | cDXGF | Existing | Fans | 194288.92 | 0
CZ08 | cDXGF | Existing | Pumps | 0 | 0
CZ08 | cDXGF | Existing | Heat Rejection | 0 | 0
CZ08 | cDXGF | Existing | Humidification | 0 | 0
CZ08 | cDXGF | Existing | Heat Recovery | 0 | 0
CZ08 | cDXGF | Existing | Water Systems | 0 | 14678.34
CZ08 | cDXGF | Existing | Refrigeration | 0 | 0
CZ08 | cDXGF | Existing | Generators | 0 | 0
CZ08 | cDXGF | Existing | Total End Uses | 455569.59 | 17523.31
CZ09 | cDXGF | Existing | Heating | 0 | 2193.04
CZ09 | cDXGF | Existing | Cooling | 92576.81 | 0
CZ09 | cDXGF | Existing | Interior Lighting | 81239.17 | 0
CZ09 | cDXGF | Existing | Exterior Lighting | 0 | 0
CZ09 | cDXGF | Existing | Interior Equipment | 100611.51 | 0
CZ09 | cDXGF | Existing | Exterior Equipment | 0 | 0
CZ09 | cDXGF | Existing | Fans | 207640.66 | 0
CZ09 | cDXGF | Existing | Pumps | 0 | 0
CZ09 | cDXGF | Existing | Heat Rejection | 0 | 0
CZ09 | cDXGF | Existing | Humidification | 0 | 0
CZ09 | cDXGF | Existing | Heat Recovery | 0 | 0
CZ09 | cDXGF | Existing | Water Systems | 0 | 14502.97
CZ09 | cDXGF | Existing | Refrigeration | 0 | 0
CZ09 | cDXGF | Existing | Generators | 0 | 0
CZ09 | cDXGF | Existing | Total End Uses | 482068.16 | 16696.01
CZ10 | cDXGF | Existing | Heating | 0 | 7767.22
CZ10 | cDXGF | Existing | Cooling | 105035.75 | 0
CZ10 | cDXGF | Existing | Interior Lighting | 81239.17 | 0
CZ10 | cDXGF | Existing | Exterior Lighting | 0 | 0
CZ10 | cDXGF | Existing | Interior Equipment | 100611.51 | 0
CZ10 | cDXGF | Existing | Exterior Equipment | 0 | 0
CZ10 | cDXGF | Existing | Fans | 191551.17 | 0
CZ10 | cDXGF | Existing | Pumps | 0 | 0
CZ10 | cDXGF | Existing | Heat Rejection | 0 | 0
CZ10 | cDXGF | Existing | Humidification | 0 | 0
CZ10 | cDXGF | Existing | Heat Recovery | 0 | 0
CZ10 | cDXGF | Existing | Water Systems | 0 | 14403.04
CZ10 | cDXGF | Existing | Refrigeration | 0 | 0
CZ10 | cDXGF | Existing | Generators | 0 | 0
CZ10 | cDXGF | Existing | Total End Uses | 478437.62 | 22170.26
CZ11 | cDXGF | Existing | Heating | 0 | 29691.15
CZ11 | cDXGF | Existing | Cooling | 118449.49 | 0
CZ11 | cDXGF | Existing | Interior Lighting | 81239.17 | 0
CZ11 | cDXGF | Existing | Exterior Lighting | 0 | 0
CZ11 | cDXGF | Existing | Interior Equipment | 100611.51 | 0
CZ11 | cDXGF | Existing | Exterior Equipment | 0 | 0
CZ11 | cDXGF | Existing | Fans | 215317.59 | 0
CZ11 | cDXGF | Existing | Pumps | 0 | 0
CZ11 | cDXGF | Existing | Heat Rejection | 0 | 0
CZ11 | cDXGF | Existing | Humidification | 0 | 0
CZ11 | cDXGF | Existing | Heat Recovery | 0 | 0
CZ11 | cDXGF | Existing | Water Systems | 0 | 14678.29
CZ11 | cDXGF | Existing | Refrigeration | 0 | 0
CZ11 | cDXGF | Existing | Generators | 0 | 0
CZ11 | cDXGF | Existing | Total End Uses | 515617.77 | 44369.44
CZ12 | cDXGF | Existing | Heating | 0 | 27622.52
CZ12 | cDXGF | Existing | Cooling | 94955.72 | 0
CZ12 | cDXGF | Existing | Interior Lighting | 81239.17 | 0
CZ12 | cDXGF | Existing | Exterior Lighting | 0 | 0
CZ12 | cDXGF | Existing | Interior Equipment | 100611.51 | 0
CZ12 | cDXGF | Existing | Exterior Equipment | 0 | 0
CZ12 | cDXGF | Existing | Fans | 195736.37 | 0
CZ12 | cDXGF | Existing | Pumps | 0 | 0
CZ12 | cDXGF | Existing | Heat Rejection | 0 | 0
CZ12 | cDXGF | Existing | Humidification | 0 | 0
CZ12 | cDXGF | Existing | Heat Recovery | 0 | 0
CZ12 | cDXGF | Existing | Water Systems | 0 | 15034.79
CZ12 | cDXGF | Existing | Refrigeration | 0 | 0
CZ12 | cDXGF | Existing | Generators | 0 | 0
CZ12 | cDXGF | Existing | Total End Uses | 472542.78 | 42657.31
CZ13 | cDXGF | Existing | Heating | 0 | 20341.38
CZ13 | cDXGF | Existing | Cooling | 130220.94 | 0
CZ13 | cDXGF | Existing | Interior Lighting | 81239.17 | 0
CZ13 | cDXGF | Existing | Exterior Lighting | 0 | 0
CZ13 | cDXGF | Existing | Interior Equipment | 100611.51 | 0
CZ13 | cDXGF | Existing | Exterior Equipment | 0 | 0
CZ13 | cDXGF | Existing | Fans | 207163.15 | 0
CZ13 | cDXGF | Existing | Pumps | 0 | 0
CZ13 | cDXGF | Existing | Heat Rejection | 0 | 0
CZ13 | cDXGF | Existing | Humidification | 0 | 0
CZ13 | cDXGF | Existing | Heat Recovery | 0 | 0
CZ13 | cDXGF | Existing | Water Systems | 0 | 14311.4
CZ13 | cDXGF | Existing | Refrigeration | 0 | 0
CZ13 | cDXGF | Existing | Generators | 0 | 0
CZ13 | cDXGF | Existing | Total End Uses | 519234.78 | 34652.79
CZ14 | cDXGF | Existing | Heating | 0 | 10544
CZ14 | cDXGF | Existing | Cooling | 163854.52 | 0
CZ14 | cDXGF | Existing | Interior Lighting | 81239.17 | 0
CZ14 | cDXGF | Existing | Exterior Lighting | 0 | 0
CZ14 | cDXGF | Existing | Interior Equipment | 100611.51 | 0
CZ14 | cDXGF | Existing | Exterior Equipment | 0 | 0
CZ14 | cDXGF | Existing | Fans | 226635.1 | 0
CZ14 | cDXGF | Existing | Pumps | 0 | 0
CZ14 | cDXGF | Existing | Heat Rejection | 0 | 0
CZ14 | cDXGF | Existing | Humidification | 0 | 0
CZ14 | cDXGF | Existing | Heat Recovery | 0 | 0
CZ14 | cDXGF | Existing | Water Systems | 0 | 13688.78
CZ14 | cDXGF | Existing | Refrigeration | 0 | 0
CZ14 | cDXGF | Existing | Generators | 0 | 0
CZ14 | cDXGF | Existing | Total End Uses | 572340.31 | 24232.78
CZ15 | cDXGF | Existing | Heating | 0 | 1777.98
CZ15 | cDXGF | Existing | Cooling | 213987.21 | 0
CZ15 | cDXGF | Existing | Interior Lighting | 81239.17 | 0
CZ15 | cDXGF | Existing | Exterior Lighting | 0 | 0
CZ15 | cDXGF | Existing | Interior Equipment | 100611.51 | 0
CZ15 | cDXGF | Existing | Exterior Equipment | 0 | 0
CZ15 | cDXGF | Existing | Fans | 214192.5 | 0
CZ15 | cDXGF | Existing | Pumps | 0 | 0
CZ15 | cDXGF | Existing | Heat Rejection | 0 | 0
CZ15 | cDXGF | Existing | Humidification | 0 | 0
CZ15 | cDXGF | Existing | Heat Recovery | 0 | 0
CZ15 | cDXGF | Existing | Water Systems | 0 | 12381.53
CZ15 | cDXGF | Existing | Refrigeration | 0 | 0
CZ15 | cDXGF | Existing | Generators | 0 | 0
CZ15 | cDXGF | Existing | Total End Uses | 610030.4 | 14159.51
CZ16 | cDXGF | Existing | Heating | 0 | 45435.98
CZ16 | cDXGF | Existing | Cooling | 108319 | 0
CZ16 | cDXGF | Existing | Interior Lighting | 81239.17 | 0
CZ16 | cDXGF | Existing | Exterior Lighting | 0 | 0
CZ16 | cDXGF | Existing | Interior Equipment | 100611.51 | 0
CZ16 | cDXGF | Existing | Exterior Equipment | 0 | 0
CZ16 | cDXGF | Existing | Fans | 229538.5 | 0
CZ16 | cDXGF | Existing | Pumps | 0 | 0
CZ16 | cDXGF | Existing | Heat Rejection | 0 | 0
CZ16 | cDXGF | Existing | Humidification | 0 | 0
CZ16 | cDXGF | Existing | Heat Recovery | 0 | 0
CZ16 | cDXGF | Existing | Water Systems | 0 | 15780.89
CZ16 | cDXGF | Existing | Refrigeration | 0 | 0
CZ16 | cDXGF | Existing | Generators | 0 | 0
CZ16 | cDXGF | Existing | Total End Uses | 519708.18 | 61216.87
CZ01 | cDXGF | New Construction | Heating | 0 | 65939.27
CZ01 | cDXGF | New Construction | Cooling | 931.89 | 0
CZ01 | cDXGF | New Construction | Interior Lighting | 41432.85 | 0
CZ01 | cDXGF | New Construction | Exterior Lighting | 0 | 0
CZ01 | cDXGF | New Construction | Interior Equipment | 100611.51 | 0
CZ01 | cDXGF | New Construction | Exterior Equipment | 0 | 0
CZ01 | cDXGF | New Construction | Fans | 80683.27 | 0
CZ01 | cDXGF | New Construction | Pumps | 0 | 0
CZ01 | cDXGF | New Construction | Heat Rejection | 0 | 0
CZ01 | cDXGF | New Construction | Humidification | 0 | 0
CZ01 | cDXGF | New Construction | Heat Recovery | 0 | 0
CZ01 | cDXGF | New Construction | Water Systems | 0 | 17237.58
CZ01 | cDXGF | New Construction | Refrigeration | 0 | 0
CZ01 | cDXGF | New Construction | Generators | 0 | 0
CZ01 | cDXGF | New Construction | Total End Uses | 223659.53 | 83176.85
CZ02 | cDXGF | New Construction | Heating | 0 | 34375.45
CZ02 | cDXGF | New Construction | Cooling | 22815.91 | 0
CZ02 | cDXGF | New Construction | Interior Lighting | 41432.85 | 0
CZ02 | cDXGF | New Construction | Exterior Lighting | 0 | 0
CZ02 | cDXGF | New Construction | Interior Equipment | 100611.51 | 0
CZ02 | cDXGF | New Construction | Exterior Equipment | 0 | 0
CZ02 | cDXGF | New Construction | Fans | 95801.77 | 0
CZ02 | cDXGF | New Construction | Pumps | 0 | 0
CZ02 | cDXGF | New Construction | Heat Rejection | 0 | 0
CZ02 | cDXGF | New Construction | Humidification | 0 | 0
CZ02 | cDXGF | New Construction | Heat Recovery | 0 | 0
CZ02 | cDXGF | New Construction | Water Systems | 0 | 16005.01
CZ02 | cDXGF | New Construction | Refrigeration | 0 | 0
CZ02 | cDXGF | New Construction | Generators | 0 | 0
CZ02 | cDXGF | New Construction | Total End Uses | 260662.04 | 50380.46
CZ03 | cDXGF | New Construction | Heating | 0 | 23769.32
CZ03 | cDXGF | New Construction | Cooling | 11608.33 | 0
CZ03 | cDXGF | New Construction | Interior Lighting | 41432.85 | 0
CZ03 | cDXGF | New Construction | Exterior Lighting | 0 | 0
CZ03 | cDXGF | New Construction | Interior Equipment | 100611.51 | 0
CZ03 | cDXGF | New Construction | Exterior Equipment | 0 | 0
CZ03 | cDXGF | New Construction | Fans | 94433.24 | 0
CZ03 | cDXGF | New Construction | Pumps | 0 | 0
CZ03 | cDXGF | New Construction | Heat Rejection | 0 | 0
CZ03 | cDXGF | New Construction | Humidification | 0 | 0
CZ03 | cDXGF | New Construction | Heat Recovery | 0 | 0
CZ03 | cDXGF | New Construction | Water Systems | 0 | 15950.63
CZ03 | cDXGF | New Construction | Refrigeration | 0 | 0
CZ03 | cDXGF | New Construction | Generators | 0 | 0
CZ03 | cDXGF | New Construction | Total End Uses | 248085.94 | 39719.95
CZ04 | cDXGF | New Construction | Heating | 0 | 16575.25
CZ04 | cDXGF | New Construction | Cooling | 28196.63 | 0
CZ04 | cDXGF | New Construction | Interior Lighting | 41432.85 | 0
CZ04 | cDXGF | New Construction | Exterior Lighting | 0 | 0
CZ04 | cDXGF | New Construction | Interior Equipment | 100611.51 | 0
CZ04 | cDXGF | New Construction | Exterior Equipment | 0 | 0
CZ04 | cDXGF | New Construction | Fans | 97081.45 | 0
CZ04 | cDXGF | New Construction | Pumps | 0 | 0
CZ04 | cDXGF | New Construction | Heat Rejection | 0 | 0
CZ04 | cDXGF | New Construction | Humidification | 0 | 0
CZ04 | cDXGF | New Construction | Heat Recovery | 0 | 0
CZ04 | cDXGF | New Construction | Water Systems | 0 | 15472.39
CZ04 | cDXGF | New Construction | Refrigeration | 0 | 0
CZ04 | cDXGF | New Construction | Generators | 0 | 0
CZ04 | cDXGF | New Construction | Total End Uses | 267322.45 | 32047.64
CZ05 | cDXGF | New Construction | Heating | 0 | 19866.85
CZ05 | cDXGF | New Construction | Cooling | 15621.71 | 0
CZ05 | cDXGF | New Construction | Interior Lighting | 41432.85 | 0
CZ05 | cDXGF | New Construction | Exterior Lighting | 0 | 0
CZ05 | cDXGF | New Construction | Interior Equipment | 100611.51 | 0
CZ05 | cDXGF | New Construction | Exterior Equipment | 0 | 0
CZ05 | cDXGF | New Construction | Fans | 92182.7 | 0
CZ05 | cDXGF | New Construction | Pumps | 0 | 0
CZ05 | cDXGF | New Construction | Heat Rejection | 0 | 0
CZ05 | cDXGF | New Construction | Humidification | 0 | 0
CZ05 | cDXGF | New Construction | Heat Recovery | 0 | 0
CZ05 | cDXGF | New Construction | Water Systems | 0 | 15951.17
CZ05 | cDXGF | New Construction | Refrigeration | 0 | 0
CZ05 | cDXGF | New Construction | Generators | 0 | 0
CZ05 | cDXGF | New Construction | Total End Uses | 249848.77 | 35818.02
CZ06 | cDXGF | New Construction | Heating | 0 | 3031.36
CZ06 | cDXGF | New Construction | Cooling | 29763.47 | 0
CZ06 | cDXGF | New Construction | Interior Lighting | 41432.85 | 0
CZ06 | cDXGF | New Construction | Exterior Lighting | 0 | 0
CZ06 | cDXGF | New Construction | Interior Equipment | 100611.51 | 0
CZ06 | cDXGF | New Construction | Exterior Equipment | 0 | 0
CZ06 | cDXGF | New Construction | Fans | 96841.21 | 0
CZ06 | cDXGF | New Construction | Pumps | 0 | 0
CZ06 | cDXGF | New Construction | Heat Rejection | 0 | 0
CZ06 | cDXGF | New Construction | Humidification | 0 | 0
CZ06 | cDXGF | New Construction | Heat Recovery | 0 | 0
CZ06 | cDXGF | New Construction | Water Systems | 0 | 14855.42
CZ06 | cDXGF | New Construction | Refrigeration | 0 | 0
CZ06 | cDXGF | New Construction | Generators | 0 | 0
CZ06 | cDXGF | New Construction | Total End Uses | 268649.04 | 17886.78
CZ07 | cDXGF | New Construction | Heating | 0 | 2573.42
CZ07 | cDXGF | New Construction | Cooling | 35398.22 | 0
CZ07 | cDXGF | New Construction | Interior Lighting | 41432.85 | 0
CZ07 | cDXGF | New Construction | Exterior Lighting | 0 | 0
CZ07 | cDXGF | New Construction | Interior Equipment | 100611.51 | 0
CZ07 | cDXGF | New Construction | Exterior Equipment | 0 | 0
CZ07 | cDXGF | New Construction | Fans | 95541.78 | 0
CZ07 | cDXGF | New Construction | Pumps | 0 | 0
CZ07 | cDXGF | New Construction | Heat Rejection | 0 | 0
CZ07 | cDXGF | New Construction | Humidification | 0 | 0
CZ07 | cDXGF | New Construction | Heat Recovery | 0 | 0
CZ07 | cDXGF | New Construction | Water Systems | 0 | 14691.2
CZ07 | cDXGF | New Construction | Refrigeration | 0 | 0
CZ07 | cDXGF | New Construction | Generators | 0 | 0
CZ07 | cDXGF | New Construction | Total End Uses | 272984.36 | 17264.62
CZ08 | cDXGF | New Construction | Heating | 0 | 4845
CZ08 | cDXGF | New Construction | Cooling | 41043.8 | 0
CZ08 | cDXGF | New Construction | Interior Lighting | 41432.85 | 0
CZ08 | cDXGF | New Construction | Exterior Lighting | 0 | 0
CZ08 | cDXGF | New Construction | Interior Equipment | 100611.51 | 0
CZ08 | cDXGF | New Construction | Exterior Equipment | 0 | 0
CZ08 | cDXGF | New Construction | Fans | 101155.36 | 0
CZ08 | cDXGF | New Construction | Pumps | 0 | 0
CZ08 | cDXGF | New Construction | Heat Rejection | 0 | 0
CZ08 | cDXGF | New Construction | Humidification | 0 | 0
CZ08 | cDXGF | New Construction | Heat Recovery | 0 | 0
CZ08 | cDXGF | New Construction | Water Systems | 0 | 14674.02
CZ08 | cDXGF | New Construction | Refrigeration | 0 | 0
CZ08 | cDXGF | New Construction | Generators | 0 | 0
CZ08 | cDXGF | New Construction | Total End Uses | 284243.53 | 19519.03
CZ09 | cDXGF | New Construction | Heating | 0 | 2831.13
CZ09 | cDXGF | New Construction | Cooling | 44153.54 | 0
CZ09 | cDXGF | New Construction | Interior Lighting | 41432.85 | 0
CZ09 | cDXGF | New Construction | Exterior Lighting | 0 | 0
CZ09 | cDXGF | New Construction | Interior Equipment | 100611.51 | 0
CZ09 | cDXGF | New Construction | Exterior Equipment | 0 | 0
CZ09 | cDXGF | New Construction | Fans | 96178.12 | 0
CZ09 | cDXGF | New Construction | Pumps | 0 | 0
CZ09 | cDXGF | New Construction | Heat Rejection | 0 | 0
CZ09 | cDXGF | New Construction | Humidification | 0 | 0
CZ09 | cDXGF | New Construction | Heat Recovery | 0 | 0
CZ09 | cDXGF | New Construction | Water Systems | 0 | 14497.45
CZ09 | cDXGF | New Construction | Refrigeration | 0 | 0
CZ09 | cDXGF | New Construction | Generators | 0 | 0
CZ09 | cDXGF | New Construction | Total End Uses | 282376.03 | 17328.58
CZ10 | cDXGF | New Construction | Heating | 0 | 10017.51
CZ10 | cDXGF | New Construction | Cooling | 61755.78 | 0
CZ10 | cDXGF | New Construction | Interior Lighting | 41432.85 | 0
CZ10 | cDXGF | New Construction | Exterior Lighting | 0 | 0
CZ10 | cDXGF | New Construction | Interior Equipment | 100611.51 | 0
CZ10 | cDXGF | New Construction | Exterior Equipment | 0 | 0
CZ10 | cDXGF | New Construction | Fans | 105193.68 | 0
CZ10 | cDXGF | New Construction | Pumps | 0 | 0
CZ10 | cDXGF | New Construction | Heat Rejection | 0 | 0
CZ10 | cDXGF | New Construction | Humidification | 0 | 0
CZ10 | cDXGF | New Construction | Heat Recovery | 0 | 0
CZ10 | cDXGF | New Construction | Water Systems | 0 | 14398.17
CZ10 | cDXGF | New Construction | Refrigeration | 0 | 0
CZ10 | cDXGF | New Construction | Generators | 0 | 0
CZ10 | cDXGF | New Construction | Total End Uses | 308993.82 | 24415.68
CZ11 | cDXGF | New Construction | Heating | 0 | 33645.11
CZ11 | cDXGF | New Construction | Cooling | 63411.98 | 0
CZ11 | cDXGF | New Construction | Interior Lighting | 41432.85 | 0
CZ11 | cDXGF | New Construction | Exterior Lighting | 0 | 0
CZ11 | cDXGF | New Construction | Interior Equipment | 100611.51 | 0
CZ11 | cDXGF | New Construction | Exterior Equipment | 0 | 0
CZ11 | cDXGF | New Construction | Fans | 103831.51 | 0
CZ11 | cDXGF | New Construction | Pumps | 0 | 0
CZ11 | cDXGF | New Construction | Heat Rejection | 0 | 0
CZ11 | cDXGF | New Construction | Humidification | 0 | 0
CZ11 | cDXGF | New Construction | Heat Recovery | 0 | 0
CZ11 | cDXGF | New Construction | Water Systems | 0 | 14672.64
CZ11 | cDXGF | New Construction | Refrigeration | 0 | 0
CZ11 | cDXGF | New Construction | Generators | 0 | 0
CZ11 | cDXGF | New Construction | Total End Uses | 309287.85 | 48317.75
CZ12 | cDXGF | New Construction | Heating | 0 | 33675.51
CZ12 | cDXGF | New Construction | Cooling | 50561.16 | 0
CZ12 | cDXGF | New Construction | Interior Lighting | 41432.85 | 0
CZ12 | cDXGF | New Construction | Exterior Lighting | 0 | 0
CZ12 | cDXGF | New Construction | Interior Equipment | 100611.51 | 0
CZ12 | cDXGF | New Construction | Exterior Equipment | 0 | 0
CZ12 | cDXGF | New Construction | Fans | 97062.58 | 0
CZ12 | cDXGF | New Construction | Pumps | 0 | 0
CZ12 | cDXGF | New Construction | Heat Rejection | 0 | 0
CZ12 | cDXGF | New Construction | Humidification | 0 | 0
CZ12 | cDXGF | New Construction | Heat Recovery | 0 | 0
CZ12 | cDXGF | New Construction | Water Systems | 0 | 15030.04
CZ12 | cDXGF | New Construction | Refrigeration | 0 | 0
CZ12 | cDXGF | New Construction | Generators | 0 | 0
CZ12 | cDXGF | New Construction | Total End Uses | 289668.11 | 48705.55
CZ13 | cDXGF | New Construction | Heating | 0 | 26974.07
CZ13 | cDXGF | New Construction | Cooling | 71608.73 | 0
CZ13 | cDXGF | New Construction | Interior Lighting | 41432.85 | 0
CZ13 | cDXGF | New Construction | Exterior Lighting | 0 | 0
CZ13 | cDXGF | New Construction | Interior Equipment | 100611.51 | 0
CZ13 | cDXGF | New Construction | Exterior Equipment | 0 | 0
CZ13 | cDXGF | New Construction | Fans | 102786.18 | 0
CZ13 | cDXGF | New Construction | Pumps | 0 | 0
CZ13 | cDXGF | New Construction | Heat Rejection | 0 | 0
CZ13 | cDXGF | New Construction | Humidification | 0 | 0
CZ13 | cDXGF | New Construction | Heat Recovery | 0 | 0
CZ13 | cDXGF | New Construction | Water Systems | 0 | 14305.91
CZ13 | cDXGF | New Construction | Refrigeration | 0 | 0
CZ13 | cDXGF | New Construction | Generators | 0 | 0
CZ13 | cDXGF | New Construction | Total End Uses | 316439.28 | 41279.98
CZ14 | cDXGF | New Construction | Heating | 0 | 15206.31
CZ14 | cDXGF | New Construction | Cooling | 93488.04 | 0
CZ14 | cDXGF | New Construction | Interior Lighting | 41432.85 | 0
CZ14 | cDXGF | New Construction | Exterior Lighting | 0 | 0
CZ14 | cDXGF | New Construction | Interior Equipment | 100611.51 | 0
CZ14 | cDXGF | New Construction | Exterior Equipment | 0 | 0
CZ14 | cDXGF | New Construction | Fans | 114954.59 | 0
CZ14 | cDXGF | New Construction | Pumps | 0 | 0
CZ14 | cDXGF | New Construction | Heat Rejection | 0 | 0
CZ14 | cDXGF | New Construction | Humidification | 0 | 0
CZ14 | cDXGF | New Construction | Heat Recovery | 0 | 0
CZ14 | cDXGF | New Construction | Water Systems | 0 | 13683.9
CZ14 | cDXGF | New Construction | Refrigeration | 0 | 0
CZ14 | cDXGF | New Construction | Generators | 0 | 0
CZ14 | cDXGF | New Construction | Total End Uses | 350487 | 28890.21
CZ15 | cDXGF | New Construction | Heating | 0 | 2827.97
CZ15 | cDXGF | New Construction | Cooling | 126602.88 | 0
CZ15 | cDXGF | New Construction | Interior Lighting | 41432.85 | 0
CZ15 | cDXGF | New Construction | Exterior Lighting | 0 | 0
CZ15 | cDXGF | New Construction | Interior Equipment | 100611.51 | 0
CZ15 | cDXGF | New Construction | Exterior Equipment | 0 | 0
CZ15 | cDXGF | New Construction | Fans | 108822.99 | 0
CZ15 | cDXGF | New Construction | Pumps | 0 | 0
CZ15 | cDXGF | New Construction | Heat Rejection | 0 | 0
CZ15 | cDXGF | New Construction | Humidification | 0 | 0
CZ15 | cDXGF | New Construction | Heat Recovery | 0 | 0
CZ15 | cDXGF | New Construction | Water Systems | 0 | 12375.84
CZ15 | cDXGF | New Construction | Refrigeration | 0 | 0
CZ15 | cDXGF | New Construction | Generators | 0 | 0
CZ15 | cDXGF | New Construction | Total End Uses | 377470.24 | 15203.8
CZ16 | cDXGF | New Construction | Heating | 0 | 53450.27
CZ16 | cDXGF | New Construction | Cooling | 61316.49 | 0
CZ16 | cDXGF | New Construction | Interior Lighting | 41432.85 | 0
CZ16 | cDXGF | New Construction | Exterior Lighting | 0 | 0
CZ16 | cDXGF | New Construction | Interior Equipment | 100611.51 | 0
CZ16 | cDXGF | New Construction | Exterior Equipment | 0 | 0
CZ16 | cDXGF | New Construction | Fans | 118850.32 | 0
CZ16 | cDXGF | New Construction | Pumps | 0 | 0
CZ16 | cDXGF | New Construction | Heat Rejection | 0 | 0
CZ16 | cDXGF | New Construction | Humidification | 0 | 0
CZ16 | cDXGF | New Construction | Heat Recovery | 0 | 0
CZ16 | cDXGF | New Construction | Water Systems | 0 | 15776.75
CZ16 | cDXGF | New Construction | Refrigeration | 0 | 0
CZ16 | cDXGF | New Construction | Generators | 0 | 0
CZ16 | cDXGF | New Construction | Total End Uses | 322211.17 | 69227.02
CZ01 | cDXHP | Existing | Heating | 13429.7 | 0
CZ01 | cDXHP | Existing | Cooling | 1504.1 | 0
CZ01 | cDXHP | Existing | Interior Lighting | 81239.17 | 0
CZ01 | cDXHP | Existing | Exterior Lighting | 0 | 0
CZ01 | cDXHP | Existing | Interior Equipment | 100611.51 | 0
CZ01 | cDXHP | Existing | Exterior Equipment | 0 | 0
CZ01 | cDXHP | Existing | Fans | 158847.59 | 0
CZ01 | cDXHP | Existing | Pumps | 0 | 0
CZ01 | cDXHP | Existing | Heat Rejection | 0 | 0
CZ01 | cDXHP | Existing | Humidification | 0 | 0
CZ01 | cDXHP | Existing | Heat Recovery | 0 | 0
CZ01 | cDXHP | Existing | Water Systems | 0 | 17243.28
CZ01 | cDXHP | Existing | Refrigeration | 0 | 0
CZ01 | cDXHP | Existing | Generators | 0 | 0
CZ01 | cDXHP | Existing | Total End Uses | 355632.08 | 17243.28
CZ02 | cDXHP | Existing | Heating | 9196.63 | 0
CZ02 | cDXHP | Existing | Cooling | 44859.51 | 0
CZ02 | cDXHP | Existing | Interior Lighting | 81239.17 | 0
CZ02 | cDXHP | Existing | Exterior Lighting | 0 | 0
CZ02 | cDXHP | Existing | Interior Equipment | 100611.51 | 0
CZ02 | cDXHP | Existing | Exterior Equipment | 0 | 0
CZ02 | cDXHP | Existing | Fans | 192372.85 | 0
CZ02 | cDXHP | Existing | Pumps | 0 | 0
CZ02 | cDXHP | Existing | Heat Rejection | 0 | 0
CZ02 | cDXHP | Existing | Humidification | 0 | 0
CZ02 | cDXHP | Existing | Heat Recovery | 0 | 0
CZ02 | cDXHP | Existing | Water Systems | 0 | 16010.52
CZ02 | cDXHP | Existing | Refrigeration | 0 | 0
CZ02 | cDXHP | Existing | Generators | 0 | 0
CZ02 | cDXHP | Existing | Total End Uses | 428279.67 | 16010.52
CZ03 | cDXHP | Existing | Heating | 4435.99 | 0
CZ03 | cDXHP | Existing | Cooling | 25435.85 | 0
CZ03 | cDXHP | Existing | Interior Lighting | 81239.17 | 0
CZ03 | cDXHP | Existing | Exterior Lighting | 0 | 0
CZ03 | cDXHP | Existing | Interior Equipment | 100611.51 | 0
CZ03 | cDXHP | Existing | Exterior Equipment | 0 | 0
CZ03 | cDXHP | Existing | Fans | 184965.84 | 0
CZ03 | cDXHP | Existing | Pumps | 0 | 0
CZ03 | cDXHP | Existing | Heat Rejection | 0 | 0
CZ03 | cDXHP | Existing | Humidification | 0 | 0
CZ03 | cDXHP | Existing | Heat Recovery | 0 | 0
CZ03 | cDXHP | Existing | Water Systems | 0 | 15955.86
CZ03 | cDXHP | Existing | Refrigeration | 0 | 0
CZ03 | cDXHP | Existing | Generators | 0 | 0
CZ03 | cDXHP | Existing | Total End Uses | 396688.37 | 15955.86
CZ04 | cDXHP | Existing | Heating | 3621.95 | 0
CZ04 | cDXHP | Existing | Cooling | 56166.23 | 0
CZ04 | cDXHP | Existing | Interior Lighting | 81239.17 | 0
CZ04 | cDXHP | Existing | Exterior Lighting | 0 | 0
CZ04 | cDXHP | Existing | Interior Equipment | 100611.51 | 0
CZ04 | cDXHP | Existing | Exterior Equipment | 0 | 0
CZ04 | cDXHP | Existing | Fans | 195435.6 | 0
CZ04 | cDXHP | Existing | Pumps | 0 | 0
CZ04 | cDXHP | Existing | Heat Rejection | 0 | 0
CZ04 | cDXHP | Existing | Humidification | 0 | 0
CZ04 | cDXHP | Existing | Heat Recovery | 0 | 0
CZ04 | cDXHP | Existing | Water Systems | 0 | 15478.44
CZ04 | cDXHP | Existing | Refrigeration | 0 | 0
CZ04 | cDXHP | Existing | Generators | 0 | 0
CZ04 | cDXHP | Existing | Total End Uses | 437074.48 | 15478.44
CZ05 | cDXHP | Existing | Heating | 3811.87 | 0
CZ05 | cDXHP | Existing | Cooling | 34682.09 | 0
CZ05 | cDXHP | Existing | Interior Lighting | 81239.17 | 0
CZ05 | cDXHP | Existing | Exterior Lighting | 0 | 0
CZ05 | cDXHP | Existing | Interior Equipment | 100611.51 | 0
CZ05 | cDXHP | Existing | Exterior Equipment | 0 | 0
CZ05 | cDXHP | Existing | Fans | 181644.94 | 0
CZ05 | cDXHP | Existing | Pumps | 0 | 0
CZ05 | cDXHP | Existing | Heat Rejection | 0 | 0
CZ05 | cDXHP | Existing | Humidification | 0 | 0
CZ05 | cDXHP | Existing | Heat Recovery | 0 | 0
CZ05 | cDXHP | Existing | Water Systems | 0 | 15956.7
CZ05 | cDXHP | Existing | Refrigeration | 0 | 0
CZ05 | cDXHP | Existing | Generators | 0 | 0
CZ05 | cDXHP | Existing | Total End Uses | 401989.59 | 15956.7
CZ06 | cDXHP | Existing | Heating | 433.06 | 0
CZ06 | cDXHP | Existing | Cooling | 59091.19 | 0
CZ06 | cDXHP | Existing | Interior Lighting | 81239.17 | 0
CZ06 | cDXHP | Existing | Exterior Lighting | 0 | 0
CZ06 | cDXHP | Existing | Interior Equipment | 100611.51 | 0
CZ06 | cDXHP | Existing | Exterior Equipment | 0 | 0
CZ06 | cDXHP | Existing | Fans | 184669.94 | 0
CZ06 | cDXHP | Existing | Pumps | 0 | 0
CZ06 | cDXHP | Existing | Heat Rejection | 0 | 0
CZ06 | cDXHP | Existing | Humidification | 0 | 0
CZ06 | cDXHP | Existing | Heat Recovery | 0 | 0
CZ06 | cDXHP | Existing | Water Systems | 0 | 14859.95
CZ06 | cDXHP | Existing | Refrigeration | 0 | 0
CZ06 | cDXHP | Existing | Generators | 0 | 0
CZ06 | cDXHP | Existing | Total End Uses | 426044.88 | 14859.95
CZ07 | cDXHP | Existing | Heating | 316.41 | 0
CZ07 | cDXHP | Existing | Cooling | 68613.38 | 0
CZ07 | cDXHP | Existing | Interior Lighting | 81239.17 | 0
CZ07 | cDXHP | Existing | Exterior Lighting | 0 | 0
CZ07 | cDXHP | Existing | Interior Equipment | 100611.51 | 0
CZ07 | cDXHP | Existing | Exterior Equipment | 0 | 0
CZ07 | cDXHP | Existing | Fans | 180182.04 | 0
CZ07 | cDXHP | Existing | Pumps | 0 | 0
CZ07 | cDXHP | Existing | Heat Rejection | 0 | 0
CZ07 | cDXHP | Existing | Humidification | 0 | 0
CZ07 | cDXHP | Existing | Heat Recovery | 0 | 0
CZ07 | cDXHP | Existing | Water Systems | 0 | 14696.08
CZ07 | cDXHP | Existing | Refrigeration | 0 | 0
CZ07 | cDXHP | Existing | Generators | 0 | 0
CZ07 | cDXHP | Existing | Total End Uses | 430962.52 | 14696.08
CZ08 | cDXHP | Existing | Heating | 704.51 | 0
CZ08 | cDXHP | Existing | Cooling | 79213.71 | 0
CZ08 | cDXHP | Existing | Interior Lighting | 81239.17 | 0
CZ08 | cDXHP | Existing | Exterior Lighting | 0 | 0
CZ08 | cDXHP | Existing | Interior Equipment | 100611.51 | 0
CZ08 | cDXHP | Existing | Exterior Equipment | 0 | 0
CZ08 | cDXHP | Existing | Fans | 194287.41 | 0
CZ08 | cDXHP | Existing | Pumps | 0 | 0
CZ08 | cDXHP | Existing | Heat Rejection | 0 | 0
CZ08 | cDXHP | Existing | Humidification | 0 | 0
CZ08 | cDXHP | Existing | Heat Recovery | 0 | 0
CZ08 | cDXHP | Existing | Water Systems | 0 | 14678.33
CZ08 | cDXHP | Existing | Refrigeration | 0 | 0
CZ08 | cDXHP | Existing | Generators | 0 | 0
CZ08 | cDXHP | Existing | Total End Uses | 456056.32 | 14678.33
CZ09 | cDXHP | Existing | Heating | 537.61 | 0
CZ09 | cDXHP | Existing | Cooling | 92362.77 | 0
CZ09 | cDXHP | Existing | Interior Lighting | 81239.17 | 0
CZ09 | cDXHP | Existing | Exterior Lighting | 0 | 0
CZ09 | cDXHP | Existing | Interior Equipment | 100611.51 | 0
CZ09 | cDXHP | Existing | Exterior Equipment | 0 | 0
CZ09 | cDXHP | Existing | Fans | 207638.44 | 0
CZ09 | cDXHP | Existing | Pumps | 0 | 0
CZ09 | cDXHP | Existing | Heat Rejection | 0 | 0
CZ09 | cDXHP | Existing | Humidification | 0 | 0
CZ09 | cDXHP | Existing | Heat Recovery | 0 | 0
CZ09 | cDXHP | Existing | Water Systems | 0 | 14502.97
CZ09 | cDXHP | Existing | Refrigeration | 0 | 0
CZ09 | cDXHP | Existing | Generators | 0 | 0
CZ09 | cDXHP | Existing | Total End Uses | 482389.51 | 14502.97
CZ10 | cDXHP | Existing | Heating | 2534.77 | 0
CZ10 | cDXHP | Existing | Cooling | 104749.6 | 0
CZ10 | cDXHP | Existing | Interior Lighting | 81239.17 | 0
CZ10 | cDXHP | Existing | Exterior Lighting | 0 | 0
CZ10 | cDXHP | Existing | Interior Equipment | 100611.51 | 0
CZ10 | cDXHP | Existing | Exterior Equipment | 0 | 0
CZ10 | cDXHP | Existing | Fans | 191550.5 | 0
CZ10 | cDXHP | Existing | Pumps | 0 | 0
CZ10 | cDXHP | Existing | Heat Rejection | 0 | 0
CZ10 | cDXHP | Existing | Humidification | 0 | 0
CZ10 | cDXHP | Existing | Heat Recovery | 0 | 0
CZ10 | cDXHP | Existing | Water Systems | 0 | 14403.04
CZ10 | cDXHP | Existing | Refrigeration | 0 | 0
CZ10 | cDXHP | Existing | Generators | 0 | 0
CZ10 | cDXHP | Existing | Total End Uses | 480685.56 | 14403.04
CZ11 | cDXHP | Existing | Heating | 8773.1 | 0
CZ11 | cDXHP | Existing | Cooling | 118259.83 | 0
CZ11 | cDXHP | Existing | Interior Lighting | 81239.17 | 0
CZ11 | cDXHP | Existing | Exterior Lighting | 0 | 0
CZ11 | cDXHP | Existing | Interior Equipment | 100611.51 | 0
CZ11 | cDXHP | Existing | Exterior Equipment | 0 | 0
CZ11 | cDXHP | Existing | Fans | 215295.71 | 0
CZ11 | cDXHP | Existing | Pumps | 0 | 0
CZ11 | cDXHP | Existing | Heat Rejection | 0 | 0
CZ11 | cDXHP | Existing | Humidification | 0 | 0
CZ11 | cDXHP | Existing | Heat Recovery | 0 | 0
CZ11 | cDXHP | Existing | Water Systems | 0 | 14678.29
CZ11 | cDXHP | Existing | Refrigeration | 0 | 0
CZ11 | cDXHP | Existing | Generators | 0 | 0
CZ11 | cDXHP | Existing | Total End Uses | 524179.33 | 14678.29
CZ12 | cDXHP | Existing | Heating | 8359.79 | 0
CZ12 | cDXHP | Existing | Cooling | 94578.53 | 0
CZ12 | cDXHP | Existing | Interior Lighting | 81239.17 | 0
CZ12 | cDXHP | Existing | Exterior Lighting | 0 | 0
CZ12 | cDXHP | Existing | Interior Equipment | 100611.51 | 0
CZ12 | cDXHP | Existing | Exterior Equipment | 0 | 0
CZ12 | cDXHP | Existing | Fans | 195735.76 | 0
CZ12 | cDXHP | Existing | Pumps | 0 | 0
CZ12 | cDXHP | Existing | Heat Rejection | 0 | 0
CZ12 | cDXHP | Existing | Humidification | 0 | 0
CZ12 | cDXHP | Existing | Heat Recovery | 0 | 0
CZ12 | cDXHP | Existing | Water Systems | 0 | 15034.79
CZ12 | cDXHP | Existing | Refrigeration | 0 | 0
CZ12 | cDXHP | Existing | Generators | 0 | 0
CZ12 | cDXHP | Existing | Total End Uses | 480524.77 | 15034.79
CZ13 | cDXHP | Existing | Heating | 5947.41 | 0
CZ13 | cDXHP | Existing | Cooling | 130087.01 | 0
CZ13 | cDXHP | Existing | Interior Lighting | 81239.17 | 0
CZ13 | cDXHP | Existing | Exterior Lighting | 0 | 0
CZ13 | cDXHP | Existing | Interior Equipment | 100611.51 | 0
CZ13 | cDXHP | Existing | Exterior Equipment | 0 | 0
CZ13 | cDXHP | Existing | Fans | 207159.31 | 0
CZ13 | cDXHP | Existing | Pumps | 0 | 0
CZ13 | cDXHP | Existing | Heat Rejection | 0 | 0
CZ13 | cDXHP | Existing | Humidification | 0 | 0
CZ13 | cDXHP | Existing | Heat Recovery | 0 | 0
CZ13 | cDXHP | Existing | Water Systems | 0 | 14311.41
CZ13 | cDXHP | Existing | Refrigeration | 0 | 0
CZ13 | cDXHP | Existing | Generators | 0 | 0
CZ13 | cDXHP | Existing | Total End Uses | 525044.42 | 14311.41
CZ14 | cDXHP | Existing | Heating | 3528.43 | 0
CZ14 | cDXHP | Existing | Cooling | 163653.72 | 0
CZ14 | cDXHP | Existing | Interior Lighting | 81239.17 | 0
CZ14 | cDXHP | Existing | Exterior Lighting | 0 | 0
CZ14 | cDXHP | Existing | Interior Equipment | 100611.51 | 0
CZ14 | cDXHP | Existing | Exterior Equipment | 0 | 0
CZ14 | cDXHP | Existing | Fans | 226626.22 | 0
CZ14 | cDXHP | Existing | Pumps | 0 | 0
CZ14 | cDXHP | Existing | Heat Rejection | 0 | 0
CZ14 | cDXHP | Existing | Humidification | 0 | 0
CZ14 | cDXHP | Existing | Heat Recovery | 0 | 0
CZ14 | cDXHP | Existing | Water Systems | 0 | 13688.78
CZ14 | cDXHP | Existing | Refrigeration | 0 | 0
CZ14 | cDXHP | Existing | Generators | 0 | 0
CZ14 | cDXHP | Existing | Total End Uses | 575659.05 | 13688.78
CZ15 | cDXHP | Existing | Heating | 598.63 | 0
CZ15 | cDXHP | Existing | Cooling | 213978.35 | 0
CZ15 | cDXHP | Existing | Interior Lighting | 81239.17 | 0
CZ15 | cDXHP | Existing | Exterior Lighting | 0 | 0
CZ15 | cDXHP | Existing | Interior Equipment | 100611.51 | 0
CZ15 | cDXHP | Existing | Exterior Equipment | 0 | 0
CZ15 | cDXHP | Existing | Fans | 214191.45 | 0
CZ15 | cDXHP | Existing | Pumps | 0 | 0
CZ15 | cDXHP | Existing | Heat Rejection | 0 | 0
CZ15 | cDXHP | Existing | Humidification | 0 | 0
CZ15 | cDXHP | Existing | Heat Recovery | 0 | 0
CZ15 | cDXHP | Existing | Water Systems | 0 | 12381.53
CZ15 | cDXHP | Existing | Refrigeration | 0 | 0
CZ15 | cDXHP | Existing | Generators | 0 | 0
CZ15 | cDXHP | Existing | Total End Uses | 610619.12 | 12381.53
CZ16 | cDXHP | Existing | Heating | 18629.08 | 0
CZ16 | cDXHP | Existing | Cooling | 105796.72 | 0
CZ16 | cDXHP | Existing | Interior Lighting | 81239.17 | 0
CZ16 | cDXHP | Existing | Exterior Lighting | 0 | 0
CZ16 | cDXHP | Existing | Interior Equipment | 100611.51 | 0
CZ16 | cDXHP | Existing | Exterior Equipment | 0 | 0
CZ16 | cDXHP | Existing | Fans | 229549.89 | 0
CZ16 | cDXHP | Existing | Pumps | 0 | 0
CZ16 | cDXHP | Existing | Heat Rejection | 0 | 0
CZ16 | cDXHP | Existing | Humidification | 0 | 0
CZ16 | cDXHP | Existing | Heat Recovery | 0 | 0
CZ16 | cDXHP | Existing | Water Systems | 0 | 15780.97
CZ16 | cDXHP | Existing | Refrigeration | 0 | 0
CZ16 | cDXHP | Existing | Generators | 0 | 0
CZ16 | cDXHP | Existing | Total End Uses | 535826.39 | 15780.97
CZ01 | cDXHP | New Construction | Heating | 16346.37 | 0
CZ01 | cDXHP | New Construction | Cooling | 424.11 | 0
CZ01 | cDXHP | New Construction | Interior Lighting | 41432.85 | 0
CZ01 | cDXHP | New Construction | Exterior Lighting | 0 | 0
CZ01 | cDXHP | New Construction | Interior Equipment | 100611.51 | 0
CZ01 | cDXHP | New Construction | Exterior Equipment | 0 | 0
CZ01 | cDXHP | New Construction | Fans | 80683.27 | 0
CZ01 | cDXHP | New Construction | Pumps | 0 | 0
CZ01 | cDXHP | New Construction | Heat Rejection | 0 | 0
CZ01 | cDXHP | New Construction | Humidification | 0 | 0
CZ01 | cDXHP | New Construction | Heat Recovery | 0 | 0
CZ01 | cDXHP | New Construction | Water Systems | 0 | 17237.58
CZ01 | cDXHP | New Construction | Refrigeration | 0 | 0
CZ01 | cDXHP | New Construction | Generators | 0 | 0
CZ01 | cDXHP | New Construction | Total End Uses | 239498.11 | 17237.58
CZ02 | cDXHP | New Construction | Heating | 9937.4 | 0
CZ02 | cDXHP | New Construction | Cooling | 21968.8 | 0
CZ02 | cDXHP | New Construction | Interior Lighting | 41432.85 | 0
CZ02 | cDXHP | New Construction | Exterior Lighting | 0 | 0
CZ02 | cDXHP | New Construction | Interior Equipment | 100611.51 | 0
CZ02 | cDXHP | New Construction | Exterior Equipment | 0 | 0
CZ02 | cDXHP | New Construction | Fans | 95801.55 | 0
CZ02 | cDXHP | New Construction | Pumps | 0 | 0
CZ02 | cDXHP | New Construction | Heat Rejection | 0 | 0
CZ02 | cDXHP | New Construction | Humidification | 0 | 0
CZ02 | cDXHP | New Construction | Heat Recovery | 0 | 0
CZ02 | cDXHP | New Construction | Water Systems | 0 | 16005.06
CZ02 | cDXHP | New Construction | Refrigeration | 0 | 0
CZ02 | cDXHP | New Construction | Generators | 0 | 0
CZ02 | cDXHP | New Construction | Total End Uses | 269752.11 | 16005.06
CZ03 | cDXHP | New Construction | Heating | 5989.82 | 0
CZ03 | cDXHP | New Construction | Cooling | 11340.24 | 0
CZ03 | cDXHP | New Construction | Interior Lighting | 41432.85 | 0
CZ03 | cDXHP | New Construction | Exterior Lighting | 0 | 0
CZ03 | cDXHP | New Construction | Interior Equipment | 100611.51 | 0
CZ03 | cDXHP | New Construction | Exterior Equipment | 0 | 0
CZ03 | cDXHP | New Construction | Fans | 94433.24 | 0
CZ03 | cDXHP | New Construction | Pumps | 0 | 0
CZ03 | cDXHP | New Construction | Heat Rejection | 0 | 0
CZ03 | cDXHP | New Construction | Humidification | 0 | 0
CZ03 | cDXHP | New Construction | Heat Recovery | 0 | 0
CZ03 | cDXHP | New Construction | Water Systems | 0 | 15950.63
CZ03 | cDXHP | New Construction | Refrigeration | 0 | 0
CZ03 | cDXHP | New Construction | Generators | 0 | 0
CZ03 | cDXHP | New Construction | Total End Uses | 253807.66 | 15950.63
CZ04 | cDXHP | New Construction | Heating | 4297.41 | 0
CZ04 | cDXHP | New Construction | Cooling | 27985.85 | 0
CZ04 | cDXHP | New Construction | Interior Lighting | 41432.85 | 0
CZ04 | cDXHP | New Construction | Exterior Lighting | 0 | 0
CZ04 | cDXHP | New Construction | Interior Equipment | 100611.51 | 0
CZ04 | cDXHP | New Construction | Exterior Equipment | 0 | 0
CZ04 | cDXHP | New Construction | Fans | 97081.45 | 0
CZ04 | cDXHP | New Construction | Pumps | 0 | 0
CZ04 | cDXHP | New Construction | Heat Rejection | 0 | 0
CZ04 | cDXHP | New Construction | Humidification | 0 | 0
CZ04 | cDXHP | New Construction | Heat Recovery | 0 | 0
CZ04 | cDXHP | New Construction | Water Systems | 0 | 15472.39
CZ04 | cDXHP | New Construction | Refrigeration | 0 | 0
CZ04 | cDXHP | New Construction | Generators | 0 | 0
CZ04 | cDXHP | New Construction | Total End Uses | 271409.07 | 15472.39
CZ05 | cDXHP | New Construction | Heating | 5454.76 | 0
CZ05 | cDXHP | New Construction | Cooling | 15178.43 | 0
CZ05 | cDXHP | New Construction | Interior Lighting | 41432.85 | 0
CZ05 | cDXHP | New Construction | Exterior Lighting | 0 | 0
CZ05 | cDXHP | New Construction | Interior Equipment | 100611.51 | 0
CZ05 | cDXHP | New Construction | Exterior Equipment | 0 | 0
CZ05 | cDXHP | New Construction | Fans | 92180.48 | 0
CZ05 | cDXHP | New Construction | Pumps | 0 | 0
CZ05 | cDXHP | New Construction | Heat Rejection | 0 | 0
CZ05 | cDXHP | New Construction | Humidification | 0 | 0
CZ05 | cDXHP | New Construction | Heat Recovery | 0 | 0
CZ05 | cDXHP | New Construction | Water Systems | 0 | 15951.16
CZ05 | cDXHP | New Construction | Refrigeration | 0 | 0
CZ05 | cDXHP | New Construction | Generators | 0 | 0
CZ05 | cDXHP | New Construction | Total End Uses | 254858.04 | 15951.16
CZ06 | cDXHP | New Construction | Heating | 722.13 | 0
CZ06 | cDXHP | New Construction | Cooling | 29007.95 | 0
CZ06 | cDXHP | New Construction | Interior Lighting | 41432.85 | 0
CZ06 | cDXHP | New Construction | Exterior Lighting | 0 | 0
CZ06 | cDXHP | New Construction | Interior Equipment | 100611.51 | 0
CZ06 | cDXHP | New Construction | Exterior Equipment | 0 | 0
CZ06 | cDXHP | New Construction | Fans | 96840.8 | 0
CZ06 | cDXHP | New Construction | Pumps | 0 | 0
CZ06 | cDXHP | New Construction | Heat Rejection | 0 | 0
CZ06 | cDXHP | New Construction | Humidification | 0 | 0
CZ06 | cDXHP | New Construction | Heat Recovery | 0 | 0
CZ06 | cDXHP | New Construction | Water Systems | 0 | 14855.4
CZ06 | cDXHP | New Construction | Refrigeration | 0 | 0
CZ06 | cDXHP | New Construction | Generators | 0 | 0
CZ06 | cDXHP | New Construction | Total End Uses | 268615.24 | 14855.4
CZ07 | cDXHP | New Construction | Heating | 616.05 | 0
CZ07 | cDXHP | New Construction | Cooling | 34899.93 | 0
CZ07 | cDXHP | New Construction | Interior Lighting | 41432.85 | 0
CZ07 | cDXHP | New Construction | Exterior Lighting | 0 | 0
CZ07 | cDXHP | New Construction | Interior Equipment | 100611.51 | 0
CZ07 | cDXHP | New Construction | Exterior Equipment | 0 | 0
CZ07 | cDXHP | New Construction | Fans | 95541.78 | 0
CZ07 | cDXHP | New Construction | Pumps | 0 | 0
CZ07 | cDXHP | New Construction | Heat Rejection | 0 | 0
CZ07 | cDXHP | New Construction | Humidification | 0 | 0
CZ07 | cDXHP | New Construction | Heat Recovery | 0 | 0
CZ07 | cDXHP | New Construction | Water Systems | 0 | 14691.13
CZ07 | cDXHP | New Construction | Refrigeration | 0 | 0
CZ07 | cDXHP | New Construction | Generators | 0 | 0
CZ07 | cDXHP | New Construction | Total End Uses | 273102.13 | 14691.13
CZ08 | cDXHP | New Construction | Heating | 1181.95 | 0
CZ08 | cDXHP | New Construction | Cooling | 40754.68 | 0
CZ08 | cDXHP | New Construction | Interior Lighting | 41432.85 | 0
CZ08 | cDXHP | New Construction | Exterior Lighting | 0 | 0
CZ08 | cDXHP | New Construction | Interior Equipment | 100611.51 | 0
CZ08 | cDXHP | New Construction | Exterior Equipment | 0 | 0
CZ08 | cDXHP | New Construction | Fans | 101155.36 | 0
CZ08 | cDXHP | New Construction | Pumps | 0 | 0
CZ08 | cDXHP | New Construction | Heat Rejection | 0 | 0
CZ08 | cDXHP | New Construction | Humidification | 0 | 0
CZ08 | cDXHP | New Construction | Heat Recovery | 0 | 0
CZ08 | cDXHP | New Construction | Water Systems | 0 | 14674.02
CZ08 | cDXHP | New Construction | Refrigeration | 0 | 0
CZ08 | cDXHP | New Construction | Generators | 0 | 0
CZ08 | cDXHP | New Construction | Total End Uses | 285136.36 | 14674.02
CZ09 | cDXHP | New Construction | Heating | 685.62 | 0
CZ09 | cDXHP | New Construction | Cooling | 43858.96 | 0
CZ09 | cDXHP | New Construction | Interior Lighting | 41432.85 | 0
CZ09 | cDXHP | New Construction | Exterior Lighting | 0 | 0
CZ09 | cDXHP | New Construction | Interior Equipment | 100611.51 | 0
CZ09 | cDXHP | New Construction | Exterior Equipment | 0 | 0
CZ09 | cDXHP | New Construction | Fans | 96178.12 | 0
CZ09 | cDXHP | New Construction | Pumps | 0 | 0
CZ09 | cDXHP | New Construction | Heat Rejection | 0 | 0
CZ09 | cDXHP | New Construction | Humidification | 0 | 0
CZ09 | cDXHP | New Construction | Heat Recovery | 0 | 0
CZ09 | cDXHP | New Construction | Water Systems | 0 | 14497.45
CZ09 | cDXHP | New Construction | Refrigeration | 0 | 0
CZ09 | cDXHP | New Construction | Generators | 0 | 0
CZ09 | cDXHP | New Construction | Total End Uses | 282767.06 | 14497.45
CZ10 | cDXHP | New Construction | Heating | 3049.93 | 0
CZ10 | cDXHP | New Construction | Cooling | 61403.09 | 0
CZ10 | cDXHP | New Construction | Interior Lighting | 41432.85 | 0
CZ10 | cDXHP | New Construction | Exterior Lighting | 0 | 0
CZ10 | cDXHP | New Construction | Interior Equipment | 100611.51 | 0
CZ10 | cDXHP | New Construction | Exterior Equipment | 0 | 0
CZ10 | cDXHP | New Construction | Fans | 105193.68 | 0
CZ10 | cDXHP | New Construction | Pumps | 0 | 0
CZ10 | cDXHP | New Construction | Heat Rejection | 0 | 0
CZ10 | cDXHP | New Construction | Humidification | 0 | 0
CZ10 | cDXHP | New Construction | Heat Recovery | 0 | 0
CZ10 | cDXHP | New Construction | Water Systems | 0 | 14398.17
CZ10 | cDXHP | New Construction | Refrigeration | 0 | 0
CZ10 | cDXHP | New Construction | Generators | 0 | 0
CZ10 | cDXHP | New Construction | Total End Uses | 311691.07 | 14398.17
CZ11 | cDXHP | New Construction | Heating | 9543.57 | 0
CZ11 | cDXHP | New Construction | Cooling | 63061.38 | 0
CZ11 | cDXHP | New Construction | Interior Lighting | 41432.85 | 0
CZ11 | cDXHP | New Construction | Exterior Lighting | 0 | 0
CZ11 | cDXHP | New Construction | Interior Equipment | 100611.51 | 0
CZ11 | cDXHP | New Construction | Exterior Equipment | 0 | 0
CZ11 | cDXHP | New Construction | Fans | 103829.41 | 0
CZ11 | cDXHP | New Construction | Pumps | 0 | 0
CZ11 | cDXHP | New Construction | Heat Rejection | 0 | 0
CZ11 | cDXHP | New Construction | Humidification | 0 | 0
CZ11 | cDXHP | New Construction | Heat Recovery | 0 | 0
CZ11 | cDXHP | New Construction | Water Systems | 0 | 14672.73
CZ11 | cDXHP | New Construction | Refrigeration | 0 | 0
CZ11 | cDXHP | New Construction | Generators | 0 | 0
CZ11 | cDXHP | New Construction | Total End Uses | 318478.73 | 14672.73
CZ12 | cDXHP | New Construction | Heating | 9594.97 | 0
CZ12 | cDXHP | New Construction | Cooling | 50075.29 | 0
CZ12 | cDXHP | New Construction | Interior Lighting | 41432.85 | 0
CZ12 | cDXHP | New Construction | Exterior Lighting | 0 | 0
CZ12 | cDXHP | New Construction | Interior Equipment | 100611.51 | 0
CZ12 | cDXHP | New Construction | Exterior Equipment | 0 | 0
CZ12 | cDXHP | New Construction | Fans | 97063.37 | 0
CZ12 | cDXHP | New Construction | Pumps | 0 | 0
CZ12 | cDXHP | New Construction | Heat Rejection | 0 | 0
CZ12 | cDXHP | New Construction | Humidification | 0 | 0
CZ12 | cDXHP | New Construction | Heat Recovery | 0 | 0
CZ12 | cDXHP | New Construction | Water Systems | 0 | 15030.02
CZ12 | cDXHP | New Construction | Refrigeration | 0 | 0
CZ12 | cDXHP | New Construction | Generators | 0 | 0
CZ12 | cDXHP | New Construction | Total End Uses | 298778 | 15030.02
CZ13 | cDXHP | New Construction | Heating | 7413.92 | 0
CZ13 | cDXHP | New Construction | Cooling | 71317.82 | 0
CZ13 | cDXHP | New Construction | Interior Lighting | 41432.85 | 0
CZ13 | cDXHP | New Construction | Exterior Lighting | 0 | 0
CZ13 | cDXHP | New Construction | Interior Equipment | 100611.51 | 0
CZ13 | cDXHP | New Construction | Exterior Equipment | 0 | 0
CZ13 | cDXHP | New Construction | Fans | 102786.18 | 0
CZ13 | cDXHP | New Construction | Pumps | 0 | 0
CZ13 | cDXHP | New Construction | Heat Rejection | 0 | 0
CZ13 | cDXHP | New Construction | Humidification | 0 | 0
CZ13 | cDXHP | New Construction | Heat Recovery | 0 | 0
CZ13 | cDXHP | New Construction | Water Systems | 0 | 14305.91
CZ13 | cDXHP | New Construction | Refrigeration | 0 | 0
CZ13 | cDXHP | New Construction | Generators | 0 | 0
CZ13 | cDXHP | New Construction | Total End Uses | 323562.28 | 14305.91
CZ14 | cDXHP | New Construction | Heating | 4637.63 | 0
CZ14 | cDXHP | New Construction | Cooling | 93124.24 | 0
CZ14 | cDXHP | New Construction | Interior Lighting | 41432.85 | 0
CZ14 | cDXHP | New Construction | Exterior Lighting | 0 | 0
CZ14 | cDXHP | New Construction | Interior Equipment | 100611.51 | 0
CZ14 | cDXHP | New Construction | Exterior Equipment | 0 | 0
CZ14 | cDXHP | New Construction | Fans | 114954.35 | 0
CZ14 | cDXHP | New Construction | Pumps | 0 | 0
CZ14 | cDXHP | New Construction | Heat Rejection | 0 | 0
CZ14 | cDXHP | New Construction | Humidification | 0 | 0
CZ14 | cDXHP | New Construction | Heat Recovery | 0 | 0
CZ14 | cDXHP | New Construction | Water Systems | 0 | 13683.91
CZ14 | cDXHP | New Construction | Refrigeration | 0 | 0
CZ14 | cDXHP | New Construction | Generators | 0 | 0
CZ14 | cDXHP | New Construction | Total End Uses | 354760.58 | 13683.91
CZ15 | cDXHP | New Construction | Heating | 863.29 | 0
CZ15 | cDXHP | New Construction | Cooling | 126553.54 | 0
CZ15 | cDXHP | New Construction | Interior Lighting | 41432.85 | 0
CZ15 | cDXHP | New Construction | Exterior Lighting | 0 | 0
CZ15 | cDXHP | New Construction | Interior Equipment | 100611.51 | 0
CZ15 | cDXHP | New Construction | Exterior Equipment | 0 | 0
CZ15 | cDXHP | New Construction | Fans | 108822.49 | 0
CZ15 | cDXHP | New Construction | Pumps | 0 | 0
CZ15 | cDXHP | New Construction | Heat Rejection | 0 | 0
CZ15 | cDXHP | New Construction | Humidification | 0 | 0
CZ15 | cDXHP | New Construction | Heat Recovery | 0 | 0
CZ15 | cDXHP | New Construction | Water Systems | 0 | 12375.85
CZ15 | cDXHP | New Construction | Refrigeration | 0 | 0
CZ15 | cDXHP | New Construction | Generators | 0 | 0
CZ15 | cDXHP | New Construction | Total End Uses | 378283.68 | 12375.85
CZ16 | cDXHP | New Construction | Heating | 20109.09 | 0
CZ16 | cDXHP | New Construction | Cooling | 58917.63 | 0
CZ16 | cDXHP | New Construction | Interior Lighting | 41432.85 | 0
CZ16 | cDXHP | New Construction | Exterior Lighting | 0 | 0
CZ16 | cDXHP | New Construction | Interior Equipment | 100611.51 | 0
CZ16 | cDXHP | New Construction | Exterior Equipment | 0 | 0
CZ16 | cDXHP | New Construction | Fans | 118859.3 | 0
CZ16 | cDXHP | New Construction | Pumps | 0 | 0
CZ16 | cDXHP | New Construction | Heat Rejection | 0 | 0
CZ16 | cDXHP | New Construction | Humidification | 0 | 0
CZ16 | cDXHP | New Construction | Heat Recovery | 0 | 0
CZ16 | cDXHP | New Construction | Water Systems | 0 | 15776.65
CZ16 | cDXHP | New Construction | Refrigeration | 0 | 0
CZ16 | cDXHP | New Construction | Generators | 0 | 0
CZ16 | cDXHP | New Construction | Total End Uses | 339930.39 | 15776.65
CZ01 | cDXOH | Existing | Heating | 0 | 0
CZ01 | cDXOH | Existing | Cooling | 2027.35 | 0
CZ01 | cDXOH | Existing | Interior Lighting | 81239.17 | 0
CZ01 | cDXOH | Existing | Exterior Lighting | 0 | 0
CZ01 | cDXOH | Existing | Interior Equipment | 100611.51 | 0
CZ01 | cDXOH | Existing | Exterior Equipment | 0 | 0
CZ01 | cDXOH | Existing | Fans | 160127.08 | 0
CZ01 | cDXOH | Existing | Pumps | 0 | 0
CZ01 | cDXOH | Existing | Heat Rejection | 0 | 0
CZ01 | cDXOH | Existing | Humidification | 0 | 0
CZ01 | cDXOH | Existing | Heat Recovery | 0 | 0
CZ01 | cDXOH | Existing | Water Systems | 0 | 17243.46
CZ01 | cDXOH | Existing | Refrigeration | 0 | 0
CZ01 | cDXOH | Existing | Generators | 0 | 0
CZ01 | cDXOH | Existing | Total End Uses | 344005.12 | 17243.46
CZ02 | cDXOH | Existing | Heating | 0 | 0
CZ02 | cDXOH | Existing | Cooling | 45561.04 | 0
CZ02 | cDXOH | Existing | Interior Lighting | 81239.17 | 0
CZ02 | cDXOH | Existing | Exterior Lighting | 0 | 0
CZ02 | cDXOH | Existing | Interior Equipment | 100611.51 | 0
CZ02 | cDXOH | Existing | Exterior Equipment | 0 | 0
CZ02 | cDXOH | Existing | Fans | 192895.39 | 0
CZ02 | cDXOH | Existing | Pumps | 0 | 0
CZ02 | cDXOH | Existing | Heat Rejection | 0 | 0
CZ02 | cDXOH | Existing | Humidification | 0 | 0
CZ02 | cDXOH | Existing | Heat Recovery | 0 | 0
CZ02 | cDXOH | Existing | Water Systems | 0 | 16010.58
CZ02 | cDXOH | Existing | Refrigeration | 0 | 0
CZ02 | cDXOH | Existing | Generators | 0 | 0
CZ02 | cDXOH | Existing | Total End Uses | 420307.12 | 16010.58
CZ03 | cDXOH | Existing | Heating | 0 | 0
CZ03 | cDXOH | Existing | Cooling | 25710.34 | 0
CZ03 | cDXOH | Existing | Interior Lighting | 81239.17 | 0
CZ03 | cDXOH | Existing | Exterior Lighting | 0 | 0
CZ03 | cDXOH | Existing | Interior Equipment | 100611.51 | 0
CZ03 | cDXOH | Existing | Exterior Equipment | 0 | 0
CZ03 | cDXOH | Existing | Fans | 185092.04 | 0
CZ03 | cDXOH | Existing | Pumps | 0 | 0
CZ03 | cDXOH | Existing | Heat Rejection | 0 | 0
CZ03 | cDXOH | Existing | Humidification | 0 | 0
CZ03 | cDXOH | Existing | Heat Recovery | 0 | 0
CZ03 | cDXOH | Existing | Water Systems | 0 | 15955.89
CZ03 | cDXOH | Existing | Refrigeration | 0 | 0
CZ03 | cDXOH | Existing | Generators | 0 | 0
CZ03 | cDXOH | Existing | Total End Uses | 392653.07 | 15955.89
CZ04 | cDXOH | Existing | Heating | 0 | 0
CZ04 | cDXOH | Existing | Cooling | 56271.39 | 0
CZ04 | cDXOH | Existing | Interior Lighting | 81239.17 | 0
CZ04 | cDXOH | Existing | Exterior Lighting | 0 | 0
CZ04 | cDXOH | Existing | Interior Equipment | 100611.51 | 0
CZ04 | cDXOH | Existing | Exterior Equipment | 0 | 0
CZ04 | cDXOH | Existing | Fans | 195560.99 | 0
CZ04 | cDXOH | Existing | Pumps | 0 | 0
CZ04 | cDXOH | Existing | Heat Rejection | 0 | 0
CZ04 | cDXOH | Existing | Humidification | 0 | 0
CZ04 | cDXOH | Existing | Heat Recovery | 0 | 0
CZ04 | cDXOH | Existing | Water Systems | 0 | 15478.48
CZ04 | cDXOH | Existing | Refrigeration | 0 | 0
CZ04 | cDXOH | Existing | Generators | 0 | 0
CZ04 | cDXOH | Existing | Total End Uses | 433683.06 | 15478.48
CZ05 | cDXOH | Existing | Heating | 0 | 0
CZ05 | cDXOH | Existing | Cooling | 34965.44 | 0
CZ05 | cDXOH | Existing | Interior Lighting | 81239.17 | 0
CZ05 | cDXOH | Existing | Exterior Lighting | 0 | 0
CZ05 | cDXOH | Existing | Interior Equipment | 100611.51 | 0
CZ05 | cDXOH | Existing | Exterior Equipment | 0 | 0
CZ05 | cDXOH | Existing | Fans | 181660.51 | 0
CZ05 | cDXOH | Existing | Pumps | 0 | 0
CZ05 | cDXOH | Existing | Heat Rejection | 0 | 0
CZ05 | cDXOH | Existing | Humidification | 0 | 0
CZ05 | cDXOH | Existing | Heat Recovery | 0 | 0
CZ05 | cDXOH | Existing | Water Systems | 0 | 15956.96
CZ05 | cDXOH | Existing | Refrigeration | 0 | 0
CZ05 | cDXOH | Existing | Generators | 0 | 0
CZ05 | cDXOH | Existing | Total End Uses | 398476.64 | 15956.96
CZ06 | cDXOH | Existing | Heating | 0 | 0
CZ06 | cDXOH | Existing | Cooling | 59732.45 | 0
CZ06 | cDXOH | Existing | Interior Lighting | 81239.17 | 0
CZ06 | cDXOH | Existing | Exterior Lighting | 0 | 0
CZ06 | cDXOH | Existing | Interior Equipment | 100611.51 | 0
CZ06 | cDXOH | Existing | Exterior Equipment | 0 | 0
CZ06 | cDXOH | Existing | Fans | 184683.72 | 0
CZ06 | cDXOH | Existing | Pumps | 0 | 0
CZ06 | cDXOH | Existing | Heat Rejection | 0 | 0
CZ06 | cDXOH | Existing | Humidification | 0 | 0
CZ06 | cDXOH | Existing | Heat Recovery | 0 | 0
CZ06 | cDXOH | Existing | Water Systems | 0 | 14859.95
CZ06 | cDXOH | Existing | Refrigeration | 0 | 0
CZ06 | cDXOH | Existing | Generators | 0 | 0
CZ06 | cDXOH | Existing | Total End Uses | 426266.86 | 14859.95
CZ07 | cDXOH | Existing | Heating | 0 | 0
CZ07 | cDXOH | Existing | Cooling | 68960.28 | 0
CZ07 | cDXOH | Existing | Interior Lighting | 81239.17 | 0
CZ07 | cDXOH | Existing | Exterior Lighting | 0 | 0
CZ07 | cDXOH | Existing | Interior Equipment | 100611.51 | 0
CZ07 | cDXOH | Existing | Exterior Equipment | 0 | 0
CZ07 | cDXOH | Existing | Fans | 180189.54 | 0
CZ07 | cDXOH | Existing | Pumps | 0 | 0
CZ07 | cDXOH | Existing | Heat Rejection | 0 | 0
CZ07 | cDXOH | Existing | Humidification | 0 | 0
CZ07 | cDXOH | Existing | Heat Recovery | 0 | 0
CZ07 | cDXOH | Existing | Water Systems | 0 | 14696.1
CZ07 | cDXOH | Existing | Refrigeration | 0 | 0
CZ07 | cDXOH | Existing | Generators | 0 | 0
CZ07 | cDXOH | Existing | Total End Uses | 431000.51 | 14696.1
CZ08 | cDXOH | Existing | Heating | 0 | 0
CZ08 | cDXOH | Existing | Cooling | 79400.77 | 0
CZ08 | cDXOH | Existing | Interior Lighting | 81239.17 | 0
CZ08 | cDXOH | Existing | Exterior Lighting | 0 | 0
CZ08 | cDXOH | Existing | Interior Equipment | 100611.51 | 0
CZ08 | cDXOH | Existing | Exterior Equipment | 0 | 0
CZ08 | cDXOH | Existing | Fans | 194284.36 | 0
CZ08 | cDXOH | Existing | Pumps | 0 | 0
CZ08 | cDXOH | Existing | Heat Rejection | 0 | 0
CZ08 | cDXOH | Existing | Humidification | 0 | 0
CZ08 | cDXOH | Existing | Heat Recovery | 0 | 0
CZ08 | cDXOH | Existing | Water Systems | 0 | 14678.37
CZ08 | cDXOH | Existing | Refrigeration | 0 | 0
CZ08 | cDXOH | Existing | Generators | 0 | 0
CZ08 | cDXOH | Existing | Total End Uses | 455535.82 | 14678.37
CZ09 | cDXOH | Existing | Heating | 0 | 0
CZ09 | cDXOH | Existing | Cooling | 92553.92 | 0
CZ09 | cDXOH | Existing | Interior Lighting | 81239.17 | 0
CZ09 | cDXOH | Existing | Exterior Lighting | 0 | 0
CZ09 | cDXOH | Existing | Interior Equipment | 100611.51 | 0
CZ09 | cDXOH | Existing | Exterior Equipment | 0 | 0
CZ09 | cDXOH | Existing | Fans | 207636.12 | 0
CZ09 | cDXOH | Existing | Pumps | 0 | 0
CZ09 | cDXOH | Existing | Heat Rejection | 0 | 0
CZ09 | cDXOH | Existing | Humidification | 0 | 0
CZ09 | cDXOH | Existing | Heat Recovery | 0 | 0
CZ09 | cDXOH | Existing | Water Systems | 0 | 14503.03
CZ09 | cDXOH | Existing | Refrigeration | 0 | 0
CZ09 | cDXOH | Existing | Generators | 0 | 0
CZ09 | cDXOH | Existing | Total End Uses | 482040.73 | 14503.03
CZ10 | cDXOH | Existing | Heating | 0 | 0
CZ10 | cDXOH | Existing | Cooling | 104909.8 | 0
CZ10 | cDXOH | Existing | Interior Lighting | 81239.17 | 0
CZ10 | cDXOH | Existing | Exterior Lighting | 0 | 0
CZ10 | cDXOH | Existing | Interior Equipment | 100611.51 | 0
CZ10 | cDXOH | Existing | Exterior Equipment | 0 | 0
CZ10 | cDXOH | Existing | Fans | 191537.29 | 0
CZ10 | cDXOH | Existing | Pumps | 0 | 0
CZ10 | cDXOH | Existing | Heat Rejection | 0 | 0
CZ10 | cDXOH | Existing | Humidification | 0 | 0
CZ10 | cDXOH | Existing | Heat Recovery | 0 | 0
CZ10 | cDXOH | Existing | Water Systems | 0 | 14403.05
CZ10 | cDXOH | Existing | Refrigeration | 0 | 0
CZ10 | cDXOH | Existing | Generators | 0 | 0
CZ10 | cDXOH | Existing | Total End Uses | 478297.78 | 14403.05
CZ11 | cDXOH | Existing | Heating | 0 | 0
CZ11 | cDXOH | Existing | Cooling | 118356.47 | 0
CZ11 | cDXOH | Existing | Interior Lighting | 81239.17 | 0
CZ11 | cDXOH | Existing | Exterior Lighting | 0 | 0
CZ11 | cDXOH | Existing | Interior Equipment | 100611.51 | 0
CZ11 | cDXOH | Existing | Exterior Equipment | 0 | 0
CZ11 | cDXOH | Existing | Fans | 216541.16 | 0
CZ11 | cDXOH | Existing | Pumps | 0 | 0
CZ11 | cDXOH | Existing | Heat Rejection | 0 | 0
CZ11 | cDXOH | Existing | Humidification | 0 | 0
CZ11 | cDXOH | Existing | Heat Recovery | 0 | 0
CZ11 | cDXOH | Existing | Water Systems | 0 | 14678.36
CZ11 | cDXOH | Existing | Refrigeration | 0 | 0
CZ11 | cDXOH | Existing | Generators | 0 | 0
CZ11 | cDXOH | Existing | Total End Uses | 516748.31 | 14678.36
CZ12 | cDXOH | Existing | Heating | 0 | 0
CZ12 | cDXOH | Existing | Cooling | 94894.07 | 0
CZ12 | cDXOH | Existing | Interior Lighting | 81239.17 | 0
CZ12 | cDXOH | Existing | Exterior Lighting | 0 | 0
CZ12 | cDXOH | Existing | Interior Equipment | 100611.51 | 0
CZ12 | cDXOH | Existing | Exterior Equipment | 0 | 0
CZ12 | cDXOH | Existing | Fans | 196753.06 | 0
CZ12 | cDXOH | Existing | Pumps | 0 | 0
CZ12 | cDXOH | Existing | Heat Rejection | 0 | 0
CZ12 | cDXOH | Existing | Humidification | 0 | 0
CZ12 | cDXOH | Existing | Heat Recovery | 0 | 0
CZ12 | cDXOH | Existing | Water Systems | 0 | 15035.3
CZ12 | cDXOH | Existing | Refrigeration | 0 | 0
CZ12 | cDXOH | Existing | Generators | 0 | 0
CZ12 | cDXOH | Existing | Total End Uses | 473497.82 | 15035.3
CZ13 | cDXOH | Existing | Heating | 0 | 0
CZ13 | cDXOH | Existing | Cooling | 130181.89 | 0
CZ13 | cDXOH | Existing | Interior Lighting | 81239.17 | 0
CZ13 | cDXOH | Existing | Exterior Lighting | 0 | 0
CZ13 | cDXOH | Existing | Interior Equipment | 100611.51 | 0
CZ13 | cDXOH | Existing | Exterior Equipment | 0 | 0
CZ13 | cDXOH | Existing | Fans | 207712.58 | 0
CZ13 | cDXOH | Existing | Pumps | 0 | 0
CZ13 | cDXOH | Existing | Heat Rejection | 0 | 0
CZ13 | cDXOH | Existing | Humidification | 0 | 0
CZ13 | cDXOH | Existing | Heat Recovery | 0 | 0
CZ13 | cDXOH | Existing | Water Systems | 0 | 14311.52
CZ13 | cDXOH | Existing | Refrigeration | 0 | 0
CZ13 | cDXOH | Existing | Generators | 0 | 0
CZ13 | cDXOH | Existing | Total End Uses | 519745.15 | 14311.52
CZ14 | cDXOH | Existing | Heating | 0 | 0
CZ14 | cDXOH | Existing | Cooling | 163789.87 | 0
CZ14 | cDXOH | Existing | Interior Lighting | 81239.17 | 0
CZ14 | cDXOH | Existing | Exterior Lighting | 0 | 0
CZ14 | cDXOH | Existing | Interior Equipment | 100611.51 | 0
CZ14 | cDXOH | Existing | Exterior Equipment | 0 | 0
CZ14 | cDXOH | Existing | Fans | 226773.3 | 0
CZ14 | cDXOH | Existing | Pumps | 0 | 0
CZ14 | cDXOH | Existing | Heat Rejection | 0 | 0
CZ14 | cDXOH | Existing | Humidification | 0 | 0
CZ14 | cDXOH | Existing | Heat Recovery | 0 | 0
CZ14 | cDXOH | Existing | Water Systems | 0 | 13688.81
CZ14 | cDXOH | Existing | Refrigeration | 0 | 0
CZ14 | cDXOH | Existing | Generators | 0 | 0
CZ14 | cDXOH | Existing | Total End Uses | 572413.86 | 13688.81
CZ15 | cDXOH | Existing | Heating | 0 | 0
CZ15 | cDXOH | Existing | Cooling | 213951.82 | 0
CZ15 | cDXOH | Existing | Interior Lighting | 81239.17 | 0
CZ15 | cDXOH | Existing | Exterior Lighting | 0 | 0
CZ15 | cDXOH | Existing | Interior Equipment | 100611.51 | 0
CZ15 | cDXOH | Existing | Exterior Equipment | 0 | 0
CZ15 | cDXOH | Existing | Fans | 214192.05 | 0
CZ15 | cDXOH | Existing | Pumps | 0 | 0
CZ15 | cDXOH | Existing | Heat Rejection | 0 | 0
CZ15 | cDXOH | Existing | Humidification | 0 | 0
CZ15 | cDXOH | Existing | Heat Recovery | 0 | 0
CZ15 | cDXOH | Existing | Water Systems | 0 | 12381.55
CZ15 | cDXOH | Existing | Refrigeration | 0 | 0
CZ15 | cDXOH | Existing | Generators | 0 | 0
CZ15 | cDXOH | Existing | Total End Uses | 609994.56 | 12381.55
CZ16 | cDXOH | Existing | Heating | 0 | 0
CZ16 | cDXOH | Existing | Cooling | 107928.4 | 0
CZ16 | cDXOH | Existing | Interior Lighting | 81239.17 | 0
CZ16 | cDXOH | Existing | Exterior Lighting | 0 | 0
CZ16 | cDXOH | Existing | Interior Equipment | 100611.51 | 0
CZ16 | cDXOH | Existing | Exterior Equipment | 0 | 0
CZ16 | cDXOH | Existing | Fans | 232905.25 | 0
CZ16 | cDXOH | Existing | Pumps | 0 | 0
CZ16 | cDXOH | Existing | Heat Rejection | 0 | 0
CZ16 | cDXOH | Existing | Humidification | 0 | 0
CZ16 | cDXOH | Existing | Heat Recovery | 0 | 0
CZ16 | cDXOH | Existing | Water Systems | 0 | 15780.97
CZ16 | cDXOH | Existing | Refrigeration | 0 | 0
CZ16 | cDXOH | Existing | Generators | 0 | 0
CZ16 | cDXOH | Existing | Total End Uses | 522684.34 | 15780.97
CZ01 | cDXOH | New Construction | Heating | 0 | 0
CZ01 | cDXOH | New Construction | Cooling | 905.59 | 0
CZ01 | cDXOH | New Construction | Interior Lighting | 41432.85 | 0
CZ01 | cDXOH | New Construction | Exterior Lighting | 0 | 0
CZ01 | cDXOH | New Construction | Interior Equipment | 100611.51 | 0
CZ01 | cDXOH | New Construction | Exterior Equipment | 0 | 0
CZ01 | cDXOH | New Construction | Fans | 81280.39 | 0
CZ01 | cDXOH | New Construction | Pumps | 0 | 0
CZ01 | cDXOH | New Construction | Heat Rejection | 0 | 0
CZ01 | cDXOH | New Construction | Humidification | 0 | 0
CZ01 | cDXOH | New Construction | Heat Recovery | 0 | 0
CZ01 | cDXOH | New Construction | Water Systems | 0 | 17238.45
CZ01 | cDXOH | New Construction | Refrigeration | 0 | 0
CZ01 | cDXOH | New Construction | Generators | 0 | 0
CZ01 | cDXOH | New Construction | Total End Uses | 224230.35 | 17238.45
CZ02 | cDXOH | New Construction | Heating | 0 | 0
CZ02 | cDXOH | New Construction | Cooling | 22543.86 | 0
CZ02 | cDXOH | New Construction | Interior Lighting | 41432.85 | 0
CZ02 | cDXOH | New Construction | Exterior Lighting | 0 | 0
CZ02 | cDXOH | New Construction | Interior Equipment | 100611.51 | 0
CZ02 | cDXOH | New Construction | Exterior Equipment | 0 | 0
CZ02 | cDXOH | New Construction | Fans | 95932.95 | 0
CZ02 | cDXOH | New Construction | Pumps | 0 | 0
CZ02 | cDXOH | New Construction | Heat Rejection | 0 | 0
CZ02 | cDXOH | New Construction | Humidification | 0 | 0
CZ02 | cDXOH | New Construction | Heat Recovery | 0 | 0
CZ02 | cDXOH | New Construction | Water Systems | 0 | 16005.36
CZ02 | cDXOH | New Construction | Refrigeration | 0 | 0
CZ02 | cDXOH | New Construction | Generators | 0 | 0
CZ02 | cDXOH | New Construction | Total End Uses | 260521.17 | 16005.36
CZ03 | cDXOH | New Construction | Heating | 0 | 0
CZ03 | cDXOH | New Construction | Cooling | 11509.19 | 0
CZ03 | cDXOH | New Construction | Interior Lighting | 41432.85 | 0
CZ03 | cDXOH | New Construction | Exterior Lighting | 0 | 0
CZ03 | cDXOH | New Construction | Interior Equipment | 100611.51 | 0
CZ03 | cDXOH | New Construction | Exterior Equipment | 0 | 0
CZ03 | cDXOH | New Construction | Fans | 94502.37 | 0
CZ03 | cDXOH | New Construction | Pumps | 0 | 0
CZ03 | cDXOH | New Construction | Heat Rejection | 0 | 0
CZ03 | cDXOH | New Construction | Humidification | 0 | 0
CZ03 | cDXOH | New Construction | Heat Recovery | 0 | 0
CZ03 | cDXOH | New Construction | Water Systems | 0 | 15950.94
CZ03 | cDXOH | New Construction | Refrigeration | 0 | 0
CZ03 | cDXOH | New Construction | Generators | 0 | 0
CZ03 | cDXOH | New Construction | Total End Uses | 248055.92 | 15950.94
CZ04 | cDXOH | New Construction | Heating | 0 | 0
CZ04 | cDXOH | New Construction | Cooling | 28067.39 | 0
CZ04 | cDXOH | New Construction | Interior Lighting | 41432.85 | 0
CZ04 | cDXOH | New Construction | Exterior Lighting | 0 | 0
CZ04 | cDXOH | New Construction | Interior Equipment | 100611.51 | 0
CZ04 | cDXOH | New Construction | Exterior Equipment | 0 | 0
CZ04 | cDXOH | New Construction | Fans | 97137.29 | 0
CZ04 | cDXOH | New Construction | Pumps | 0 | 0
CZ04 | cDXOH | New Construction | Heat Rejection | 0 | 0
CZ04 | cDXOH | New Construction | Humidification | 0 | 0
CZ04 | cDXOH | New Construction | Heat Recovery | 0 | 0
CZ04 | cDXOH | New Construction | Water Systems | 0 | 15472.89
CZ04 | cDXOH | New Construction | Refrigeration | 0 | 0
CZ04 | cDXOH | New Construction | Generators | 0 | 0
CZ04 | cDXOH | New Construction | Total End Uses | 267249.04 | 15472.89
CZ05 | cDXOH | New Construction | Heating | 0 | 0
CZ05 | cDXOH | New Construction | Cooling | 15353.61 | 0
CZ05 | cDXOH | New Construction | Interior Lighting | 41432.85 | 0
CZ05 | cDXOH | New Construction | Exterior Lighting | 0 | 0
CZ05 | cDXOH | New Construction | Interior Equipment | 100611.51 | 0
CZ05 | cDXOH | New Construction | Exterior Equipment | 0 | 0
CZ05 | cDXOH | New Construction | Fans | 92184.03 | 0
CZ05 | cDXOH | New Construction | Pumps | 0 | 0
CZ05 | cDXOH | New Construction | Heat Rejection | 0 | 0
CZ05 | cDXOH | New Construction | Humidification | 0 | 0
CZ05 | cDXOH | New Construction | Heat Recovery | 0 | 0
CZ05 | cDXOH | New Construction | Water Systems | 0 | 15951.71
CZ05 | cDXOH | New Construction | Refrigeration | 0 | 0
CZ05 | cDXOH | New Construction | Generators | 0 | 0
CZ05 | cDXOH | New Construction | Total End Uses | 249582.01 | 15951.71
CZ06 | cDXOH | New Construction | Heating | 0 | 0
CZ06 | cDXOH | New Construction | Cooling | 29704.75 | 0
CZ06 | cDXOH | New Construction | Interior Lighting | 41432.85 | 0
CZ06 | cDXOH | New Construction | Exterior Lighting | 0 | 0
CZ06 | cDXOH | New Construction | Interior Equipment | 100611.51 | 0
CZ06 | cDXOH | New Construction | Exterior Equipment | 0 | 0
CZ06 | cDXOH | New Construction | Fans | 96835.33 | 0
CZ06 | cDXOH | New Construction | Pumps | 0 | 0
CZ06 | cDXOH | New Construction | Heat Rejection | 0 | 0
CZ06 | cDXOH | New Construction | Humidification | 0 | 0
CZ06 | cDXOH | New Construction | Heat Recovery | 0 | 0
CZ06 | cDXOH | New Construction | Water Systems | 0 | 14855.5
CZ06 | cDXOH | New Construction | Refrigeration | 0 | 0
CZ06 | cDXOH | New Construction | Generators | 0 | 0
CZ06 | cDXOH | New Construction | Total End Uses | 268584.44 | 14855.5
CZ07 | cDXOH | New Construction | Heating | 0 | 0
CZ07 | cDXOH | New Construction | Cooling | 35350.59 | 0
CZ07 | cDXOH | New Construction | Interior Lighting | 41432.85 | 0
CZ07 | cDXOH | New Construction | Exterior Lighting | 0 | 0
CZ07 | cDXOH | New Construction | Interior Equipment | 100611.51 | 0
CZ07 | cDXOH | New Construction | Exterior Equipment | 0 | 0
CZ07 | cDXOH | New Construction | Fans | 95541.54 | 0
CZ07 | cDXOH | New Construction | Pumps | 0 | 0
CZ07 | cDXOH | New Construction | Heat Rejection | 0 | 0
CZ07 | cDXOH | New Construction | Humidification | 0 | 0
CZ07 | cDXOH | New Construction | Heat Recovery | 0 | 0
CZ07 | cDXOH | New Construction | Water Systems | 0 | 14691.61
CZ07 | cDXOH | New Construction | Refrigeration | 0 | 0
CZ07 | cDXOH | New Construction | Generators | 0 | 0
CZ07 | cDXOH | New Construction | Total End Uses | 272936.49 | 14691.61
CZ08 | cDXOH | New Construction | Heating | 0 | 0
CZ08 | cDXOH | New Construction | Cooling | 40932.66 | 0
CZ08 | cDXOH | New Construction | Interior Lighting | 41432.85 | 0
CZ08 | cDXOH | New Construction | Exterior Lighting | 0 | 0
CZ08 | cDXOH | New Construction | Interior Equipment | 100611.51 | 0
CZ08 | cDXOH | New Construction | Exterior Equipment | 0 | 0
CZ08 | cDXOH | New Construction | Fans | 101155.28 | 0
CZ08 | cDXOH | New Construction | Pumps | 0 | 0
CZ08 | cDXOH | New Construction | Heat Rejection | 0 | 0
CZ08 | cDXOH | New Construction | Humidification | 0 | 0
CZ08 | cDXOH | New Construction | Heat Recovery | 0 | 0
CZ08 | cDXOH | New Construction | Water Systems | 0 | 14674.13
CZ08 | cDXOH | New Construction | Refrigeration | 0 | 0
CZ08 | cDXOH | New Construction | Generators | 0 | 0
CZ08 | cDXOH | New Construction | Total End Uses | 284132.3 | 14674.13
CZ09 | cDXOH | New Construction | Heating | 0 | 0
CZ09 | cDXOH | New Construction | Cooling | 44054.42 | 0
CZ09 | cDXOH | New Construction | Interior Lighting | 41432.85 | 0
CZ09 | cDXOH | New Construction | Exterior Lighting | 0 | 0
CZ09 | cDXOH | New Construction | Interior Equipment | 100611.51 | 0
CZ09 | cDXOH | New Construction | Exterior Equipment | 0 | 0
CZ09 | cDXOH | New Construction | Fans | 96174.96 | 0
CZ09 | cDXOH | New Construction | Pumps | 0 | 0
CZ09 | cDXOH | New Construction | Heat Rejection | 0 | 0
CZ09 | cDXOH | New Construction | Humidification | 0 | 0
CZ09 | cDXOH | New Construction | Heat Recovery | 0 | 0
CZ09 | cDXOH | New Construction | Water Systems | 0 | 14497.31
CZ09 | cDXOH | New Construction | Refrigeration | 0 | 0
CZ09 | cDXOH | New Construction | Generators | 0 | 0
CZ09 | cDXOH | New Construction | Total End Uses | 282273.75 | 14497.31
CZ10 | cDXOH | New Construction | Heating | 0 | 0
CZ10 | cDXOH | New Construction | Cooling | 61468.15 | 0
CZ10 | cDXOH | New Construction | Interior Lighting | 41432.85 | 0
CZ10 | cDXOH | New Construction | Exterior Lighting | 0 | 0
CZ10 | cDXOH | New Construction | Interior Equipment | 100611.51 | 0
CZ10 | cDXOH | New Construction | Exterior Equipment | 0 | 0
CZ10 | cDXOH | New Construction | Fans | 105180.04 | 0
CZ10 | cDXOH | New Construction | Pumps | 0 | 0
CZ10 | cDXOH | New Construction | Heat Rejection | 0 | 0
CZ10 | cDXOH | New Construction | Humidification | 0 | 0
CZ10 | cDXOH | New Construction | Heat Recovery | 0 | 0
CZ10 | cDXOH | New Construction | Water Systems | 0 | 14398.36
CZ10 | cDXOH | New Construction | Refrigeration | 0 | 0
CZ10 | cDXOH | New Construction | Generators | 0 | 0
CZ10 | cDXOH | New Construction | Total End Uses | 308692.55 | 14398.36
CZ11 | cDXOH | New Construction | Heating | 0 | 0
CZ11 | cDXOH | New Construction | Cooling | 63233.45 | 0
CZ11 | cDXOH | New Construction | Interior Lighting | 41432.85 | 0
CZ11 | cDXOH | New Construction | Exterior Lighting | 0 | 0
CZ11 | cDXOH | New Construction | Interior Equipment | 100611.51 | 0
CZ11 | cDXOH | New Construction | Exterior Equipment | 0 | 0
CZ11 | cDXOH | New Construction | Fans | 104161.69 | 0
CZ11 | cDXOH | New Construction | Pumps | 0 | 0
CZ11 | cDXOH | New Construction | Heat Rejection | 0 | 0
CZ11 | cDXOH | New Construction | Humidification | 0 | 0
CZ11 | cDXOH | New Construction | Heat Recovery | 0 | 0
CZ11 | cDXOH | New Construction | Water Systems | 0 | 14673.3
CZ11 | cDXOH | New Construction | Refrigeration | 0 | 0
CZ11 | cDXOH | New Construction | Generators | 0 | 0
CZ11 | cDXOH | New Construction | Total End Uses | 309439.51 | 14673.3
CZ12 | cDXOH | New Construction | Heating | 0 | 0
CZ12 | cDXOH | New Construction | Cooling | 50371.3 | 0
CZ12 | cDXOH | New Construction | Interior Lighting | 41432.85 | 0
CZ12 | cDXOH | New Construction | Exterior Lighting | 0 | 0
CZ12 | cDXOH | New Construction | Interior Equipment | 100611.51 | 0
CZ12 | cDXOH | New Construction | Exterior Equipment | 0 | 0
CZ12 | cDXOH | New Construction | Fans | 97526.2 | 0
CZ12 | cDXOH | New Construction | Pumps | 0 | 0
CZ12 | cDXOH | New Construction | Heat Rejection | 0 | 0
CZ12 | cDXOH | New Construction | Humidification | 0 | 0
CZ12 | cDXOH | New Construction | Heat Recovery | 0 | 0
CZ12 | cDXOH | New Construction | Water Systems | 0 | 15029.75
CZ12 | cDXOH | New Construction | Refrigeration | 0 | 0
CZ12 | cDXOH | New Construction | Generators | 0 | 0
CZ12 | cDXOH | New Construction | Total End Uses | 289941.87 | 15029.75
CZ13 | cDXOH | New Construction | Heating | 0 | 0
CZ13 | cDXOH | New Construction | Cooling | 71499.86 | 0
CZ13 | cDXOH | New Construction | Interior Lighting | 41432.85 | 0
CZ13 | cDXOH | New Construction | Exterior Lighting | 0 | 0
CZ13 | cDXOH | New Construction | Interior Equipment | 100611.51 | 0
CZ13 | cDXOH | New Construction | Exterior Equipment | 0 | 0
CZ13 | cDXOH | New Construction | Fans | 103089.79 | 0
CZ13 | cDXOH | New Construction | Pumps | 0 | 0
CZ13 | cDXOH | New Construction | Heat Rejection | 0 | 0
CZ13 | cDXOH | New Construction | Humidification | 0 | 0
CZ13 | cDXOH | New Construction | Heat Recovery | 0 | 0
CZ13 | cDXOH | New Construction | Water Systems | 0 | 14306.14
CZ13 | cDXOH | New Construction | Refrigeration | 0 | 0
CZ13 | cDXOH | New Construction | Generators | 0 | 0
CZ13 | cDXOH | New Construction | Total End Uses | 316634.01 | 14306.14
CZ14 | cDXOH | New Construction | Heating | 0 | 0
CZ14 | cDXOH | New Construction | Cooling | 93317.31 | 0
CZ14 | cDXOH | New Construction | Interior Lighting | 41432.85 | 0
CZ14 | cDXOH | New Construction | Exterior Lighting | 0 | 0
CZ14 | cDXOH | New Construction | Interior Equipment | 100611.51 | 0
CZ14 | cDXOH | New Construction | Exterior Equipment | 0 | 0
CZ14 | cDXOH | New Construction | Fans | 114992.06 | 0
CZ14 | cDXOH | New Construction | Pumps | 0 | 0
CZ14 | cDXOH | New Construction | Heat Rejection | 0 | 0
CZ14 | cDXOH | New Construction | Humidification | 0 | 0
CZ14 | cDXOH | New Construction | Heat Recovery | 0 | 0
CZ14 | cDXOH | New Construction | Water Systems | 0 | 13684.67
CZ14 | cDXOH | New Construction | Refrigeration | 0 | 0
CZ14 | cDXOH | New Construction | Generators | 0 | 0
CZ14 | cDXOH | New Construction | Total End Uses | 350353.74 | 13684.67
CZ15 | cDXOH | New Construction | Heating | 0 | 0
CZ15 | cDXOH | New Construction | Cooling | 126423.05 | 0
CZ15 | cDXOH | New Construction | Interior Lighting | 41432.85 | 0
CZ15 | cDXOH | New Construction | Exterior Lighting | 0 | 0
CZ15 | cDXOH | New Construction | Interior Equipment | 100611.51 | 0
CZ15 | cDXOH | New Construction | Exterior Equipment | 0 | 0
CZ15 | cDXOH | New Construction | Fans | 108819.71 | 0
CZ15 | cDXOH | New Construction | Pumps | 0 | 0
CZ15 | cDXOH | New Construction | Heat Rejection | 0 | 0
CZ15 | cDXOH | New Construction | Humidification | 0 | 0
CZ15 | cDXOH | New Construction | Heat Recovery | 0 | 0
CZ15 | cDXOH | New Construction | Water Systems | 0 | 12376.02
CZ15 | cDXOH | New Construction | Refrigeration | 0 | 0
CZ15 | cDXOH | New Construction | Generators | 0 | 0
CZ15 | cDXOH | New Construction | Total End Uses | 377287.13 | 12376.02
CZ16 | cDXOH | New Construction | Heating | 0 | 0
CZ16 | cDXOH | New Construction | Cooling | 60879.48 | 0
CZ16 | cDXOH | New Construction | Interior Lighting | 41432.85 | 0
CZ16 | cDXOH | New Construction | Exterior Lighting | 0 | 0
CZ16 | cDXOH | New Construction | Interior Equipment | 100611.51 | 0
CZ16 | cDXOH | New Construction | Exterior Equipment | 0 | 0
CZ16 | cDXOH | New Construction | Fans | 121412.35 | 0
CZ16 | cDXOH | New Construction | Pumps | 0 | 0
CZ16 | cDXOH | New Construction | Heat Rejection | 0 | 0
CZ16 | cDXOH | New Construction | Humidification | 0 | 0
CZ16 | cDXOH | New Construction | Heat Recovery | 0 | 0
CZ16 | cDXOH | New Construction | Water Systems | 0 | 15777.21
CZ16 | cDXOH | New Construction | Refrigeration | 0 | 0
CZ16 | cDXOH | New Construction | Generators | 0 | 0
CZ16 | cDXOH | New Construction | Total End Uses | 324336.19 | 15777.21
CZ01 | cPVVG | Existing | Heating | 0 | 89218.86
CZ01 | cPVVG | Existing | Cooling | 2951.69 | 0
CZ01 | cPVVG | Existing | Interior Lighting | 81239.17 | 0
CZ01 | cPVVG | Existing | Exterior Lighting | 0 | 0
CZ01 | cPVVG | Existing | Interior Equipment | 100611.51 | 0
CZ01 | cPVVG | Existing | Exterior Equipment | 0 | 0
CZ01 | cPVVG | Existing | Fans | 57116.67 | 0
CZ01 | cPVVG | Existing | Pumps | 0 | 0
CZ01 | cPVVG | Existing | Heat Rejection | 0 | 0
CZ01 | cPVVG | Existing | Humidification | 0 | 0
CZ01 | cPVVG | Existing | Heat Recovery | 0 | 0
CZ01 | cPVVG | Existing | Water Systems | 0 | 17243.36
CZ01 | cPVVG | Existing | Refrigeration | 0 | 0
CZ01 | cPVVG | Existing | Generators | 0 | 0
CZ01 | cPVVG | Existing | Total End Uses | 241919.04 | 106462.22
CZ02 | cPVVG | Existing | Heating | 0 | 55962.71
CZ02 | cPVVG | Existing | Cooling | 43760.01 | 0
CZ02 | cPVVG | Existing | Interior Lighting | 81239.17 | 0
CZ02 | cPVVG | Existing | Exterior Lighting | 0 | 0
CZ02 | cPVVG | Existing | Interior Equipment | 100611.51 | 0
CZ02 | cPVVG | Existing | Exterior Equipment | 0 | 0
CZ02 | cPVVG | Existing | Fans | 78646.41 | 0
CZ02 | cPVVG | Existing | Pumps | 0 | 0
CZ02 | cPVVG | Existing | Heat Rejection | 0 | 0
CZ02 | cPVVG | Existing | Humidification | 0 | 0
CZ02 | cPVVG | Existing | Heat Recovery | 0 | 0
CZ02 | cPVVG | Existing | Water Systems | 0 | 16010.57
CZ02 | cPVVG | Existing | Refrigeration | 0 | 0
CZ02 | cPVVG | Existing | Generators | 0 | 0
CZ02 | cPVVG | Existing | Total End Uses | 304257.1 | 71973.28
CZ03 | cPVVG | Existing | Heating | 0 | 33918.24
CZ03 | cPVVG | Existing | Cooling | 27105.62 | 0
CZ03 | cPVVG | Existing | Interior Lighting | 81239.17 | 0
CZ03 | cPVVG | Existing | Exterior Lighting | 0 | 0
CZ03 | cPVVG | Existing | Interior Equipment | 100611.51 | 0
CZ03 | cPVVG | Existing | Exterior Equipment | 0 | 0
CZ03 | cPVVG | Existing | Fans | 72344.32 | 0
CZ03 | cPVVG | Existing | Pumps | 0 | 0
CZ03 | cPVVG | Existing | Heat Rejection | 0 | 0
CZ03 | cPVVG | Existing | Humidification | 0 | 0
CZ03 | cPVVG | Existing | Heat Recovery | 0 | 0
CZ03 | cPVVG | Existing | Water Systems | 0 | 15956.02
CZ03 | cPVVG | Existing | Refrigeration | 0 | 0
CZ03 | cPVVG | Existing | Generators | 0 | 0
CZ03 | cPVVG | Existing | Total End Uses | 281300.63 | 49874.26
CZ04 | cPVVG | Existing | Heating | 0 | 28774.62
CZ04 | cPVVG | Existing | Cooling | 54397.45 | 0
CZ04 | cPVVG | Existing | Interior Lighting | 81239.17 | 0
CZ04 | cPVVG | Existing | Exterior Lighting | 0 | 0
CZ04 | cPVVG | Existing | Interior Equipment | 100611.51 | 0
CZ04 | cPVVG | Existing | Exterior Equipment | 0 | 0
CZ04 | cPVVG | Existing | Fans | 82600.76 | 0
CZ04 | cPVVG | Existing | Pumps | 0 | 0
CZ04 | cPVVG | Existing | Heat Rejection | 0 | 0
CZ04 | cPVVG | Existing | Humidification | 0 | 0
CZ04 | cPVVG | Existing | Heat Recovery | 0 | 0
CZ04 | cPVVG | Existing | Water Systems | 0 | 15478.48
CZ04 | cPVVG | Existing | Refrigeration | 0 | 0
CZ04 | cPVVG | Existing | Generators | 0 | 0
CZ04 | cPVVG | Existing | Total End Uses | 318848.89 | 44253.09
CZ05 | cPVVG | Existing | Heating | 0 | 25832.85
CZ05 | cPVVG | Existing | Cooling | 35465.96 | 0
CZ05 | cPVVG | Existing | Interior Lighting | 81239.17 | 0
CZ05 | cPVVG | Existing | Exterior Lighting | 0 | 0
CZ05 | cPVVG | Existing | Interior Equipment | 100611.51 | 0
CZ05 | cPVVG | Existing | Exterior Equipment | 0 | 0
CZ05 | cPVVG | Existing | Fans | 73544.45 | 0
CZ05 | cPVVG | Existing | Pumps | 0 | 0
CZ05 | cPVVG | Existing | Heat Rejection | 0 | 0
CZ05 | cPVVG | Existing | Humidification | 0 | 0
CZ05 | cPVVG | Existing | Heat Recovery | 0 | 0
CZ05 | cPVVG | Existing | Water Systems | 0 | 15956.28
CZ05 | cPVVG | Existing | Refrigeration | 0 | 0
CZ05 | cPVVG | Existing | Generators | 0 | 0
CZ05 | cPVVG | Existing | Total End Uses | 290861.09 | 41789.13
CZ06 | cPVVG | Existing | Heating | 0 | 5371.18
CZ06 | cPVVG | Existing | Cooling | 59918.37 | 0
CZ06 | cPVVG | Existing | Interior Lighting | 81239.17 | 0
CZ06 | cPVVG | Existing | Exterior Lighting | 0 | 0
CZ06 | cPVVG | Existing | Interior Equipment | 100611.51 | 0
CZ06 | cPVVG | Existing | Exterior Equipment | 0 | 0
CZ06 | cPVVG | Existing | Fans | 81421.68 | 0
CZ06 | cPVVG | Existing | Pumps | 0 | 0
CZ06 | cPVVG | Existing | Heat Rejection | 0 | 0
CZ06 | cPVVG | Existing | Humidification | 0 | 0
CZ06 | cPVVG | Existing | Heat Recovery | 0 | 0
CZ06 | cPVVG | Existing | Water Systems | 0 | 14859.68
CZ06 | cPVVG | Existing | Refrigeration | 0 | 0
CZ06 | cPVVG | Existing | Generators | 0 | 0
CZ06 | cPVVG | Existing | Total End Uses | 323190.74 | 20230.86
CZ07 | cPVVG | Existing | Heating | 0 | 4076.06
CZ07 | cPVVG | Existing | Cooling | 66027.98 | 0
CZ07 | cPVVG | Existing | Interior Lighting | 81239.17 | 0
CZ07 | cPVVG | Existing | Exterior Lighting | 0 | 0
CZ07 | cPVVG | Existing | Interior Equipment | 100611.51 | 0
CZ07 | cPVVG | Existing | Exterior Equipment | 0 | 0
CZ07 | cPVVG | Existing | Fans | 80929.87 | 0
CZ07 | cPVVG | Existing | Pumps | 0 | 0
CZ07 | cPVVG | Existing | Heat Rejection | 0 | 0
CZ07 | cPVVG | Existing | Humidification | 0 | 0
CZ07 | cPVVG | Existing | Heat Recovery | 0 | 0
CZ07 | cPVVG | Existing | Water Systems | 0 | 14695.85
CZ07 | cPVVG | Existing | Refrigeration | 0 | 0
CZ07 | cPVVG | Existing | Generators | 0 | 0
CZ07 | cPVVG | Existing | Total End Uses | 328808.54 | 18771.91
CZ08 | cPVVG | Existing | Heating | 0 | 7817.1
CZ08 | cPVVG | Existing | Cooling | 75968.82 | 0
CZ08 | cPVVG | Existing | Interior Lighting | 81239.17 | 0
CZ08 | cPVVG | Existing | Exterior Lighting | 0 | 0
CZ08 | cPVVG | Existing | Interior Equipment | 100611.51 | 0
CZ08 | cPVVG | Existing | Exterior Equipment | 0 | 0
CZ08 | cPVVG | Existing | Fans | 87547.57 | 0
CZ08 | cPVVG | Existing | Pumps | 0 | 0
CZ08 | cPVVG | Existing | Heat Rejection | 0 | 0
CZ08 | cPVVG | Existing | Humidification | 0 | 0
CZ08 | cPVVG | Existing | Heat Recovery | 0 | 0
CZ08 | cPVVG | Existing | Water Systems | 0 | 14678.35
CZ08 | cPVVG | Existing | Refrigeration | 0 | 0
CZ08 | cPVVG | Existing | Generators | 0 | 0
CZ08 | cPVVG | Existing | Total End Uses | 345367.08 | 22495.45
CZ09 | cPVVG | Existing | Heating | 0 | 6333.95
CZ09 | cPVVG | Existing | Cooling | 87699.86 | 0
CZ09 | cPVVG | Existing | Interior Lighting | 81239.17 | 0
CZ09 | cPVVG | Existing | Exterior Lighting | 0 | 0
CZ09 | cPVVG | Existing | Interior Equipment | 100611.51 | 0
CZ09 | cPVVG | Existing | Exterior Equipment | 0 | 0
CZ09 | cPVVG | Existing | Fans | 95350.36 | 0
CZ09 | cPVVG | Existing | Pumps | 0 | 0
CZ09 | cPVVG | Existing | Heat Rejection | 0 | 0
CZ09 | cPVVG | Existing | Humidification | 0 | 0
CZ09 | cPVVG | Existing | Heat Recovery | 0 | 0
CZ09 | cPVVG | Existing | Water Systems | 0 | 14503.1
CZ09 | cPVVG | Existing | Refrigeration | 0 | 0
CZ09 | cPVVG | Existing | Generators | 0 | 0
CZ09 | cPVVG | Existing | Total End Uses | 364900.91 | 20837.05
CZ10 | cPVVG | Existing | Heating | 0 | 17038.31
CZ10 | cPVVG | Existing | Cooling | 98041.66 | 0
CZ10 | cPVVG | Existing | Interior Lighting | 81239.17 | 0
CZ10 | cPVVG | Existing | Exterior Lighting | 0 | 0
CZ10 | cPVVG | Existing | Interior Equipment | 100611.51 | 0
CZ10 | cPVVG | Existing | Exterior Equipment | 0 | 0
CZ10 | cPVVG | Existing | Fans | 89824.91 | 0
CZ10 | cPVVG | Existing | Pumps | 0 | 0
CZ10 | cPVVG | Existing | Heat Rejection | 0 | 0
CZ10 | cPVVG | Existing | Humidification | 0 | 0
CZ10 | cPVVG | Existing | Heat Recovery | 0 | 0
CZ10 | cPVVG | Existing | Water Systems | 0 | 14403.1
CZ10 | cPVVG | Existing | Refrigeration | 0 | 0
CZ10 | cPVVG | Existing | Generators | 0 | 0
CZ10 | cPVVG | Existing | Total End Uses | 369717.26 | 31441.41
CZ11 | cPVVG | Existing | Heating | 0 | 58292.99
CZ11 | cPVVG | Existing | Cooling | 110863.16 | 0
CZ11 | cPVVG | Existing | Interior Lighting | 81239.17 | 0
CZ11 | cPVVG | Existing | Exterior Lighting | 0 | 0
CZ11 | cPVVG | Existing | Interior Equipment | 100611.51 | 0
CZ11 | cPVVG | Existing | Exterior Equipment | 0 | 0
CZ11 | cPVVG | Existing | Fans | 100767.18 | 0
CZ11 | cPVVG | Existing | Pumps | 0 | 0
CZ11 | cPVVG | Existing | Heat Rejection | 0 | 0
CZ11 | cPVVG | Existing | Humidification | 0 | 0
CZ11 | cPVVG | Existing | Heat Recovery | 0 | 0
CZ11 | cPVVG | Existing | Water Systems | 0 | 14678.39
CZ11 | cPVVG | Existing | Refrigeration | 0 | 0
CZ11 | cPVVG | Existing | Generators | 0 | 0
CZ11 | cPVVG | Existing | Total End Uses | 393481.04 | 72971.38
CZ12 | cPVVG | Existing | Heating | 0 | 51952.44
CZ12 | cPVVG | Existing | Cooling | 89601 | 0
CZ12 | cPVVG | Existing | Interior Lighting | 81239.17 | 0
CZ12 | cPVVG | Existing | Exterior Lighting | 0 | 0
CZ12 | cPVVG | Existing | Interior Equipment | 100611.51 | 0
CZ12 | cPVVG | Existing | Exterior Equipment | 0 | 0
CZ12 | cPVVG | Existing | Fans | 89370.89 | 0
CZ12 | cPVVG | Existing | Pumps | 0 | 0
CZ12 | cPVVG | Existing | Heat Rejection | 0 | 0
CZ12 | cPVVG | Existing | Humidification | 0 | 0
CZ12 | cPVVG | Existing | Heat Recovery | 0 | 0
CZ12 | cPVVG | Existing | Water Systems | 0 | 15035.07
CZ12 | cPVVG | Existing | Refrigeration | 0 | 0
CZ12 | cPVVG | Existing | Generators | 0 | 0
CZ12 | cPVVG | Existing | Total End Uses | 360822.57 | 66987.51
CZ13 | cPVVG | Existing | Heating | 0 | 41041.91
CZ13 | cPVVG | Existing | Cooling | 122427.22 | 0
CZ13 | cPVVG | Existing | Interior Lighting | 81239.17 | 0
CZ13 | cPVVG | Existing | Exterior Lighting | 0 | 0
CZ13 | cPVVG | Existing | Interior Equipment | 100611.51 | 0
CZ13 | cPVVG | Existing | Exterior Equipment | 0 | 0
CZ13 | cPVVG | Existing | Fans | 100009.72 | 0
CZ13 | cPVVG | Existing | Pumps | 0 | 0
CZ13 | cPVVG | Existing | Heat Rejection | 0 | 0
CZ13 | cPVVG | Existing | Humidification | 0 | 0
CZ13 | cPVVG | Existing | Heat Recovery | 0 | 0
CZ13 | cPVVG | Existing | Water Systems | 0 | 14311.58
CZ13 | cPVVG | Existing | Refrigeration | 0 | 0
CZ13 | cPVVG | Existing | Generators | 0 | 0
CZ13 | cPVVG | Existing | Total End Uses | 404287.62 | 55353.49
CZ14 | cPVVG | Existing | Heating | 0 | 24330.05
CZ14 | cPVVG | Existing | Cooling | 152844.24 | 0
CZ14 | cPVVG | Existing | Interior Lighting | 81239.17 | 0
CZ14 | cPVVG | Existing | Exterior Lighting | 0 | 0
CZ14 | cPVVG | Existing | Interior Equipment | 100611.51 | 0
CZ14 | cPVVG | Existing | Exterior Equipment | 0 | 0
CZ14 | cPVVG | Existing | Fans | 113929.03 | 0
CZ14 | cPVVG | Existing | Pumps | 0 | 0
CZ14 | cPVVG | Existing | Heat Rejection | 0 | 0
CZ14 | cPVVG | Existing | Humidification | 0 | 0
CZ14 | cPVVG | Existing | Heat Recovery | 0 | 0
CZ14 | cPVVG | Existing | Water Systems | 0 | 13688.84
CZ14 | cPVVG | Existing | Refrigeration | 0 | 0
CZ14 | cPVVG | Existing | Generators | 0 | 0
CZ14 | cPVVG | Existing | Total End Uses | 448623.96 | 38018.89
CZ15 | cPVVG | Existing | Heating | 0 | 5286.89
CZ15 | cPVVG | Existing | Cooling | 199353.35 | 0
CZ15 | cPVVG | Existing | Interior Lighting | 81239.17 | 0
CZ15 | cPVVG | Existing | Exterior Lighting | 0 | 0
CZ15 | cPVVG | Existing | Interior Equipment | 100611.51 | 0
CZ15 | cPVVG | Existing | Exterior Equipment | 0 | 0
CZ15 | cPVVG | Existing | Fans | 114849.84 | 0
CZ15 | cPVVG | Existing | Pumps | 0 | 0
CZ15 | cPVVG | Existing | Heat Rejection | 0 | 0
CZ15 | cPVVG | Existing | Humidification | 0 | 0
CZ15 | cPVVG | Existing | Heat Recovery | 0 | 0
CZ15 | cPVVG | Existing | Water Systems | 0 | 12381.49
CZ15 | cPVVG | Existing | Refrigeration | 0 | 0
CZ15 | cPVVG | Existing | Generators | 0 | 0
CZ15 | cPVVG | Existing | Total End Uses | 496053.88 | 17668.38
CZ16 | cPVVG | Existing | Heating | 0 | 79603.62
CZ16 | cPVVG | Existing | Cooling | 100680.43 | 0
CZ16 | cPVVG | Existing | Interior Lighting | 81239.17 | 0
CZ16 | cPVVG | Existing | Exterior Lighting | 0 | 0
CZ16 | cPVVG | Existing | Interior Equipment | 100611.51 | 0
CZ16 | cPVVG | Existing | Exterior Equipment | 0 | 0
CZ16 | cPVVG | Existing | Fans | 106361.56 | 0
CZ16 | cPVVG | Existing | Pumps | 0 | 0
CZ16 | cPVVG | Existing | Heat Rejection | 0 | 0
CZ16 | cPVVG | Existing | Humidification | 0 | 0
CZ16 | cPVVG | Existing | Heat Recovery | 0 | 0
CZ16 | cPVVG | Existing | Water Systems | 0 | 15781.51
CZ16 | cPVVG | Existing | Refrigeration | 0 | 0
CZ16 | cPVVG | Existing | Generators | 0 | 0
CZ16 | cPVVG | Existing | Total End Uses | 388892.68 | 95385.13
CZ01 | cPVVG | New Construction | Heating | 0 | 93974.2
CZ01 | cPVVG | New Construction | Cooling | 1058.58 | 0
CZ01 | cPVVG | New Construction | Interior Lighting | 41432.85 | 0
CZ01 | cPVVG | New Construction | Exterior Lighting | 0 | 0
CZ01 | cPVVG | New Construction | Interior Equipment | 100611.51 | 0
CZ01 | cPVVG | New Construction | Exterior Equipment | 0 | 0
CZ01 | cPVVG | New Construction | Fans | 30829.95 | 0
CZ01 | cPVVG | New Construction | Pumps | 0 | 0
CZ01 | cPVVG | New Construction | Heat Rejection | 0 | 0
CZ01 | cPVVG | New Construction | Humidification | 0 | 0
CZ01 | cPVVG | New Construction | Heat Recovery | 0 | 0
CZ01 | cPVVG | New Construction | Water Systems | 0 | 17237.89
CZ01 | cPVVG | New Construction | Refrigeration | 0 | 0
CZ01 | cPVVG | New Construction | Generators | 0 | 0
CZ01 | cPVVG | New Construction | Total End Uses | 173932.89 | 111212.09
CZ02 | cPVVG | New Construction | Heating | 0 | 52670.6
CZ02 | cPVVG | New Construction | Cooling | 21255.17 | 0
CZ02 | cPVVG | New Construction | Interior Lighting | 41432.85 | 0
CZ02 | cPVVG | New Construction | Exterior Lighting | 0 | 0
CZ02 | cPVVG | New Construction | Interior Equipment | 100611.51 | 0
CZ02 | cPVVG | New Construction | Exterior Equipment | 0 | 0
CZ02 | cPVVG | New Construction | Fans | 39500.57 | 0
CZ02 | cPVVG | New Construction | Pumps | 0 | 0
CZ02 | cPVVG | New Construction | Heat Rejection | 0 | 0
CZ02 | cPVVG | New Construction | Humidification | 0 | 0
CZ02 | cPVVG | New Construction | Heat Recovery | 0 | 0
CZ02 | cPVVG | New Construction | Water Systems | 0 | 16005.07
CZ02 | cPVVG | New Construction | Refrigeration | 0 | 0
CZ02 | cPVVG | New Construction | Generators | 0 | 0
CZ02 | cPVVG | New Construction | Total End Uses | 202800.1 | 68675.66
CZ03 | cPVVG | New Construction | Heating | 0 | 38512.9
CZ03 | cPVVG | New Construction | Cooling | 11486.62 | 0
CZ03 | cPVVG | New Construction | Interior Lighting | 41432.85 | 0
CZ03 | cPVVG | New Construction | Exterior Lighting | 0 | 0
CZ03 | cPVVG | New Construction | Interior Equipment | 100611.51 | 0
CZ03 | cPVVG | New Construction | Exterior Equipment | 0 | 0
CZ03 | cPVVG | New Construction | Fans | 37211.59 | 0
CZ03 | cPVVG | New Construction | Pumps | 0 | 0
CZ03 | cPVVG | New Construction | Heat Rejection | 0 | 0
CZ03 | cPVVG | New Construction | Humidification | 0 | 0
CZ03 | cPVVG | New Construction | Heat Recovery | 0 | 0
CZ03 | cPVVG | New Construction | Water Systems | 0 | 15950.56
CZ03 | cPVVG | New Construction | Refrigeration | 0 | 0
CZ03 | cPVVG | New Construction | Generators | 0 | 0
CZ03 | cPVVG | New Construction | Total End Uses | 190742.57 | 54463.46
CZ04 | cPVVG | New Construction | Heating | 0 | 28886.18
CZ04 | cPVVG | New Construction | Cooling | 26627.32 | 0
CZ04 | cPVVG | New Construction | Interior Lighting | 41432.85 | 0
CZ04 | cPVVG | New Construction | Exterior Lighting | 0 | 0
CZ04 | cPVVG | New Construction | Interior Equipment | 100611.51 | 0
CZ04 | cPVVG | New Construction | Exterior Equipment | 0 | 0
CZ04 | cPVVG | New Construction | Fans | 41300.53 | 0
CZ04 | cPVVG | New Construction | Pumps | 0 | 0
CZ04 | cPVVG | New Construction | Heat Rejection | 0 | 0
CZ04 | cPVVG | New Construction | Humidification | 0 | 0
CZ04 | cPVVG | New Construction | Heat Recovery | 0 | 0
CZ04 | cPVVG | New Construction | Water Systems | 0 | 15472.6
CZ04 | cPVVG | New Construction | Refrigeration | 0 | 0
CZ04 | cPVVG | New Construction | Generators | 0 | 0
CZ04 | cPVVG | New Construction | Total End Uses | 209972.21 | 44358.78
CZ05 | cPVVG | New Construction | Heating | 0 | 32155.43
CZ05 | cPVVG | New Construction | Cooling | 14901.83 | 0
CZ05 | cPVVG | New Construction | Interior Lighting | 41432.85 | 0
CZ05 | cPVVG | New Construction | Exterior Lighting | 0 | 0
CZ05 | cPVVG | New Construction | Interior Equipment | 100611.51 | 0
CZ05 | cPVVG | New Construction | Exterior Equipment | 0 | 0
CZ05 | cPVVG | New Construction | Fans | 37348.14 | 0
CZ05 | cPVVG | New Construction | Pumps | 0 | 0
CZ05 | cPVVG | New Construction | Heat Rejection | 0 | 0
CZ05 | cPVVG | New Construction | Humidification | 0 | 0
CZ05 | cPVVG | New Construction | Heat Recovery | 0 | 0
CZ05 | cPVVG | New Construction | Water Systems | 0 | 15951.3
CZ05 | cPVVG | New Construction | Refrigeration | 0 | 0
CZ05 | cPVVG | New Construction | Generators | 0 | 0
CZ05 | cPVVG | New Construction | Total End Uses | 194294.33 | 48106.73
CZ06 | cPVVG | New Construction | Heating | 0 | 7218.87
CZ06 | cPVVG | New Construction | Cooling | 29189.36 | 0
CZ06 | cPVVG | New Construction | Interior Lighting | 41432.85 | 0
CZ06 | cPVVG | New Construction | Exterior Lighting | 0 | 0
CZ06 | cPVVG | New Construction | Interior Equipment | 100611.51 | 0
CZ06 | cPVVG | New Construction | Exterior Equipment | 0 | 0
CZ06 | cPVVG | New Construction | Fans | 42488.04 | 0
CZ06 | cPVVG | New Construction | Pumps | 0 | 0
CZ06 | cPVVG | New Construction | Heat Rejection | 0 | 0
CZ06 | cPVVG | New Construction | Humidification | 0 | 0
CZ06 | cPVVG | New Construction | Heat Recovery | 0 | 0
CZ06 | cPVVG | New Construction | Water Systems | 0 | 14855.52
CZ06 | cPVVG | New Construction | Refrigeration | 0 | 0
CZ06 | cPVVG | New Construction | Generators | 0 | 0
CZ06 | cPVVG | New Construction | Total End Uses | 213721.76 | 22074.4
CZ07 | cPVVG | New Construction | Heating | 0 | 6238.17
CZ07 | cPVVG | New Construction | Cooling | 33227 | 0
CZ07 | cPVVG | New Construction | Interior Lighting | 41432.85 | 0
CZ07 | cPVVG | New Construction | Exterior Lighting | 0 | 0
CZ07 | cPVVG | New Construction | Interior Equipment | 100611.51 | 0
CZ07 | cPVVG | New Construction | Exterior Equipment | 0 | 0
CZ07 | cPVVG | New Construction | Fans | 42772.46 | 0
CZ07 | cPVVG | New Construction | Pumps | 0 | 0
CZ07 | cPVVG | New Construction | Heat Rejection | 0 | 0
CZ07 | cPVVG | New Construction | Humidification | 0 | 0
CZ07 | cPVVG | New Construction | Heat Recovery | 0 | 0
CZ07 | cPVVG | New Construction | Water Systems | 0 | 14691.49
CZ07 | cPVVG | New Construction | Refrigeration | 0 | 0
CZ07 | cPVVG | New Construction | Generators | 0 | 0
CZ07 | cPVVG | New Construction | Total End Uses | 218043.82 | 20929.66
CZ08 | cPVVG | New Construction | Heating | 0 | 10301.5
CZ08 | cPVVG | New Construction | Cooling | 38623.19 | 0
CZ08 | cPVVG | New Construction | Interior Lighting | 41432.85 | 0
CZ08 | cPVVG | New Construction | Exterior Lighting | 0 | 0
CZ08 | cPVVG | New Construction | Interior Equipment | 100611.51 | 0
CZ08 | cPVVG | New Construction | Exterior Equipment | 0 | 0
CZ08 | cPVVG | New Construction | Fans | 45349.07 | 0
CZ08 | cPVVG | New Construction | Pumps | 0 | 0
CZ08 | cPVVG | New Construction | Heat Rejection | 0 | 0
CZ08 | cPVVG | New Construction | Humidification | 0 | 0
CZ08 | cPVVG | New Construction | Heat Recovery | 0 | 0
CZ08 | cPVVG | New Construction | Water Systems | 0 | 14673.81
CZ08 | cPVVG | New Construction | Refrigeration | 0 | 0
CZ08 | cPVVG | New Construction | Generators | 0 | 0
CZ08 | cPVVG | New Construction | Total End Uses | 226016.62 | 24975.31
CZ09 | cPVVG | New Construction | Heating | 0 | 6494.67
CZ09 | cPVVG | New Construction | Cooling | 41384.02 | 0
CZ09 | cPVVG | New Construction | Interior Lighting | 41432.85 | 0
CZ09 | cPVVG | New Construction | Exterior Lighting | 0 | 0
CZ09 | cPVVG | New Construction | Interior Equipment | 100611.51 | 0
CZ09 | cPVVG | New Construction | Exterior Equipment | 0 | 0
CZ09 | cPVVG | New Construction | Fans | 44317.34 | 0
CZ09 | cPVVG | New Construction | Pumps | 0 | 0
CZ09 | cPVVG | New Construction | Heat Rejection | 0 | 0
CZ09 | cPVVG | New Construction | Humidification | 0 | 0
CZ09 | cPVVG | New Construction | Heat Recovery | 0 | 0
CZ09 | cPVVG | New Construction | Water Systems | 0 | 14497.5
CZ09 | cPVVG | New Construction | Refrigeration | 0 | 0
CZ09 | cPVVG | New Construction | Generators | 0 | 0
CZ09 | cPVVG | New Construction | Total End Uses | 227745.72 | 20992.17
CZ10 | cPVVG | New Construction | Heating | 0 | 17394.39
CZ10 | cPVVG | New Construction | Cooling | 57647.84 | 0
CZ10 | cPVVG | New Construction | Interior Lighting | 41432.85 | 0
CZ10 | cPVVG | New Construction | Exterior Lighting | 0 | 0
CZ10 | cPVVG | New Construction | Interior Equipment | 100611.51 | 0
CZ10 | cPVVG | New Construction | Exterior Equipment | 0 | 0
CZ10 | cPVVG | New Construction | Fans | 49422.53 | 0
CZ10 | cPVVG | New Construction | Pumps | 0 | 0
CZ10 | cPVVG | New Construction | Heat Rejection | 0 | 0
CZ10 | cPVVG | New Construction | Humidification | 0 | 0
CZ10 | cPVVG | New Construction | Heat Recovery | 0 | 0
CZ10 | cPVVG | New Construction | Water Systems | 0 | 14398.13
CZ10 | cPVVG | New Construction | Refrigeration | 0 | 0
CZ10 | cPVVG | New Construction | Generators | 0 | 0
CZ10 | cPVVG | New Construction | Total End Uses | 249114.74 | 31792.52
CZ11 | cPVVG | New Construction | Heating | 0 | 52433.96
CZ11 | cPVVG | New Construction | Cooling | 59801.13 | 0
CZ11 | cPVVG | New Construction | Interior Lighting | 41432.85 | 0
CZ11 | cPVVG | New Construction | Exterior Lighting | 0 | 0
CZ11 | cPVVG | New Construction | Interior Equipment | 100611.51 | 0
CZ11 | cPVVG | New Construction | Exterior Equipment | 0 | 0
CZ11 | cPVVG | New Construction | Fans | 49208.86 | 0
CZ11 | cPVVG | New Construction | Pumps | 0 | 0
CZ11 | cPVVG | New Construction | Heat Rejection | 0 | 0
CZ11 | cPVVG | New Construction | Humidification | 0 | 0
CZ11 | cPVVG | New Construction | Heat Recovery | 0 | 0
CZ11 | cPVVG | New Construction | Water Systems | 0 | 14672.98
CZ11 | cPVVG | New Construction | Refrigeration | 0 | 0
CZ11 | cPVVG | New Construction | Generators | 0 | 0
CZ11 | cPVVG | New Construction | Total End Uses | 251054.35 | 67106.95
CZ12 | cPVVG | New Construction | Heating | 0 | 50901.15
CZ12 | cPVVG | New Construction | Cooling | 47531.77 | 0
CZ12 | cPVVG | New Construction | Interior Lighting | 41432.85 | 0
CZ12 | cPVVG | New Construction | Exterior Lighting | 0 | 0
CZ12 | cPVVG | New Construction | Interior Equipment | 100611.51 | 0
CZ12 | cPVVG | New Construction | Exterior Equipment | 0 | 0
CZ12 | cPVVG | New Construction | Fans | 44543.17 | 0
CZ12 | cPVVG | New Construction | Pumps | 0 | 0
CZ12 | cPVVG | New Construction | Heat Rejection | 0 | 0
CZ12 | cPVVG | New Construction | Humidification | 0 | 0
CZ12 | cPVVG | New Construction | Heat Recovery | 0 | 0
CZ12 | cPVVG | New Construction | Water Systems | 0 | 15030.06
CZ12 | cPVVG | New Construction | Refrigeration | 0 | 0
CZ12 | cPVVG | New Construction | Generators | 0 | 0
CZ12 | cPVVG | New Construction | Total End Uses | 234119.3 | 65931.21
CZ13 | cPVVG | New Construction | Heating | 0 | 42350.29
CZ13 | cPVVG | New Construction | Cooling | 67655.41 | 0
CZ13 | cPVVG | New Construction | Interior Lighting | 41432.85 | 0
CZ13 | cPVVG | New Construction | Exterior Lighting | 0 | 0
CZ13 | cPVVG | New Construction | Interior Equipment | 100611.51 | 0
CZ13 | cPVVG | New Construction | Exterior Equipment | 0 | 0
CZ13 | cPVVG | New Construction | Fans | 50002.55 | 0
CZ13 | cPVVG | New Construction | Pumps | 0 | 0
CZ13 | cPVVG | New Construction | Heat Rejection | 0 | 0
CZ13 | cPVVG | New Construction | Humidification | 0 | 0
CZ13 | cPVVG | New Construction | Heat Recovery | 0 | 0
CZ13 | cPVVG | New Construction | Water Systems | 0 | 14306.32
CZ13 | cPVVG | New Construction | Refrigeration | 0 | 0
CZ13 | cPVVG | New Construction | Generators | 0 | 0
CZ13 | cPVVG | New Construction | Total End Uses | 259702.32 | 56656.62
CZ14 | cPVVG | New Construction | Heating | 0 | 27091.2
CZ14 | cPVVG | New Construction | Cooling | 88092.3 | 0
CZ14 | cPVVG | New Construction | Interior Lighting | 41432.85 | 0
CZ14 | cPVVG | New Construction | Exterior Lighting | 0 | 0
CZ14 | cPVVG | New Construction | Interior Equipment | 100611.51 | 0
CZ14 | cPVVG | New Construction | Exterior Equipment | 0 | 0
CZ14 | cPVVG | New Construction | Fans | 58555.74 | 0
CZ14 | cPVVG | New Construction | Pumps | 0 | 0
CZ14 | cPVVG | New Construction | Heat Rejection | 0 | 0
CZ14 | cPVVG | New Construction | Humidification | 0 | 0
CZ14 | cPVVG | New Construction | Heat Recovery | 0 | 0
CZ14 | cPVVG | New Construction | Water Systems | 0 | 13684.14
CZ14 | cPVVG | New Construction | Refrigeration | 0 | 0
CZ14 | cPVVG | New Construction | Generators | 0 | 0
CZ14 | cPVVG | New Construction | Total End Uses | 288692.41 | 40775.34
CZ15 | cPVVG | New Construction | Heating | 0 | 6023.81
CZ15 | cPVVG | New Construction | Cooling | 119805.78 | 0
CZ15 | cPVVG | New Construction | Interior Lighting | 41432.85 | 0
CZ15 | cPVVG | New Construction | Exterior Lighting | 0 | 0
CZ15 | cPVVG | New Construction | Interior Equipment | 100611.51 | 0
CZ15 | cPVVG | New Construction | Exterior Equipment | 0 | 0
CZ15 | cPVVG | New Construction | Fans | 60526.02 | 0
CZ15 | cPVVG | New Construction | Pumps | 0 | 0
CZ15 | cPVVG | New Construction | Heat Rejection | 0 | 0
CZ15 | cPVVG | New Construction | Humidification | 0 | 0
CZ15 | cPVVG | New Construction | Heat Recovery | 0 | 0
CZ15 | cPVVG | New Construction | Water Systems | 0 | 12376.07
CZ15 | cPVVG | New Construction | Refrigeration | 0 | 0
CZ15 | cPVVG | New Construction | Generators | 0 | 0
CZ15 | cPVVG | New Construction | Total End Uses | 322376.16 | 18399.88
CZ16 | cPVVG | New Construction | Heating | 0 | 78049.03
CZ16 | cPVVG | New Construction | Cooling | 57304.81 | 0
CZ16 | cPVVG | New Construction | Interior Lighting | 41432.85 | 0
CZ16 | cPVVG | New Construction | Exterior Lighting | 0 | 0
CZ16 | cPVVG | New Construction | Interior Equipment | 100611.51 | 0
CZ16 | cPVVG | New Construction | Exterior Equipment | 0 | 0
CZ16 | cPVVG | New Construction | Fans | 55323.31 | 0
CZ16 | cPVVG | New Construction | Pumps | 0 | 0
CZ16 | cPVVG | New Construction | Heat Rejection | 0 | 0
CZ16 | cPVVG | New Construction | Humidification | 0 | 0
CZ16 | cPVVG | New Construction | Heat Recovery | 0 | 0
CZ16 | cPVVG | New Construction | Water Systems | 0 | 15776.69
CZ16 | cPVVG | New Construction | Refrigeration | 0 | 0
CZ16 | cPVVG | New Construction | Generators | 0 | 0
CZ16 | cPVVG | New Construction | Total End Uses | 254672.48 | 93825.72

## Raw_endusebreakdownannual (hidden)
Vintage | Climate Zone | HVAC System | End Use | Electricity [kBtu] | Natural Gas [kBtu]
Existing | CZ01 | cAVVG | Heating | 0 | 146040.14
Existing | CZ01 | cAVVG | Cooling | 3193.08 | 0
Existing | CZ01 | cAVVG | Interior Lighting | 81239.17 | 0
Existing | CZ01 | cAVVG | Exterior Lighting | 0 | 0
Existing | CZ01 | cAVVG | Interior Equipment | 100611.51 | 0
Existing | CZ01 | cAVVG | Exterior Equipment | 0 | 0
Existing | CZ01 | cAVVG | Fans | 26816.6 | 0
Existing | CZ01 | cAVVG | Pumps | 336.68 | 0
Existing | CZ01 | cAVVG | Heat Rejection | 0 | 0
Existing | CZ01 | cAVVG | Humidification | 0 | 0
Existing | CZ01 | cAVVG | Heat Recovery | 0 | 0
Existing | CZ01 | cAVVG | Water Systems | 0 | 17243.45
Existing | CZ01 | cAVVG | Refrigeration | 0 | 0
Existing | CZ01 | cAVVG | Generators | 0 | 0
Existing | CZ01 | cAVVG | Total End Uses | 212197.05 | 163283.59
Existing | CZ02 | cAVVG | Heating | 0 | 103580.09
Existing | CZ02 | cAVVG | Cooling | 55585.78 | 0
Existing | CZ02 | cAVVG | Interior Lighting | 81239.17 | 0
Existing | CZ02 | cAVVG | Exterior Lighting | 0 | 0
Existing | CZ02 | cAVVG | Interior Equipment | 100611.51 | 0
Existing | CZ02 | cAVVG | Exterior Equipment | 0 | 0
Existing | CZ02 | cAVVG | Fans | 44302.83 | 0
Existing | CZ02 | cAVVG | Pumps | 2499.88 | 0
Existing | CZ02 | cAVVG | Heat Rejection | 0 | 0
Existing | CZ02 | cAVVG | Humidification | 0 | 0
Existing | CZ02 | cAVVG | Heat Recovery | 0 | 0
Existing | CZ02 | cAVVG | Water Systems | 0 | 16010.73
Existing | CZ02 | cAVVG | Refrigeration | 0 | 0
Existing | CZ02 | cAVVG | Generators | 0 | 0
Existing | CZ02 | cAVVG | Total End Uses | 284239.18 | 119590.82
Existing | CZ03 | cAVVG | Heating | 0 | 70310.27
Existing | CZ03 | cAVVG | Cooling | 35086.71 | 0
Existing | CZ03 | cAVVG | Interior Lighting | 81239.17 | 0
Existing | CZ03 | cAVVG | Exterior Lighting | 0 | 0
Existing | CZ03 | cAVVG | Interior Equipment | 100611.51 | 0
Existing | CZ03 | cAVVG | Exterior Equipment | 0 | 0
Existing | CZ03 | cAVVG | Fans | 38265.36 | 0
Existing | CZ03 | cAVVG | Pumps | 2092.48 | 0
Existing | CZ03 | cAVVG | Heat Rejection | 0 | 0
Existing | CZ03 | cAVVG | Humidification | 0 | 0
Existing | CZ03 | cAVVG | Heat Recovery | 0 | 0
Existing | CZ03 | cAVVG | Water Systems | 0 | 15955.52
Existing | CZ03 | cAVVG | Refrigeration | 0 | 0
Existing | CZ03 | cAVVG | Generators | 0 | 0
Existing | CZ03 | cAVVG | Total End Uses | 257295.24 | 86265.79
Existing | CZ04 | cAVVG | Heating | 0 | 63294.63
Existing | CZ04 | cAVVG | Cooling | 67939.09 | 0
Existing | CZ04 | cAVVG | Interior Lighting | 81239.17 | 0
Existing | CZ04 | cAVVG | Exterior Lighting | 0 | 0
Existing | CZ04 | cAVVG | Interior Equipment | 100611.51 | 0
Existing | CZ04 | cAVVG | Exterior Equipment | 0 | 0
Existing | CZ04 | cAVVG | Fans | 51527.54 | 0
Existing | CZ04 | cAVVG | Pumps | 2990.94 | 0
Existing | CZ04 | cAVVG | Heat Rejection | 0 | 0
Existing | CZ04 | cAVVG | Humidification | 0 | 0
Existing | CZ04 | cAVVG | Heat Recovery | 0 | 0
Existing | CZ04 | cAVVG | Water Systems | 0 | 15477.89
Existing | CZ04 | cAVVG | Refrigeration | 0 | 0
Existing | CZ04 | cAVVG | Generators | 0 | 0
Existing | CZ04 | cAVVG | Total End Uses | 304308.26 | 78772.52
Existing | CZ05 | cAVVG | Heating | 0 | 56395.07
Existing | CZ05 | cAVVG | Cooling | 43026.84 | 0
Existing | CZ05 | cAVVG | Interior Lighting | 81239.17 | 0
Existing | CZ05 | cAVVG | Exterior Lighting | 0 | 0
Existing | CZ05 | cAVVG | Interior Equipment | 100611.51 | 0
Existing | CZ05 | cAVVG | Exterior Equipment | 0 | 0
Existing | CZ05 | cAVVG | Fans | 39104.81 | 0
Existing | CZ05 | cAVVG | Pumps | 2116.4 | 0
Existing | CZ05 | cAVVG | Heat Rejection | 0 | 0
Existing | CZ05 | cAVVG | Humidification | 0 | 0
Existing | CZ05 | cAVVG | Heat Recovery | 0 | 0
Existing | CZ05 | cAVVG | Water Systems | 0 | 15956.5
Existing | CZ05 | cAVVG | Refrigeration | 0 | 0
Existing | CZ05 | cAVVG | Generators | 0 | 0
Existing | CZ05 | cAVVG | Total End Uses | 266098.74 | 72351.57
Existing | CZ06 | cAVVG | Heating | 0 | 19299.57
Existing | CZ06 | cAVVG | Cooling | 77017.68 | 0
Existing | CZ06 | cAVVG | Interior Lighting | 81239.17 | 0
Existing | CZ06 | cAVVG | Exterior Lighting | 0 | 0
Existing | CZ06 | cAVVG | Interior Equipment | 100611.51 | 0
Existing | CZ06 | cAVVG | Exterior Equipment | 0 | 0
Existing | CZ06 | cAVVG | Fans | 58247.42 | 0
Existing | CZ06 | cAVVG | Pumps | 3820.57 | 0
Existing | CZ06 | cAVVG | Heat Rejection | 0 | 0
Existing | CZ06 | cAVVG | Humidification | 0 | 0
Existing | CZ06 | cAVVG | Heat Recovery | 0 | 0
Existing | CZ06 | cAVVG | Water Systems | 0 | 14859.92
Existing | CZ06 | cAVVG | Refrigeration | 0 | 0
Existing | CZ06 | cAVVG | Generators | 0 | 0
Existing | CZ06 | cAVVG | Total End Uses | 320936.36 | 34159.49
Existing | CZ07 | cAVVG | Heating | 0 | 15891.7
Existing | CZ07 | cAVVG | Cooling | 82476.56 | 0
Existing | CZ07 | cAVVG | Interior Lighting | 81239.17 | 0
Existing | CZ07 | cAVVG | Exterior Lighting | 0 | 0
Existing | CZ07 | cAVVG | Interior Equipment | 100611.51 | 0
Existing | CZ07 | cAVVG | Exterior Equipment | 0 | 0
Existing | CZ07 | cAVVG | Fans | 57719.71 | 0
Existing | CZ07 | cAVVG | Pumps | 4035.07 | 0
Existing | CZ07 | cAVVG | Heat Rejection | 0 | 0
Existing | CZ07 | cAVVG | Humidification | 0 | 0
Existing | CZ07 | cAVVG | Heat Recovery | 0 | 0
Existing | CZ07 | cAVVG | Water Systems | 0 | 14696.19
Existing | CZ07 | cAVVG | Refrigeration | 0 | 0
Existing | CZ07 | cAVVG | Generators | 0 | 0
Existing | CZ07 | cAVVG | Total End Uses | 326082.03 | 30587.89
Existing | CZ08 | cAVVG | Heating | 0 | 25515.69
Existing | CZ08 | cAVVG | Cooling | 97860.54 | 0
Existing | CZ08 | cAVVG | Interior Lighting | 81239.17 | 0
Existing | CZ08 | cAVVG | Exterior Lighting | 0 | 0
Existing | CZ08 | cAVVG | Interior Equipment | 100611.51 | 0
Existing | CZ08 | cAVVG | Exterior Equipment | 0 | 0
Existing | CZ08 | cAVVG | Fans | 61321.52 | 0
Existing | CZ08 | cAVVG | Pumps | 4245.38 | 0
Existing | CZ08 | cAVVG | Heat Rejection | 0 | 0
Existing | CZ08 | cAVVG | Humidification | 0 | 0
Existing | CZ08 | cAVVG | Heat Recovery | 0 | 0
Existing | CZ08 | cAVVG | Water Systems | 0 | 14678.52
Existing | CZ08 | cAVVG | Refrigeration | 0 | 0
Existing | CZ08 | cAVVG | Generators | 0 | 0
Existing | CZ08 | cAVVG | Total End Uses | 345278.12 | 40194.21
Existing | CZ09 | cAVVG | Heating | 0 | 24152.33
Existing | CZ09 | cAVVG | Cooling | 111615.41 | 0
Existing | CZ09 | cAVVG | Interior Lighting | 81239.17 | 0
Existing | CZ09 | cAVVG | Exterior Lighting | 0 | 0
Existing | CZ09 | cAVVG | Interior Equipment | 100611.51 | 0
Existing | CZ09 | cAVVG | Exterior Equipment | 0 | 0
Existing | CZ09 | cAVVG | Fans | 68210.55 | 0
Existing | CZ09 | cAVVG | Pumps | 4601.01 | 0
Existing | CZ09 | cAVVG | Heat Rejection | 0 | 0
Existing | CZ09 | cAVVG | Humidification | 0 | 0
Existing | CZ09 | cAVVG | Heat Recovery | 0 | 0
Existing | CZ09 | cAVVG | Water Systems | 0 | 14502.86
Existing | CZ09 | cAVVG | Refrigeration | 0 | 0
Existing | CZ09 | cAVVG | Generators | 0 | 0
Existing | CZ09 | cAVVG | Total End Uses | 366277.65 | 38655.19
Existing | CZ10 | cAVVG | Heating | 0 | 39048.81
Existing | CZ10 | cAVVG | Cooling | 121148.07 | 0
Existing | CZ10 | cAVVG | Interior Lighting | 81239.17 | 0
Existing | CZ10 | cAVVG | Exterior Lighting | 0 | 0
Existing | CZ10 | cAVVG | Interior Equipment | 100611.51 | 0
Existing | CZ10 | cAVVG | Exterior Equipment | 0 | 0
Existing | CZ10 | cAVVG | Fans | 63696.17 | 0
Existing | CZ10 | cAVVG | Pumps | 4168.74 | 0
Existing | CZ10 | cAVVG | Heat Rejection | 0 | 0
Existing | CZ10 | cAVVG | Humidification | 0 | 0
Existing | CZ10 | cAVVG | Heat Recovery | 0 | 0
Existing | CZ10 | cAVVG | Water Systems | 0 | 14402.98
Existing | CZ10 | cAVVG | Refrigeration | 0 | 0
Existing | CZ10 | cAVVG | Generators | 0 | 0
Existing | CZ10 | cAVVG | Total End Uses | 370863.67 | 53451.8
Existing | CZ11 | cAVVG | Heating | 0 | 109769.48
Existing | CZ11 | cAVVG | Cooling | 132633.74 | 0
Existing | CZ11 | cAVVG | Interior Lighting | 81239.17 | 0
Existing | CZ11 | cAVVG | Exterior Lighting | 0 | 0
Existing | CZ11 | cAVVG | Interior Equipment | 100611.51 | 0
Existing | CZ11 | cAVVG | Exterior Equipment | 0 | 0
Existing | CZ11 | cAVVG | Fans | 71653.4 | 0
Existing | CZ11 | cAVVG | Pumps | 4224.88 | 0
Existing | CZ11 | cAVVG | Heat Rejection | 0 | 0
Existing | CZ11 | cAVVG | Humidification | 0 | 0
Existing | CZ11 | cAVVG | Heat Recovery | 0 | 0
Existing | CZ11 | cAVVG | Water Systems | 0 | 14678.48
Existing | CZ11 | cAVVG | Refrigeration | 0 | 0
Existing | CZ11 | cAVVG | Generators | 0 | 0
Existing | CZ11 | cAVVG | Total End Uses | 390362.72 | 124447.95
Existing | CZ12 | cAVVG | Heating | 0 | 92799.63
Existing | CZ12 | cAVVG | Cooling | 108710.44 | 0
Existing | CZ12 | cAVVG | Interior Lighting | 81239.17 | 0
Existing | CZ12 | cAVVG | Exterior Lighting | 0 | 0
Existing | CZ12 | cAVVG | Interior Equipment | 100611.51 | 0
Existing | CZ12 | cAVVG | Exterior Equipment | 0 | 0
Existing | CZ12 | cAVVG | Fans | 61889.6 | 0
Existing | CZ12 | cAVVG | Pumps | 3822.84 | 0
Existing | CZ12 | cAVVG | Heat Rejection | 0 | 0
Existing | CZ12 | cAVVG | Humidification | 0 | 0
Existing | CZ12 | cAVVG | Heat Recovery | 0 | 0
Existing | CZ12 | cAVVG | Water Systems | 0 | 15035.28
Existing | CZ12 | cAVVG | Refrigeration | 0 | 0
Existing | CZ12 | cAVVG | Generators | 0 | 0
Existing | CZ12 | cAVVG | Total End Uses | 356273.57 | 107834.9
Existing | CZ13 | cAVVG | Heating | 0 | 76233.49
Existing | CZ13 | cAVVG | Cooling | 145921.8 | 0
Existing | CZ13 | cAVVG | Interior Lighting | 81239.17 | 0
Existing | CZ13 | cAVVG | Exterior Lighting | 0 | 0
Existing | CZ13 | cAVVG | Interior Equipment | 100611.51 | 0
Existing | CZ13 | cAVVG | Exterior Equipment | 0 | 0
Existing | CZ13 | cAVVG | Fans | 76380.97 | 0
Existing | CZ13 | cAVVG | Pumps | 4629.84 | 0
Existing | CZ13 | cAVVG | Heat Rejection | 0 | 0
Existing | CZ13 | cAVVG | Humidification | 0 | 0
Existing | CZ13 | cAVVG | Heat Recovery | 0 | 0
Existing | CZ13 | cAVVG | Water Systems | 0 | 14311.66
Existing | CZ13 | cAVVG | Refrigeration | 0 | 0
Existing | CZ13 | cAVVG | Generators | 0 | 0
Existing | CZ13 | cAVVG | Total End Uses | 408783.3 | 90545.15
Existing | CZ14 | cAVVG | Heating | 0 | 55542.13
Existing | CZ14 | cAVVG | Cooling | 176411.32 | 0
Existing | CZ14 | cAVVG | Interior Lighting | 81239.17 | 0
Existing | CZ14 | cAVVG | Exterior Lighting | 0 | 0
Existing | CZ14 | cAVVG | Interior Equipment | 100611.51 | 0
Existing | CZ14 | cAVVG | Exterior Equipment | 0 | 0
Existing | CZ14 | cAVVG | Fans | 83472.26 | 0
Existing | CZ14 | cAVVG | Pumps | 5042.09 | 0
Existing | CZ14 | cAVVG | Heat Rejection | 0 | 0
Existing | CZ14 | cAVVG | Humidification | 0 | 0
Existing | CZ14 | cAVVG | Heat Recovery | 0 | 0
Existing | CZ14 | cAVVG | Water Systems | 0 | 13689.05
Existing | CZ14 | cAVVG | Refrigeration | 0 | 0
Existing | CZ14 | cAVVG | Generators | 0 | 0
Existing | CZ14 | cAVVG | Total End Uses | 446776.36 | 69231.18
Existing | CZ15 | cAVVG | Heating | 0 | 20907.73
Existing | CZ15 | cAVVG | Cooling | 235763.64 | 0
Existing | CZ15 | cAVVG | Interior Lighting | 81239.17 | 0
Existing | CZ15 | cAVVG | Exterior Lighting | 0 | 0
Existing | CZ15 | cAVVG | Interior Equipment | 100611.51 | 0
Existing | CZ15 | cAVVG | Exterior Equipment | 0 | 0
Existing | CZ15 | cAVVG | Fans | 84678.19 | 0
Existing | CZ15 | cAVVG | Pumps | 5595.52 | 0
Existing | CZ15 | cAVVG | Heat Rejection | 0 | 0
Existing | CZ15 | cAVVG | Humidification | 0 | 0
Existing | CZ15 | cAVVG | Heat Recovery | 0 | 0
Existing | CZ15 | cAVVG | Water Systems | 0 | 12381.75
Existing | CZ15 | cAVVG | Refrigeration | 0 | 0
Existing | CZ15 | cAVVG | Generators | 0 | 0
Existing | CZ15 | cAVVG | Total End Uses | 507888.04 | 33289.49
Existing | CZ16 | cAVVG | Heating | 0 | 134300.72
Existing | CZ16 | cAVVG | Cooling | 111450.42 | 0
Existing | CZ16 | cAVVG | Interior Lighting | 81239.17 | 0
Existing | CZ16 | cAVVG | Exterior Lighting | 0 | 0
Existing | CZ16 | cAVVG | Interior Equipment | 100611.51 | 0
Existing | CZ16 | cAVVG | Exterior Equipment | 0 | 0
Existing | CZ16 | cAVVG | Fans | 67221.63 | 0
Existing | CZ16 | cAVVG | Pumps | 3552.86 | 0
Existing | CZ16 | cAVVG | Heat Rejection | 0 | 0
Existing | CZ16 | cAVVG | Humidification | 0 | 0
Existing | CZ16 | cAVVG | Heat Recovery | 0 | 0
Existing | CZ16 | cAVVG | Water Systems | 0 | 15781.75
Existing | CZ16 | cAVVG | Refrigeration | 0 | 0
Existing | CZ16 | cAVVG | Generators | 0 | 0
Existing | CZ16 | cAVVG | Total End Uses | 364075.61 | 150082.47
New Construction | CZ01 | cAVVG | Heating | 0 | 136894.19
New Construction | CZ01 | cAVVG | Cooling | 1410.45 | 0
New Construction | CZ01 | cAVVG | Interior Lighting | 41432.85 | 0
New Construction | CZ01 | cAVVG | Exterior Lighting | 0 | 0
New Construction | CZ01 | cAVVG | Interior Equipment | 100611.51 | 0
New Construction | CZ01 | cAVVG | Exterior Equipment | 0 | 0
New Construction | CZ01 | cAVVG | Fans | 14457.93 | 0
New Construction | CZ01 | cAVVG | Pumps | 161.3 | 0
New Construction | CZ01 | cAVVG | Heat Rejection | 0 | 0
New Construction | CZ01 | cAVVG | Humidification | 0 | 0
New Construction | CZ01 | cAVVG | Heat Recovery | 0 | 0
New Construction | CZ01 | cAVVG | Water Systems | 0 | 17238.18
New Construction | CZ01 | cAVVG | Refrigeration | 0 | 0
New Construction | CZ01 | cAVVG | Generators | 0 | 0
New Construction | CZ01 | cAVVG | Total End Uses | 158074.05 | 154132.37
New Construction | CZ02 | cAVVG | Heating | 0 | 78955.11
New Construction | CZ02 | cAVVG | Cooling | 28480.88 | 0
New Construction | CZ02 | cAVVG | Interior Lighting | 41432.85 | 0
New Construction | CZ02 | cAVVG | Exterior Lighting | 0 | 0
New Construction | CZ02 | cAVVG | Interior Equipment | 100611.51 | 0
New Construction | CZ02 | cAVVG | Exterior Equipment | 0 | 0
New Construction | CZ02 | cAVVG | Fans | 21637.93 | 0
New Construction | CZ02 | cAVVG | Pumps | 1253.71 | 0
New Construction | CZ02 | cAVVG | Heat Rejection | 0 | 0
New Construction | CZ02 | cAVVG | Humidification | 0 | 0
New Construction | CZ02 | cAVVG | Heat Recovery | 0 | 0
New Construction | CZ02 | cAVVG | Water Systems | 0 | 16005.45
New Construction | CZ02 | cAVVG | Refrigeration | 0 | 0
New Construction | CZ02 | cAVVG | Generators | 0 | 0
New Construction | CZ02 | cAVVG | Total End Uses | 193416.89 | 94960.56
New Construction | CZ03 | cAVVG | Heating | 0 | 58454.09
New Construction | CZ03 | cAVVG | Cooling | 17220.68 | 0
New Construction | CZ03 | cAVVG | Interior Lighting | 41432.85 | 0
New Construction | CZ03 | cAVVG | Exterior Lighting | 0 | 0
New Construction | CZ03 | cAVVG | Interior Equipment | 100611.51 | 0
New Construction | CZ03 | cAVVG | Exterior Equipment | 0 | 0
New Construction | CZ03 | cAVVG | Fans | 18927.72 | 0
New Construction | CZ03 | cAVVG | Pumps | 1005.12 | 0
New Construction | CZ03 | cAVVG | Heat Rejection | 0 | 0
New Construction | CZ03 | cAVVG | Humidification | 0 | 0
New Construction | CZ03 | cAVVG | Heat Recovery | 0 | 0
New Construction | CZ03 | cAVVG | Water Systems | 0 | 15951.03
New Construction | CZ03 | cAVVG | Refrigeration | 0 | 0
New Construction | CZ03 | cAVVG | Generators | 0 | 0
New Construction | CZ03 | cAVVG | Total End Uses | 179197.88 | 74405.12
New Construction | CZ04 | cAVVG | Heating | 0 | 46178.02
New Construction | CZ04 | cAVVG | Cooling | 35062.72 | 0
New Construction | CZ04 | cAVVG | Interior Lighting | 41432.85 | 0
New Construction | CZ04 | cAVVG | Exterior Lighting | 0 | 0
New Construction | CZ04 | cAVVG | Interior Equipment | 100611.51 | 0
New Construction | CZ04 | cAVVG | Exterior Equipment | 0 | 0
New Construction | CZ04 | cAVVG | Fans | 25050.65 | 0
New Construction | CZ04 | cAVVG | Pumps | 1516.09 | 0
New Construction | CZ04 | cAVVG | Heat Rejection | 0 | 0
New Construction | CZ04 | cAVVG | Humidification | 0 | 0
New Construction | CZ04 | cAVVG | Heat Recovery | 0 | 0
New Construction | CZ04 | cAVVG | Water Systems | 0 | 15473.11
New Construction | CZ04 | cAVVG | Refrigeration | 0 | 0
New Construction | CZ04 | cAVVG | Generators | 0 | 0
New Construction | CZ04 | cAVVG | Total End Uses | 203673.82 | 61651.13
New Construction | CZ05 | cAVVG | Heating | 0 | 53280.01
New Construction | CZ05 | cAVVG | Cooling | 20254.52 | 0
New Construction | CZ05 | cAVVG | Interior Lighting | 41432.85 | 0
New Construction | CZ05 | cAVVG | Exterior Lighting | 0 | 0
New Construction | CZ05 | cAVVG | Interior Equipment | 100611.51 | 0
New Construction | CZ05 | cAVVG | Exterior Equipment | 0 | 0
New Construction | CZ05 | cAVVG | Fans | 19335.27 | 0
New Construction | CZ05 | cAVVG | Pumps | 962.73 | 0
New Construction | CZ05 | cAVVG | Heat Rejection | 0 | 0
New Construction | CZ05 | cAVVG | Humidification | 0 | 0
New Construction | CZ05 | cAVVG | Heat Recovery | 0 | 0
New Construction | CZ05 | cAVVG | Water Systems | 0 | 15951.94
New Construction | CZ05 | cAVVG | Refrigeration | 0 | 0
New Construction | CZ05 | cAVVG | Generators | 0 | 0
New Construction | CZ05 | cAVVG | Total End Uses | 182596.88 | 69231.94
New Construction | CZ06 | cAVVG | Heating | 0 | 14402.09
New Construction | CZ06 | cAVVG | Cooling | 40735.15 | 0
New Construction | CZ06 | cAVVG | Interior Lighting | 41432.85 | 0
New Construction | CZ06 | cAVVG | Exterior Lighting | 0 | 0
New Construction | CZ06 | cAVVG | Interior Equipment | 100611.51 | 0
New Construction | CZ06 | cAVVG | Exterior Equipment | 0 | 0
New Construction | CZ06 | cAVVG | Fans | 29158.56 | 0
New Construction | CZ06 | cAVVG | Pumps | 1969.27 | 0
New Construction | CZ06 | cAVVG | Heat Rejection | 0 | 0
New Construction | CZ06 | cAVVG | Humidification | 0 | 0
New Construction | CZ06 | cAVVG | Heat Recovery | 0 | 0
New Construction | CZ06 | cAVVG | Water Systems | 0 | 14855.8
New Construction | CZ06 | cAVVG | Refrigeration | 0 | 0
New Construction | CZ06 | cAVVG | Generators | 0 | 0
New Construction | CZ06 | cAVVG | Total End Uses | 213907.34 | 29257.9
New Construction | CZ07 | cAVVG | Heating | 0 | 13036.05
New Construction | CZ07 | cAVVG | Cooling | 44860.79 | 0
New Construction | CZ07 | cAVVG | Interior Lighting | 41432.85 | 0
New Construction | CZ07 | cAVVG | Exterior Lighting | 0 | 0
New Construction | CZ07 | cAVVG | Interior Equipment | 100611.51 | 0
New Construction | CZ07 | cAVVG | Exterior Equipment | 0 | 0
New Construction | CZ07 | cAVVG | Fans | 28779.84 | 0
New Construction | CZ07 | cAVVG | Pumps | 2126.08 | 0
New Construction | CZ07 | cAVVG | Heat Rejection | 0 | 0
New Construction | CZ07 | cAVVG | Humidification | 0 | 0
New Construction | CZ07 | cAVVG | Heat Recovery | 0 | 0
New Construction | CZ07 | cAVVG | Water Systems | 0 | 14691.86
New Construction | CZ07 | cAVVG | Refrigeration | 0 | 0
New Construction | CZ07 | cAVVG | Generators | 0 | 0
New Construction | CZ07 | cAVVG | Total End Uses | 217811.06 | 27727.91
New Construction | CZ08 | cAVVG | Heating | 0 | 19980.86
New Construction | CZ08 | cAVVG | Cooling | 52825.31 | 0
New Construction | CZ08 | cAVVG | Interior Lighting | 41432.85 | 0
New Construction | CZ08 | cAVVG | Exterior Lighting | 0 | 0
New Construction | CZ08 | cAVVG | Interior Equipment | 100611.51 | 0
New Construction | CZ08 | cAVVG | Exterior Equipment | 0 | 0
New Construction | CZ08 | cAVVG | Fans | 29892.65 | 0
New Construction | CZ08 | cAVVG | Pumps | 2254.67 | 0
New Construction | CZ08 | cAVVG | Heat Rejection | 0 | 0
New Construction | CZ08 | cAVVG | Humidification | 0 | 0
New Construction | CZ08 | cAVVG | Heat Recovery | 0 | 0
New Construction | CZ08 | cAVVG | Water Systems | 0 | 14674.26
New Construction | CZ08 | cAVVG | Refrigeration | 0 | 0
New Construction | CZ08 | cAVVG | Generators | 0 | 0
New Construction | CZ08 | cAVVG | Total End Uses | 227016.99 | 34655.12
New Construction | CZ09 | cAVVG | Heating | 0 | 13391.39
New Construction | CZ09 | cAVVG | Cooling | 55348.56 | 0
New Construction | CZ09 | cAVVG | Interior Lighting | 41432.85 | 0
New Construction | CZ09 | cAVVG | Exterior Lighting | 0 | 0
New Construction | CZ09 | cAVVG | Interior Equipment | 100611.51 | 0
New Construction | CZ09 | cAVVG | Exterior Equipment | 0 | 0
New Construction | CZ09 | cAVVG | Fans | 30844.13 | 0
New Construction | CZ09 | cAVVG | Pumps | 2232.33 | 0
New Construction | CZ09 | cAVVG | Heat Rejection | 0 | 0
New Construction | CZ09 | cAVVG | Humidification | 0 | 0
New Construction | CZ09 | cAVVG | Heat Recovery | 0 | 0
New Construction | CZ09 | cAVVG | Water Systems | 0 | 14498.04
New Construction | CZ09 | cAVVG | Refrigeration | 0 | 0
New Construction | CZ09 | cAVVG | Generators | 0 | 0
New Construction | CZ09 | cAVVG | Total End Uses | 230469.38 | 27889.43
New Construction | CZ10 | cAVVG | Heating | 0 | 30006.17
New Construction | CZ10 | cAVVG | Cooling | 69849.65 | 0
New Construction | CZ10 | cAVVG | Interior Lighting | 41432.85 | 0
New Construction | CZ10 | cAVVG | Exterior Lighting | 0 | 0
New Construction | CZ10 | cAVVG | Interior Equipment | 100611.51 | 0
New Construction | CZ10 | cAVVG | Exterior Equipment | 0 | 0
New Construction | CZ10 | cAVVG | Fans | 33422.62 | 0
New Construction | CZ10 | cAVVG | Pumps | 2148.62 | 0
New Construction | CZ10 | cAVVG | Heat Rejection | 0 | 0
New Construction | CZ10 | cAVVG | Humidification | 0 | 0
New Construction | CZ10 | cAVVG | Heat Recovery | 0 | 0
New Construction | CZ10 | cAVVG | Water Systems | 0 | 14398.81
New Construction | CZ10 | cAVVG | Refrigeration | 0 | 0
New Construction | CZ10 | cAVVG | Generators | 0 | 0
New Construction | CZ10 | cAVVG | Total End Uses | 247465.26 | 44404.98
New Construction | CZ11 | cAVVG | Heating | 0 | 78038.3
New Construction | CZ11 | cAVVG | Cooling | 69561.17 | 0
New Construction | CZ11 | cAVVG | Interior Lighting | 41432.85 | 0
New Construction | CZ11 | cAVVG | Exterior Lighting | 0 | 0
New Construction | CZ11 | cAVVG | Interior Equipment | 100611.51 | 0
New Construction | CZ11 | cAVVG | Exterior Equipment | 0 | 0
New Construction | CZ11 | cAVVG | Fans | 30609.89 | 0
New Construction | CZ11 | cAVVG | Pumps | 1578.58 | 0
New Construction | CZ11 | cAVVG | Heat Rejection | 0 | 0
New Construction | CZ11 | cAVVG | Humidification | 0 | 0
New Construction | CZ11 | cAVVG | Heat Recovery | 0 | 0
New Construction | CZ11 | cAVVG | Water Systems | 0 | 14673.54
New Construction | CZ11 | cAVVG | Refrigeration | 0 | 0
New Construction | CZ11 | cAVVG | Generators | 0 | 0
New Construction | CZ11 | cAVVG | Total End Uses | 243794 | 92711.84
New Construction | CZ12 | cAVVG | Heating | 0 | 72986.7
New Construction | CZ12 | cAVVG | Cooling | 56312.71 | 0
New Construction | CZ12 | cAVVG | Interior Lighting | 41432.85 | 0
New Construction | CZ12 | cAVVG | Exterior Lighting | 0 | 0
New Construction | CZ12 | cAVVG | Interior Equipment | 100611.51 | 0
New Construction | CZ12 | cAVVG | Exterior Equipment | 0 | 0
New Construction | CZ12 | cAVVG | Fans | 27020.39 | 0
New Construction | CZ12 | cAVVG | Pumps | 1508.14 | 0
New Construction | CZ12 | cAVVG | Heat Rejection | 0 | 0
New Construction | CZ12 | cAVVG | Humidification | 0 | 0
New Construction | CZ12 | cAVVG | Heat Recovery | 0 | 0
New Construction | CZ12 | cAVVG | Water Systems | 0 | 15030.33
New Construction | CZ12 | cAVVG | Refrigeration | 0 | 0
New Construction | CZ12 | cAVVG | Generators | 0 | 0
New Construction | CZ12 | cAVVG | Total End Uses | 226885.61 | 88017.03
New Construction | CZ13 | cAVVG | Heating | 0 | 60950.08
New Construction | CZ13 | cAVVG | Cooling | 78675.65 | 0
New Construction | CZ13 | cAVVG | Interior Lighting | 41432.85 | 0
New Construction | CZ13 | cAVVG | Exterior Lighting | 0 | 0
New Construction | CZ13 | cAVVG | Interior Equipment | 100611.51 | 0
New Construction | CZ13 | cAVVG | Exterior Equipment | 0 | 0
New Construction | CZ13 | cAVVG | Fans | 33635.12 | 0
New Construction | CZ13 | cAVVG | Pumps | 1826.51 | 0
New Construction | CZ13 | cAVVG | Heat Rejection | 0 | 0
New Construction | CZ13 | cAVVG | Humidification | 0 | 0
New Construction | CZ13 | cAVVG | Heat Recovery | 0 | 0
New Construction | CZ13 | cAVVG | Water Systems | 0 | 14306.26
New Construction | CZ13 | cAVVG | Refrigeration | 0 | 0
New Construction | CZ13 | cAVVG | Generators | 0 | 0
New Construction | CZ13 | cAVVG | Total End Uses | 256181.64 | 75256.35
New Construction | CZ14 | cAVVG | Heating | 0 | 42806.5
New Construction | CZ14 | cAVVG | Cooling | 101963.59 | 0
New Construction | CZ14 | cAVVG | Interior Lighting | 41432.85 | 0
New Construction | CZ14 | cAVVG | Exterior Lighting | 0 | 0
New Construction | CZ14 | cAVVG | Interior Equipment | 100611.51 | 0
New Construction | CZ14 | cAVVG | Exterior Equipment | 0 | 0
New Construction | CZ14 | cAVVG | Fans | 45136.81 | 0
New Construction | CZ14 | cAVVG | Pumps | 2724.02 | 0
New Construction | CZ14 | cAVVG | Heat Rejection | 0 | 0
New Construction | CZ14 | cAVVG | Humidification | 0 | 0
New Construction | CZ14 | cAVVG | Heat Recovery | 0 | 0
New Construction | CZ14 | cAVVG | Water Systems | 0 | 13685.23
New Construction | CZ14 | cAVVG | Refrigeration | 0 | 0
New Construction | CZ14 | cAVVG | Generators | 0 | 0
New Construction | CZ14 | cAVVG | Total End Uses | 291868.79 | 56491.73
New Construction | CZ15 | cAVVG | Heating | 0 | 12839.63
New Construction | CZ15 | cAVVG | Cooling | 141993.53 | 0
New Construction | CZ15 | cAVVG | Interior Lighting | 41432.85 | 0
New Construction | CZ15 | cAVVG | Exterior Lighting | 0 | 0
New Construction | CZ15 | cAVVG | Interior Equipment | 100611.51 | 0
New Construction | CZ15 | cAVVG | Exterior Equipment | 0 | 0
New Construction | CZ15 | cAVVG | Fans | 42312.72 | 0
New Construction | CZ15 | cAVVG | Pumps | 2604.27 | 0
New Construction | CZ15 | cAVVG | Heat Rejection | 0 | 0
New Construction | CZ15 | cAVVG | Humidification | 0 | 0
New Construction | CZ15 | cAVVG | Heat Recovery | 0 | 0
New Construction | CZ15 | cAVVG | Water Systems | 0 | 12376.99
New Construction | CZ15 | cAVVG | Refrigeration | 0 | 0
New Construction | CZ15 | cAVVG | Generators | 0 | 0
New Construction | CZ15 | cAVVG | Total End Uses | 328954.89 | 25216.61
New Construction | CZ16 | cAVVG | Heating | 0 | 108851.22
New Construction | CZ16 | cAVVG | Cooling | 62048.58 | 0
New Construction | CZ16 | cAVVG | Interior Lighting | 41432.85 | 0
New Construction | CZ16 | cAVVG | Exterior Lighting | 0 | 0
New Construction | CZ16 | cAVVG | Interior Equipment | 100611.51 | 0
New Construction | CZ16 | cAVVG | Exterior Equipment | 0 | 0
New Construction | CZ16 | cAVVG | Fans | 34521.22 | 0
New Construction | CZ16 | cAVVG | Pumps | 1646.13 | 0
New Construction | CZ16 | cAVVG | Heat Rejection | 0 | 0
New Construction | CZ16 | cAVVG | Humidification | 0 | 0
New Construction | CZ16 | cAVVG | Heat Recovery | 0 | 0
New Construction | CZ16 | cAVVG | Water Systems | 0 | 15777
New Construction | CZ16 | cAVVG | Refrigeration | 0 | 0
New Construction | CZ16 | cAVVG | Generators | 0 | 0
New Construction | CZ16 | cAVVG | Total End Uses | 240260.3 | 124628.21
Existing | CZ01 | cDXGF | Heating | 0 | 52819.48
Existing | CZ01 | cDXGF | Cooling | 2046.55 | 0
Existing | CZ01 | cDXGF | Interior Lighting | 81239.17 | 0
Existing | CZ01 | cDXGF | Exterior Lighting | 0 | 0
Existing | CZ01 | cDXGF | Interior Equipment | 100611.51 | 0
Existing | CZ01 | cDXGF | Exterior Equipment | 0 | 0
Existing | CZ01 | cDXGF | Fans | 158846.99 | 0
Existing | CZ01 | cDXGF | Pumps | 0 | 0
Existing | CZ01 | cDXGF | Heat Rejection | 0 | 0
Existing | CZ01 | cDXGF | Humidification | 0 | 0
Existing | CZ01 | cDXGF | Heat Recovery | 0 | 0
Existing | CZ01 | cDXGF | Water Systems | 0 | 17243.28
Existing | CZ01 | cDXGF | Refrigeration | 0 | 0
Existing | CZ01 | cDXGF | Generators | 0 | 0
Existing | CZ01 | cDXGF | Total End Uses | 342744.22 | 70062.76
Existing | CZ02 | cDXGF | Heating | 0 | 30158.48
Existing | CZ02 | cDXGF | Cooling | 45652.92 | 0
Existing | CZ02 | cDXGF | Interior Lighting | 81239.17 | 0
Existing | CZ02 | cDXGF | Exterior Lighting | 0 | 0
Existing | CZ02 | cDXGF | Interior Equipment | 100611.51 | 0
Existing | CZ02 | cDXGF | Exterior Equipment | 0 | 0
Existing | CZ02 | cDXGF | Fans | 192371.83 | 0
Existing | CZ02 | cDXGF | Pumps | 0 | 0
Existing | CZ02 | cDXGF | Heat Rejection | 0 | 0
Existing | CZ02 | cDXGF | Humidification | 0 | 0
Existing | CZ02 | cDXGF | Heat Recovery | 0 | 0
Existing | CZ02 | cDXGF | Water Systems | 0 | 16010.53
Existing | CZ02 | cDXGF | Refrigeration | 0 | 0
Existing | CZ02 | cDXGF | Generators | 0 | 0
Existing | CZ02 | cDXGF | Total End Uses | 419875.44 | 46169.01
Existing | CZ03 | cDXGF | Heating | 0 | 16876.87
Existing | CZ03 | cDXGF | Cooling | 25731.59 | 0
Existing | CZ03 | cDXGF | Interior Lighting | 81239.17 | 0
Existing | CZ03 | cDXGF | Exterior Lighting | 0 | 0
Existing | CZ03 | cDXGF | Interior Equipment | 100611.51 | 0
Existing | CZ03 | cDXGF | Exterior Equipment | 0 | 0
Existing | CZ03 | cDXGF | Fans | 184965.79 | 0
Existing | CZ03 | cDXGF | Pumps | 0 | 0
Existing | CZ03 | cDXGF | Heat Rejection | 0 | 0
Existing | CZ03 | cDXGF | Humidification | 0 | 0
Existing | CZ03 | cDXGF | Heat Recovery | 0 | 0
Existing | CZ03 | cDXGF | Water Systems | 0 | 15955.86
Existing | CZ03 | cDXGF | Refrigeration | 0 | 0
Existing | CZ03 | cDXGF | Generators | 0 | 0
Existing | CZ03 | cDXGF | Total End Uses | 392548.07 | 32832.73
Existing | CZ04 | cDXGF | Heating | 0 | 13350.2
Existing | CZ04 | cDXGF | Cooling | 56308.18 | 0
Existing | CZ04 | cDXGF | Interior Lighting | 81239.17 | 0
Existing | CZ04 | cDXGF | Exterior Lighting | 0 | 0
Existing | CZ04 | cDXGF | Interior Equipment | 100611.51 | 0
Existing | CZ04 | cDXGF | Exterior Equipment | 0 | 0
Existing | CZ04 | cDXGF | Fans | 195435.73 | 0
Existing | CZ04 | cDXGF | Pumps | 0 | 0
Existing | CZ04 | cDXGF | Heat Rejection | 0 | 0
Existing | CZ04 | cDXGF | Humidification | 0 | 0
Existing | CZ04 | cDXGF | Heat Recovery | 0 | 0
Existing | CZ04 | cDXGF | Water Systems | 0 | 15478.44
Existing | CZ04 | cDXGF | Refrigeration | 0 | 0
Existing | CZ04 | cDXGF | Generators | 0 | 0
Existing | CZ04 | cDXGF | Total End Uses | 433594.6 | 28828.64
Existing | CZ05 | cDXGF | Heating | 0 | 12808.5
Existing | CZ05 | cDXGF | Cooling | 35064.45 | 0
Existing | CZ05 | cDXGF | Interior Lighting | 81239.17 | 0
Existing | CZ05 | cDXGF | Exterior Lighting | 0 | 0
Existing | CZ05 | cDXGF | Interior Equipment | 100611.51 | 0
Existing | CZ05 | cDXGF | Exterior Equipment | 0 | 0
Existing | CZ05 | cDXGF | Fans | 181646.69 | 0
Existing | CZ05 | cDXGF | Pumps | 0 | 0
Existing | CZ05 | cDXGF | Heat Rejection | 0 | 0
Existing | CZ05 | cDXGF | Humidification | 0 | 0
Existing | CZ05 | cDXGF | Heat Recovery | 0 | 0
Existing | CZ05 | cDXGF | Water Systems | 0 | 15956.7
Existing | CZ05 | cDXGF | Refrigeration | 0 | 0
Existing | CZ05 | cDXGF | Generators | 0 | 0
Existing | CZ05 | cDXGF | Total End Uses | 398561.83 | 28765.2
Existing | CZ06 | cDXGF | Heating | 0 | 1797.78
Existing | CZ06 | cDXGF | Cooling | 59747.03 | 0
Existing | CZ06 | cDXGF | Interior Lighting | 81239.17 | 0
Existing | CZ06 | cDXGF | Exterior Lighting | 0 | 0
Existing | CZ06 | cDXGF | Interior Equipment | 100611.51 | 0
Existing | CZ06 | cDXGF | Exterior Equipment | 0 | 0
Existing | CZ06 | cDXGF | Fans | 184686.53 | 0
Existing | CZ06 | cDXGF | Pumps | 0 | 0
Existing | CZ06 | cDXGF | Heat Rejection | 0 | 0
Existing | CZ06 | cDXGF | Humidification | 0 | 0
Existing | CZ06 | cDXGF | Heat Recovery | 0 | 0
Existing | CZ06 | cDXGF | Water Systems | 0 | 14859.95
Existing | CZ06 | cDXGF | Refrigeration | 0 | 0
Existing | CZ06 | cDXGF | Generators | 0 | 0
Existing | CZ06 | cDXGF | Total End Uses | 426284.25 | 16657.73
Existing | CZ07 | cDXGF | Heating | 0 | 1299.62
Existing | CZ07 | cDXGF | Cooling | 68970.28 | 0
Existing | CZ07 | cDXGF | Interior Lighting | 81239.17 | 0
Existing | CZ07 | cDXGF | Exterior Lighting | 0 | 0
Existing | CZ07 | cDXGF | Interior Equipment | 100611.51 | 0
Existing | CZ07 | cDXGF | Exterior Equipment | 0 | 0
Existing | CZ07 | cDXGF | Fans | 180194.91 | 0
Existing | CZ07 | cDXGF | Pumps | 0 | 0
Existing | CZ07 | cDXGF | Heat Rejection | 0 | 0
Existing | CZ07 | cDXGF | Humidification | 0 | 0
Existing | CZ07 | cDXGF | Heat Recovery | 0 | 0
Existing | CZ07 | cDXGF | Water Systems | 0 | 14696.08
Existing | CZ07 | cDXGF | Refrigeration | 0 | 0
Existing | CZ07 | cDXGF | Generators | 0 | 0
Existing | CZ07 | cDXGF | Total End Uses | 431015.88 | 15995.71
Existing | CZ08 | cDXGF | Heating | 0 | 2844.97
Existing | CZ08 | cDXGF | Cooling | 79429.98 | 0
Existing | CZ08 | cDXGF | Interior Lighting | 81239.17 | 0
Existing | CZ08 | cDXGF | Exterior Lighting | 0 | 0
Existing | CZ08 | cDXGF | Interior Equipment | 100611.51 | 0
Existing | CZ08 | cDXGF | Exterior Equipment | 0 | 0
Existing | CZ08 | cDXGF | Fans | 194288.92 | 0
Existing | CZ08 | cDXGF | Pumps | 0 | 0
Existing | CZ08 | cDXGF | Heat Rejection | 0 | 0
Existing | CZ08 | cDXGF | Humidification | 0 | 0
Existing | CZ08 | cDXGF | Heat Recovery | 0 | 0
Existing | CZ08 | cDXGF | Water Systems | 0 | 14678.34
Existing | CZ08 | cDXGF | Refrigeration | 0 | 0
Existing | CZ08 | cDXGF | Generators | 0 | 0
Existing | CZ08 | cDXGF | Total End Uses | 455569.59 | 17523.31
Existing | CZ09 | cDXGF | Heating | 0 | 2193.04
Existing | CZ09 | cDXGF | Cooling | 92576.81 | 0
Existing | CZ09 | cDXGF | Interior Lighting | 81239.17 | 0
Existing | CZ09 | cDXGF | Exterior Lighting | 0 | 0
Existing | CZ09 | cDXGF | Interior Equipment | 100611.51 | 0
Existing | CZ09 | cDXGF | Exterior Equipment | 0 | 0
Existing | CZ09 | cDXGF | Fans | 207640.66 | 0
Existing | CZ09 | cDXGF | Pumps | 0 | 0
Existing | CZ09 | cDXGF | Heat Rejection | 0 | 0
Existing | CZ09 | cDXGF | Humidification | 0 | 0
Existing | CZ09 | cDXGF | Heat Recovery | 0 | 0
Existing | CZ09 | cDXGF | Water Systems | 0 | 14502.97
Existing | CZ09 | cDXGF | Refrigeration | 0 | 0
Existing | CZ09 | cDXGF | Generators | 0 | 0
Existing | CZ09 | cDXGF | Total End Uses | 482068.16 | 16696.01
Existing | CZ10 | cDXGF | Heating | 0 | 7767.22
Existing | CZ10 | cDXGF | Cooling | 105035.75 | 0
Existing | CZ10 | cDXGF | Interior Lighting | 81239.17 | 0
Existing | CZ10 | cDXGF | Exterior Lighting | 0 | 0
Existing | CZ10 | cDXGF | Interior Equipment | 100611.51 | 0
Existing | CZ10 | cDXGF | Exterior Equipment | 0 | 0
Existing | CZ10 | cDXGF | Fans | 191551.17 | 0
Existing | CZ10 | cDXGF | Pumps | 0 | 0
Existing | CZ10 | cDXGF | Heat Rejection | 0 | 0
Existing | CZ10 | cDXGF | Humidification | 0 | 0
Existing | CZ10 | cDXGF | Heat Recovery | 0 | 0
Existing | CZ10 | cDXGF | Water Systems | 0 | 14403.04
Existing | CZ10 | cDXGF | Refrigeration | 0 | 0
Existing | CZ10 | cDXGF | Generators | 0 | 0
Existing | CZ10 | cDXGF | Total End Uses | 478437.62 | 22170.26
Existing | CZ11 | cDXGF | Heating | 0 | 29691.15
Existing | CZ11 | cDXGF | Cooling | 118449.49 | 0
Existing | CZ11 | cDXGF | Interior Lighting | 81239.17 | 0
Existing | CZ11 | cDXGF | Exterior Lighting | 0 | 0
Existing | CZ11 | cDXGF | Interior Equipment | 100611.51 | 0
Existing | CZ11 | cDXGF | Exterior Equipment | 0 | 0
Existing | CZ11 | cDXGF | Fans | 215317.59 | 0
Existing | CZ11 | cDXGF | Pumps | 0 | 0
Existing | CZ11 | cDXGF | Heat Rejection | 0 | 0
Existing | CZ11 | cDXGF | Humidification | 0 | 0
Existing | CZ11 | cDXGF | Heat Recovery | 0 | 0
Existing | CZ11 | cDXGF | Water Systems | 0 | 14678.29
Existing | CZ11 | cDXGF | Refrigeration | 0 | 0
Existing | CZ11 | cDXGF | Generators | 0 | 0
Existing | CZ11 | cDXGF | Total End Uses | 515617.77 | 44369.44
Existing | CZ12 | cDXGF | Heating | 0 | 27622.52
Existing | CZ12 | cDXGF | Cooling | 94955.72 | 0
Existing | CZ12 | cDXGF | Interior Lighting | 81239.17 | 0
Existing | CZ12 | cDXGF | Exterior Lighting | 0 | 0
Existing | CZ12 | cDXGF | Interior Equipment | 100611.51 | 0
Existing | CZ12 | cDXGF | Exterior Equipment | 0 | 0
Existing | CZ12 | cDXGF | Fans | 195736.37 | 0
Existing | CZ12 | cDXGF | Pumps | 0 | 0
Existing | CZ12 | cDXGF | Heat Rejection | 0 | 0
Existing | CZ12 | cDXGF | Humidification | 0 | 0
Existing | CZ12 | cDXGF | Heat Recovery | 0 | 0
Existing | CZ12 | cDXGF | Water Systems | 0 | 15034.79
Existing | CZ12 | cDXGF | Refrigeration | 0 | 0
Existing | CZ12 | cDXGF | Generators | 0 | 0
Existing | CZ12 | cDXGF | Total End Uses | 472542.78 | 42657.31
Existing | CZ13 | cDXGF | Heating | 0 | 20341.38
Existing | CZ13 | cDXGF | Cooling | 130220.94 | 0
Existing | CZ13 | cDXGF | Interior Lighting | 81239.17 | 0
Existing | CZ13 | cDXGF | Exterior Lighting | 0 | 0
Existing | CZ13 | cDXGF | Interior Equipment | 100611.51 | 0
Existing | CZ13 | cDXGF | Exterior Equipment | 0 | 0
Existing | CZ13 | cDXGF | Fans | 207163.15 | 0
Existing | CZ13 | cDXGF | Pumps | 0 | 0
Existing | CZ13 | cDXGF | Heat Rejection | 0 | 0
Existing | CZ13 | cDXGF | Humidification | 0 | 0
Existing | CZ13 | cDXGF | Heat Recovery | 0 | 0
Existing | CZ13 | cDXGF | Water Systems | 0 | 14311.4
Existing | CZ13 | cDXGF | Refrigeration | 0 | 0
Existing | CZ13 | cDXGF | Generators | 0 | 0
Existing | CZ13 | cDXGF | Total End Uses | 519234.78 | 34652.79
Existing | CZ14 | cDXGF | Heating | 0 | 10544
Existing | CZ14 | cDXGF | Cooling | 163854.52 | 0
Existing | CZ14 | cDXGF | Interior Lighting | 81239.17 | 0
Existing | CZ14 | cDXGF | Exterior Lighting | 0 | 0
Existing | CZ14 | cDXGF | Interior Equipment | 100611.51 | 0
Existing | CZ14 | cDXGF | Exterior Equipment | 0 | 0
Existing | CZ14 | cDXGF | Fans | 226635.1 | 0
Existing | CZ14 | cDXGF | Pumps | 0 | 0
Existing | CZ14 | cDXGF | Heat Rejection | 0 | 0
Existing | CZ14 | cDXGF | Humidification | 0 | 0
Existing | CZ14 | cDXGF | Heat Recovery | 0 | 0
Existing | CZ14 | cDXGF | Water Systems | 0 | 13688.78
Existing | CZ14 | cDXGF | Refrigeration | 0 | 0
Existing | CZ14 | cDXGF | Generators | 0 | 0
Existing | CZ14 | cDXGF | Total End Uses | 572340.31 | 24232.78
Existing | CZ15 | cDXGF | Heating | 0 | 1777.98
Existing | CZ15 | cDXGF | Cooling | 213987.21 | 0
Existing | CZ15 | cDXGF | Interior Lighting | 81239.17 | 0
Existing | CZ15 | cDXGF | Exterior Lighting | 0 | 0
Existing | CZ15 | cDXGF | Interior Equipment | 100611.51 | 0
Existing | CZ15 | cDXGF | Exterior Equipment | 0 | 0
Existing | CZ15 | cDXGF | Fans | 214192.5 | 0
Existing | CZ15 | cDXGF | Pumps | 0 | 0
Existing | CZ15 | cDXGF | Heat Rejection | 0 | 0
Existing | CZ15 | cDXGF | Humidification | 0 | 0
Existing | CZ15 | cDXGF | Heat Recovery | 0 | 0
Existing | CZ15 | cDXGF | Water Systems | 0 | 12381.53
Existing | CZ15 | cDXGF | Refrigeration | 0 | 0
Existing | CZ15 | cDXGF | Generators | 0 | 0
Existing | CZ15 | cDXGF | Total End Uses | 610030.4 | 14159.51
Existing | CZ16 | cDXGF | Heating | 0 | 45435.98
Existing | CZ16 | cDXGF | Cooling | 108319 | 0
Existing | CZ16 | cDXGF | Interior Lighting | 81239.17 | 0
Existing | CZ16 | cDXGF | Exterior Lighting | 0 | 0
Existing | CZ16 | cDXGF | Interior Equipment | 100611.51 | 0
Existing | CZ16 | cDXGF | Exterior Equipment | 0 | 0
Existing | CZ16 | cDXGF | Fans | 229538.5 | 0
Existing | CZ16 | cDXGF | Pumps | 0 | 0
Existing | CZ16 | cDXGF | Heat Rejection | 0 | 0
Existing | CZ16 | cDXGF | Humidification | 0 | 0
Existing | CZ16 | cDXGF | Heat Recovery | 0 | 0
Existing | CZ16 | cDXGF | Water Systems | 0 | 15780.89
Existing | CZ16 | cDXGF | Refrigeration | 0 | 0
Existing | CZ16 | cDXGF | Generators | 0 | 0
Existing | CZ16 | cDXGF | Total End Uses | 519708.18 | 61216.87
New Construction | CZ01 | cDXGF | Heating | 0 | 65939.27
New Construction | CZ01 | cDXGF | Cooling | 931.89 | 0
New Construction | CZ01 | cDXGF | Interior Lighting | 41432.85 | 0
New Construction | CZ01 | cDXGF | Exterior Lighting | 0 | 0
New Construction | CZ01 | cDXGF | Interior Equipment | 100611.51 | 0
New Construction | CZ01 | cDXGF | Exterior Equipment | 0 | 0
New Construction | CZ01 | cDXGF | Fans | 80683.27 | 0
New Construction | CZ01 | cDXGF | Pumps | 0 | 0
New Construction | CZ01 | cDXGF | Heat Rejection | 0 | 0
New Construction | CZ01 | cDXGF | Humidification | 0 | 0
New Construction | CZ01 | cDXGF | Heat Recovery | 0 | 0
New Construction | CZ01 | cDXGF | Water Systems | 0 | 17237.58
New Construction | CZ01 | cDXGF | Refrigeration | 0 | 0
New Construction | CZ01 | cDXGF | Generators | 0 | 0
New Construction | CZ01 | cDXGF | Total End Uses | 223659.53 | 83176.85
New Construction | CZ02 | cDXGF | Heating | 0 | 34375.45
New Construction | CZ02 | cDXGF | Cooling | 22815.91 | 0
New Construction | CZ02 | cDXGF | Interior Lighting | 41432.85 | 0
New Construction | CZ02 | cDXGF | Exterior Lighting | 0 | 0
New Construction | CZ02 | cDXGF | Interior Equipment | 100611.51 | 0
New Construction | CZ02 | cDXGF | Exterior Equipment | 0 | 0
New Construction | CZ02 | cDXGF | Fans | 95801.77 | 0
New Construction | CZ02 | cDXGF | Pumps | 0 | 0
New Construction | CZ02 | cDXGF | Heat Rejection | 0 | 0
New Construction | CZ02 | cDXGF | Humidification | 0 | 0
New Construction | CZ02 | cDXGF | Heat Recovery | 0 | 0
New Construction | CZ02 | cDXGF | Water Systems | 0 | 16005.01
New Construction | CZ02 | cDXGF | Refrigeration | 0 | 0
New Construction | CZ02 | cDXGF | Generators | 0 | 0
New Construction | CZ02 | cDXGF | Total End Uses | 260662.04 | 50380.46
New Construction | CZ03 | cDXGF | Heating | 0 | 23769.32
New Construction | CZ03 | cDXGF | Cooling | 11608.33 | 0
New Construction | CZ03 | cDXGF | Interior Lighting | 41432.85 | 0
New Construction | CZ03 | cDXGF | Exterior Lighting | 0 | 0
New Construction | CZ03 | cDXGF | Interior Equipment | 100611.51 | 0
New Construction | CZ03 | cDXGF | Exterior Equipment | 0 | 0
New Construction | CZ03 | cDXGF | Fans | 94433.24 | 0
New Construction | CZ03 | cDXGF | Pumps | 0 | 0
New Construction | CZ03 | cDXGF | Heat Rejection | 0 | 0
New Construction | CZ03 | cDXGF | Humidification | 0 | 0
New Construction | CZ03 | cDXGF | Heat Recovery | 0 | 0
New Construction | CZ03 | cDXGF | Water Systems | 0 | 15950.63
New Construction | CZ03 | cDXGF | Refrigeration | 0 | 0
New Construction | CZ03 | cDXGF | Generators | 0 | 0
New Construction | CZ03 | cDXGF | Total End Uses | 248085.94 | 39719.95
New Construction | CZ04 | cDXGF | Heating | 0 | 16575.25
New Construction | CZ04 | cDXGF | Cooling | 28196.63 | 0
New Construction | CZ04 | cDXGF | Interior Lighting | 41432.85 | 0
New Construction | CZ04 | cDXGF | Exterior Lighting | 0 | 0
New Construction | CZ04 | cDXGF | Interior Equipment | 100611.51 | 0
New Construction | CZ04 | cDXGF | Exterior Equipment | 0 | 0
New Construction | CZ04 | cDXGF | Fans | 97081.45 | 0
New Construction | CZ04 | cDXGF | Pumps | 0 | 0
New Construction | CZ04 | cDXGF | Heat Rejection | 0 | 0
New Construction | CZ04 | cDXGF | Humidification | 0 | 0
New Construction | CZ04 | cDXGF | Heat Recovery | 0 | 0
New Construction | CZ04 | cDXGF | Water Systems | 0 | 15472.39
New Construction | CZ04 | cDXGF | Refrigeration | 0 | 0
New Construction | CZ04 | cDXGF | Generators | 0 | 0
New Construction | CZ04 | cDXGF | Total End Uses | 267322.45 | 32047.64
New Construction | CZ05 | cDXGF | Heating | 0 | 19866.85
New Construction | CZ05 | cDXGF | Cooling | 15621.71 | 0
New Construction | CZ05 | cDXGF | Interior Lighting | 41432.85 | 0
New Construction | CZ05 | cDXGF | Exterior Lighting | 0 | 0
New Construction | CZ05 | cDXGF | Interior Equipment | 100611.51 | 0
New Construction | CZ05 | cDXGF | Exterior Equipment | 0 | 0
New Construction | CZ05 | cDXGF | Fans | 92182.7 | 0
New Construction | CZ05 | cDXGF | Pumps | 0 | 0
New Construction | CZ05 | cDXGF | Heat Rejection | 0 | 0
New Construction | CZ05 | cDXGF | Humidification | 0 | 0
New Construction | CZ05 | cDXGF | Heat Recovery | 0 | 0
New Construction | CZ05 | cDXGF | Water Systems | 0 | 15951.17
New Construction | CZ05 | cDXGF | Refrigeration | 0 | 0
New Construction | CZ05 | cDXGF | Generators | 0 | 0
New Construction | CZ05 | cDXGF | Total End Uses | 249848.77 | 35818.02
New Construction | CZ06 | cDXGF | Heating | 0 | 3031.36
New Construction | CZ06 | cDXGF | Cooling | 29763.47 | 0
New Construction | CZ06 | cDXGF | Interior Lighting | 41432.85 | 0
New Construction | CZ06 | cDXGF | Exterior Lighting | 0 | 0
New Construction | CZ06 | cDXGF | Interior Equipment | 100611.51 | 0
New Construction | CZ06 | cDXGF | Exterior Equipment | 0 | 0
New Construction | CZ06 | cDXGF | Fans | 96841.21 | 0
New Construction | CZ06 | cDXGF | Pumps | 0 | 0
New Construction | CZ06 | cDXGF | Heat Rejection | 0 | 0
New Construction | CZ06 | cDXGF | Humidification | 0 | 0
New Construction | CZ06 | cDXGF | Heat Recovery | 0 | 0
New Construction | CZ06 | cDXGF | Water Systems | 0 | 14855.42
New Construction | CZ06 | cDXGF | Refrigeration | 0 | 0
New Construction | CZ06 | cDXGF | Generators | 0 | 0
New Construction | CZ06 | cDXGF | Total End Uses | 268649.04 | 17886.78
New Construction | CZ07 | cDXGF | Heating | 0 | 2573.42
New Construction | CZ07 | cDXGF | Cooling | 35398.22 | 0
New Construction | CZ07 | cDXGF | Interior Lighting | 41432.85 | 0
New Construction | CZ07 | cDXGF | Exterior Lighting | 0 | 0
New Construction | CZ07 | cDXGF | Interior Equipment | 100611.51 | 0
New Construction | CZ07 | cDXGF | Exterior Equipment | 0 | 0
New Construction | CZ07 | cDXGF | Fans | 95541.78 | 0
New Construction | CZ07 | cDXGF | Pumps | 0 | 0
New Construction | CZ07 | cDXGF | Heat Rejection | 0 | 0
New Construction | CZ07 | cDXGF | Humidification | 0 | 0
New Construction | CZ07 | cDXGF | Heat Recovery | 0 | 0
New Construction | CZ07 | cDXGF | Water Systems | 0 | 14691.2
New Construction | CZ07 | cDXGF | Refrigeration | 0 | 0
New Construction | CZ07 | cDXGF | Generators | 0 | 0
New Construction | CZ07 | cDXGF | Total End Uses | 272984.36 | 17264.62
New Construction | CZ08 | cDXGF | Heating | 0 | 4845
New Construction | CZ08 | cDXGF | Cooling | 41043.8 | 0
New Construction | CZ08 | cDXGF | Interior Lighting | 41432.85 | 0
New Construction | CZ08 | cDXGF | Exterior Lighting | 0 | 0
New Construction | CZ08 | cDXGF | Interior Equipment | 100611.51 | 0
New Construction | CZ08 | cDXGF | Exterior Equipment | 0 | 0
New Construction | CZ08 | cDXGF | Fans | 101155.36 | 0
New Construction | CZ08 | cDXGF | Pumps | 0 | 0
New Construction | CZ08 | cDXGF | Heat Rejection | 0 | 0
New Construction | CZ08 | cDXGF | Humidification | 0 | 0
New Construction | CZ08 | cDXGF | Heat Recovery | 0 | 0
New Construction | CZ08 | cDXGF | Water Systems | 0 | 14674.02
New Construction | CZ08 | cDXGF | Refrigeration | 0 | 0
New Construction | CZ08 | cDXGF | Generators | 0 | 0
New Construction | CZ08 | cDXGF | Total End Uses | 284243.53 | 19519.03
New Construction | CZ09 | cDXGF | Heating | 0 | 2831.13
New Construction | CZ09 | cDXGF | Cooling | 44153.54 | 0
New Construction | CZ09 | cDXGF | Interior Lighting | 41432.85 | 0
New Construction | CZ09 | cDXGF | Exterior Lighting | 0 | 0
New Construction | CZ09 | cDXGF | Interior Equipment | 100611.51 | 0
New Construction | CZ09 | cDXGF | Exterior Equipment | 0 | 0
New Construction | CZ09 | cDXGF | Fans | 96178.12 | 0
New Construction | CZ09 | cDXGF | Pumps | 0 | 0
New Construction | CZ09 | cDXGF | Heat Rejection | 0 | 0
New Construction | CZ09 | cDXGF | Humidification | 0 | 0
New Construction | CZ09 | cDXGF | Heat Recovery | 0 | 0
New Construction | CZ09 | cDXGF | Water Systems | 0 | 14497.45
New Construction | CZ09 | cDXGF | Refrigeration | 0 | 0
New Construction | CZ09 | cDXGF | Generators | 0 | 0
New Construction | CZ09 | cDXGF | Total End Uses | 282376.03 | 17328.58
New Construction | CZ10 | cDXGF | Heating | 0 | 10017.51
New Construction | CZ10 | cDXGF | Cooling | 61755.78 | 0
New Construction | CZ10 | cDXGF | Interior Lighting | 41432.85 | 0
New Construction | CZ10 | cDXGF | Exterior Lighting | 0 | 0
New Construction | CZ10 | cDXGF | Interior Equipment | 100611.51 | 0
New Construction | CZ10 | cDXGF | Exterior Equipment | 0 | 0
New Construction | CZ10 | cDXGF | Fans | 105193.68 | 0
New Construction | CZ10 | cDXGF | Pumps | 0 | 0
New Construction | CZ10 | cDXGF | Heat Rejection | 0 | 0
New Construction | CZ10 | cDXGF | Humidification | 0 | 0
New Construction | CZ10 | cDXGF | Heat Recovery | 0 | 0
New Construction | CZ10 | cDXGF | Water Systems | 0 | 14398.17
New Construction | CZ10 | cDXGF | Refrigeration | 0 | 0
New Construction | CZ10 | cDXGF | Generators | 0 | 0
New Construction | CZ10 | cDXGF | Total End Uses | 308993.82 | 24415.68
New Construction | CZ11 | cDXGF | Heating | 0 | 33645.11
New Construction | CZ11 | cDXGF | Cooling | 63411.98 | 0
New Construction | CZ11 | cDXGF | Interior Lighting | 41432.85 | 0
New Construction | CZ11 | cDXGF | Exterior Lighting | 0 | 0
New Construction | CZ11 | cDXGF | Interior Equipment | 100611.51 | 0
New Construction | CZ11 | cDXGF | Exterior Equipment | 0 | 0
New Construction | CZ11 | cDXGF | Fans | 103831.51 | 0
New Construction | CZ11 | cDXGF | Pumps | 0 | 0
New Construction | CZ11 | cDXGF | Heat Rejection | 0 | 0
New Construction | CZ11 | cDXGF | Humidification | 0 | 0
New Construction | CZ11 | cDXGF | Heat Recovery | 0 | 0
New Construction | CZ11 | cDXGF | Water Systems | 0 | 14672.64
New Construction | CZ11 | cDXGF | Refrigeration | 0 | 0
New Construction | CZ11 | cDXGF | Generators | 0 | 0
New Construction | CZ11 | cDXGF | Total End Uses | 309287.85 | 48317.75
New Construction | CZ12 | cDXGF | Heating | 0 | 33675.51
New Construction | CZ12 | cDXGF | Cooling | 50561.16 | 0
New Construction | CZ12 | cDXGF | Interior Lighting | 41432.85 | 0
New Construction | CZ12 | cDXGF | Exterior Lighting | 0 | 0
New Construction | CZ12 | cDXGF | Interior Equipment | 100611.51 | 0
New Construction | CZ12 | cDXGF | Exterior Equipment | 0 | 0
New Construction | CZ12 | cDXGF | Fans | 97062.58 | 0
New Construction | CZ12 | cDXGF | Pumps | 0 | 0
New Construction | CZ12 | cDXGF | Heat Rejection | 0 | 0
New Construction | CZ12 | cDXGF | Humidification | 0 | 0
New Construction | CZ12 | cDXGF | Heat Recovery | 0 | 0
New Construction | CZ12 | cDXGF | Water Systems | 0 | 15030.04
New Construction | CZ12 | cDXGF | Refrigeration | 0 | 0
New Construction | CZ12 | cDXGF | Generators | 0 | 0
New Construction | CZ12 | cDXGF | Total End Uses | 289668.11 | 48705.55
New Construction | CZ13 | cDXGF | Heating | 0 | 26974.07
New Construction | CZ13 | cDXGF | Cooling | 71608.73 | 0
New Construction | CZ13 | cDXGF | Interior Lighting | 41432.85 | 0
New Construction | CZ13 | cDXGF | Exterior Lighting | 0 | 0
New Construction | CZ13 | cDXGF | Interior Equipment | 100611.51 | 0
New Construction | CZ13 | cDXGF | Exterior Equipment | 0 | 0
New Construction | CZ13 | cDXGF | Fans | 102786.18 | 0
New Construction | CZ13 | cDXGF | Pumps | 0 | 0
New Construction | CZ13 | cDXGF | Heat Rejection | 0 | 0
New Construction | CZ13 | cDXGF | Humidification | 0 | 0
New Construction | CZ13 | cDXGF | Heat Recovery | 0 | 0
New Construction | CZ13 | cDXGF | Water Systems | 0 | 14305.91
New Construction | CZ13 | cDXGF | Refrigeration | 0 | 0
New Construction | CZ13 | cDXGF | Generators | 0 | 0
New Construction | CZ13 | cDXGF | Total End Uses | 316439.28 | 41279.98
New Construction | CZ14 | cDXGF | Heating | 0 | 15206.31
New Construction | CZ14 | cDXGF | Cooling | 93488.04 | 0
New Construction | CZ14 | cDXGF | Interior Lighting | 41432.85 | 0
New Construction | CZ14 | cDXGF | Exterior Lighting | 0 | 0
New Construction | CZ14 | cDXGF | Interior Equipment | 100611.51 | 0
New Construction | CZ14 | cDXGF | Exterior Equipment | 0 | 0
New Construction | CZ14 | cDXGF | Fans | 114954.59 | 0
New Construction | CZ14 | cDXGF | Pumps | 0 | 0
New Construction | CZ14 | cDXGF | Heat Rejection | 0 | 0
New Construction | CZ14 | cDXGF | Humidification | 0 | 0
New Construction | CZ14 | cDXGF | Heat Recovery | 0 | 0
New Construction | CZ14 | cDXGF | Water Systems | 0 | 13683.9
New Construction | CZ14 | cDXGF | Refrigeration | 0 | 0
New Construction | CZ14 | cDXGF | Generators | 0 | 0
New Construction | CZ14 | cDXGF | Total End Uses | 350487 | 28890.21
New Construction | CZ15 | cDXGF | Heating | 0 | 2827.97
New Construction | CZ15 | cDXGF | Cooling | 126602.88 | 0
New Construction | CZ15 | cDXGF | Interior Lighting | 41432.85 | 0
New Construction | CZ15 | cDXGF | Exterior Lighting | 0 | 0
New Construction | CZ15 | cDXGF | Interior Equipment | 100611.51 | 0
New Construction | CZ15 | cDXGF | Exterior Equipment | 0 | 0
New Construction | CZ15 | cDXGF | Fans | 108822.99 | 0
New Construction | CZ15 | cDXGF | Pumps | 0 | 0
New Construction | CZ15 | cDXGF | Heat Rejection | 0 | 0
New Construction | CZ15 | cDXGF | Humidification | 0 | 0
New Construction | CZ15 | cDXGF | Heat Recovery | 0 | 0
New Construction | CZ15 | cDXGF | Water Systems | 0 | 12375.84
New Construction | CZ15 | cDXGF | Refrigeration | 0 | 0
New Construction | CZ15 | cDXGF | Generators | 0 | 0
New Construction | CZ15 | cDXGF | Total End Uses | 377470.24 | 15203.8
New Construction | CZ16 | cDXGF | Heating | 0 | 53450.27
New Construction | CZ16 | cDXGF | Cooling | 61316.49 | 0
New Construction | CZ16 | cDXGF | Interior Lighting | 41432.85 | 0
New Construction | CZ16 | cDXGF | Exterior Lighting | 0 | 0
New Construction | CZ16 | cDXGF | Interior Equipment | 100611.51 | 0
New Construction | CZ16 | cDXGF | Exterior Equipment | 0 | 0
New Construction | CZ16 | cDXGF | Fans | 118850.32 | 0
New Construction | CZ16 | cDXGF | Pumps | 0 | 0
New Construction | CZ16 | cDXGF | Heat Rejection | 0 | 0
New Construction | CZ16 | cDXGF | Humidification | 0 | 0
New Construction | CZ16 | cDXGF | Heat Recovery | 0 | 0
New Construction | CZ16 | cDXGF | Water Systems | 0 | 15776.75
New Construction | CZ16 | cDXGF | Refrigeration | 0 | 0
New Construction | CZ16 | cDXGF | Generators | 0 | 0
New Construction | CZ16 | cDXGF | Total End Uses | 322211.17 | 69227.02
Existing | CZ01 | cDXHP | Heating | 13429.7 | 0
Existing | CZ01 | cDXHP | Cooling | 1504.1 | 0
Existing | CZ01 | cDXHP | Interior Lighting | 81239.17 | 0
Existing | CZ01 | cDXHP | Exterior Lighting | 0 | 0
Existing | CZ01 | cDXHP | Interior Equipment | 100611.51 | 0
Existing | CZ01 | cDXHP | Exterior Equipment | 0 | 0
Existing | CZ01 | cDXHP | Fans | 158847.59 | 0
Existing | CZ01 | cDXHP | Pumps | 0 | 0
Existing | CZ01 | cDXHP | Heat Rejection | 0 | 0
Existing | CZ01 | cDXHP | Humidification | 0 | 0
Existing | CZ01 | cDXHP | Heat Recovery | 0 | 0
Existing | CZ01 | cDXHP | Water Systems | 0 | 17243.28
Existing | CZ01 | cDXHP | Refrigeration | 0 | 0
Existing | CZ01 | cDXHP | Generators | 0 | 0
Existing | CZ01 | cDXHP | Total End Uses | 355632.08 | 17243.28
Existing | CZ02 | cDXHP | Heating | 9196.63 | 0
Existing | CZ02 | cDXHP | Cooling | 44859.51 | 0
Existing | CZ02 | cDXHP | Interior Lighting | 81239.17 | 0
Existing | CZ02 | cDXHP | Exterior Lighting | 0 | 0
Existing | CZ02 | cDXHP | Interior Equipment | 100611.51 | 0
Existing | CZ02 | cDXHP | Exterior Equipment | 0 | 0
Existing | CZ02 | cDXHP | Fans | 192372.85 | 0
Existing | CZ02 | cDXHP | Pumps | 0 | 0
Existing | CZ02 | cDXHP | Heat Rejection | 0 | 0
Existing | CZ02 | cDXHP | Humidification | 0 | 0
Existing | CZ02 | cDXHP | Heat Recovery | 0 | 0
Existing | CZ02 | cDXHP | Water Systems | 0 | 16010.52
Existing | CZ02 | cDXHP | Refrigeration | 0 | 0
Existing | CZ02 | cDXHP | Generators | 0 | 0
Existing | CZ02 | cDXHP | Total End Uses | 428279.67 | 16010.52
Existing | CZ03 | cDXHP | Heating | 4435.99 | 0
Existing | CZ03 | cDXHP | Cooling | 25435.85 | 0
Existing | CZ03 | cDXHP | Interior Lighting | 81239.17 | 0
Existing | CZ03 | cDXHP | Exterior Lighting | 0 | 0
Existing | CZ03 | cDXHP | Interior Equipment | 100611.51 | 0
Existing | CZ03 | cDXHP | Exterior Equipment | 0 | 0
Existing | CZ03 | cDXHP | Fans | 184965.84 | 0
Existing | CZ03 | cDXHP | Pumps | 0 | 0
Existing | CZ03 | cDXHP | Heat Rejection | 0 | 0
Existing | CZ03 | cDXHP | Humidification | 0 | 0
Existing | CZ03 | cDXHP | Heat Recovery | 0 | 0
Existing | CZ03 | cDXHP | Water Systems | 0 | 15955.86
Existing | CZ03 | cDXHP | Refrigeration | 0 | 0
Existing | CZ03 | cDXHP | Generators | 0 | 0
Existing | CZ03 | cDXHP | Total End Uses | 396688.37 | 15955.86
Existing | CZ04 | cDXHP | Heating | 3621.95 | 0
Existing | CZ04 | cDXHP | Cooling | 56166.23 | 0
Existing | CZ04 | cDXHP | Interior Lighting | 81239.17 | 0
Existing | CZ04 | cDXHP | Exterior Lighting | 0 | 0
Existing | CZ04 | cDXHP | Interior Equipment | 100611.51 | 0
Existing | CZ04 | cDXHP | Exterior Equipment | 0 | 0
Existing | CZ04 | cDXHP | Fans | 195435.6 | 0
Existing | CZ04 | cDXHP | Pumps | 0 | 0
Existing | CZ04 | cDXHP | Heat Rejection | 0 | 0
Existing | CZ04 | cDXHP | Humidification | 0 | 0
Existing | CZ04 | cDXHP | Heat Recovery | 0 | 0
Existing | CZ04 | cDXHP | Water Systems | 0 | 15478.44
Existing | CZ04 | cDXHP | Refrigeration | 0 | 0
Existing | CZ04 | cDXHP | Generators | 0 | 0
Existing | CZ04 | cDXHP | Total End Uses | 437074.48 | 15478.44
Existing | CZ05 | cDXHP | Heating | 3811.87 | 0
Existing | CZ05 | cDXHP | Cooling | 34682.09 | 0
Existing | CZ05 | cDXHP | Interior Lighting | 81239.17 | 0
Existing | CZ05 | cDXHP | Exterior Lighting | 0 | 0
Existing | CZ05 | cDXHP | Interior Equipment | 100611.51 | 0
Existing | CZ05 | cDXHP | Exterior Equipment | 0 | 0
Existing | CZ05 | cDXHP | Fans | 181644.94 | 0
Existing | CZ05 | cDXHP | Pumps | 0 | 0
Existing | CZ05 | cDXHP | Heat Rejection | 0 | 0
Existing | CZ05 | cDXHP | Humidification | 0 | 0
Existing | CZ05 | cDXHP | Heat Recovery | 0 | 0
Existing | CZ05 | cDXHP | Water Systems | 0 | 15956.7
Existing | CZ05 | cDXHP | Refrigeration | 0 | 0
Existing | CZ05 | cDXHP | Generators | 0 | 0
Existing | CZ05 | cDXHP | Total End Uses | 401989.59 | 15956.7
Existing | CZ06 | cDXHP | Heating | 433.06 | 0
Existing | CZ06 | cDXHP | Cooling | 59091.19 | 0
Existing | CZ06 | cDXHP | Interior Lighting | 81239.17 | 0
Existing | CZ06 | cDXHP | Exterior Lighting | 0 | 0
Existing | CZ06 | cDXHP | Interior Equipment | 100611.51 | 0
Existing | CZ06 | cDXHP | Exterior Equipment | 0 | 0
Existing | CZ06 | cDXHP | Fans | 184669.94 | 0
Existing | CZ06 | cDXHP | Pumps | 0 | 0
Existing | CZ06 | cDXHP | Heat Rejection | 0 | 0
Existing | CZ06 | cDXHP | Humidification | 0 | 0
Existing | CZ06 | cDXHP | Heat Recovery | 0 | 0
Existing | CZ06 | cDXHP | Water Systems | 0 | 14859.95
Existing | CZ06 | cDXHP | Refrigeration | 0 | 0
Existing | CZ06 | cDXHP | Generators | 0 | 0
Existing | CZ06 | cDXHP | Total End Uses | 426044.88 | 14859.95
Existing | CZ07 | cDXHP | Heating | 316.41 | 0
Existing | CZ07 | cDXHP | Cooling | 68613.38 | 0
Existing | CZ07 | cDXHP | Interior Lighting | 81239.17 | 0
Existing | CZ07 | cDXHP | Exterior Lighting | 0 | 0
Existing | CZ07 | cDXHP | Interior Equipment | 100611.51 | 0
Existing | CZ07 | cDXHP | Exterior Equipment | 0 | 0
Existing | CZ07 | cDXHP | Fans | 180182.04 | 0
Existing | CZ07 | cDXHP | Pumps | 0 | 0
Existing | CZ07 | cDXHP | Heat Rejection | 0 | 0
Existing | CZ07 | cDXHP | Humidification | 0 | 0
Existing | CZ07 | cDXHP | Heat Recovery | 0 | 0
Existing | CZ07 | cDXHP | Water Systems | 0 | 14696.08
Existing | CZ07 | cDXHP | Refrigeration | 0 | 0
Existing | CZ07 | cDXHP | Generators | 0 | 0
Existing | CZ07 | cDXHP | Total End Uses | 430962.52 | 14696.08
Existing | CZ08 | cDXHP | Heating | 704.51 | 0
Existing | CZ08 | cDXHP | Cooling | 79213.71 | 0
Existing | CZ08 | cDXHP | Interior Lighting | 81239.17 | 0
Existing | CZ08 | cDXHP | Exterior Lighting | 0 | 0
Existing | CZ08 | cDXHP | Interior Equipment | 100611.51 | 0
Existing | CZ08 | cDXHP | Exterior Equipment | 0 | 0
Existing | CZ08 | cDXHP | Fans | 194287.41 | 0
Existing | CZ08 | cDXHP | Pumps | 0 | 0
Existing | CZ08 | cDXHP | Heat Rejection | 0 | 0
Existing | CZ08 | cDXHP | Humidification | 0 | 0
Existing | CZ08 | cDXHP | Heat Recovery | 0 | 0
Existing | CZ08 | cDXHP | Water Systems | 0 | 14678.33
Existing | CZ08 | cDXHP | Refrigeration | 0 | 0
Existing | CZ08 | cDXHP | Generators | 0 | 0
Existing | CZ08 | cDXHP | Total End Uses | 456056.32 | 14678.33
Existing | CZ09 | cDXHP | Heating | 537.61 | 0
Existing | CZ09 | cDXHP | Cooling | 92362.77 | 0
Existing | CZ09 | cDXHP | Interior Lighting | 81239.17 | 0
Existing | CZ09 | cDXHP | Exterior Lighting | 0 | 0
Existing | CZ09 | cDXHP | Interior Equipment | 100611.51 | 0
Existing | CZ09 | cDXHP | Exterior Equipment | 0 | 0
Existing | CZ09 | cDXHP | Fans | 207638.44 | 0
Existing | CZ09 | cDXHP | Pumps | 0 | 0
Existing | CZ09 | cDXHP | Heat Rejection | 0 | 0
Existing | CZ09 | cDXHP | Humidification | 0 | 0
Existing | CZ09 | cDXHP | Heat Recovery | 0 | 0
Existing | CZ09 | cDXHP | Water Systems | 0 | 14502.97
Existing | CZ09 | cDXHP | Refrigeration | 0 | 0
Existing | CZ09 | cDXHP | Generators | 0 | 0
Existing | CZ09 | cDXHP | Total End Uses | 482389.51 | 14502.97
Existing | CZ10 | cDXHP | Heating | 2534.77 | 0
Existing | CZ10 | cDXHP | Cooling | 104749.6 | 0
Existing | CZ10 | cDXHP | Interior Lighting | 81239.17 | 0
Existing | CZ10 | cDXHP | Exterior Lighting | 0 | 0
Existing | CZ10 | cDXHP | Interior Equipment | 100611.51 | 0
Existing | CZ10 | cDXHP | Exterior Equipment | 0 | 0
Existing | CZ10 | cDXHP | Fans | 191550.5 | 0
Existing | CZ10 | cDXHP | Pumps | 0 | 0
Existing | CZ10 | cDXHP | Heat Rejection | 0 | 0
Existing | CZ10 | cDXHP | Humidification | 0 | 0
Existing | CZ10 | cDXHP | Heat Recovery | 0 | 0
Existing | CZ10 | cDXHP | Water Systems | 0 | 14403.04
Existing | CZ10 | cDXHP | Refrigeration | 0 | 0
Existing | CZ10 | cDXHP | Generators | 0 | 0
Existing | CZ10 | cDXHP | Total End Uses | 480685.56 | 14403.04
Existing | CZ11 | cDXHP | Heating | 8773.1 | 0
Existing | CZ11 | cDXHP | Cooling | 118259.83 | 0
Existing | CZ11 | cDXHP | Interior Lighting | 81239.17 | 0
Existing | CZ11 | cDXHP | Exterior Lighting | 0 | 0
Existing | CZ11 | cDXHP | Interior Equipment | 100611.51 | 0
Existing | CZ11 | cDXHP | Exterior Equipment | 0 | 0
Existing | CZ11 | cDXHP | Fans | 215295.71 | 0
Existing | CZ11 | cDXHP | Pumps | 0 | 0
Existing | CZ11 | cDXHP | Heat Rejection | 0 | 0
Existing | CZ11 | cDXHP | Humidification | 0 | 0
Existing | CZ11 | cDXHP | Heat Recovery | 0 | 0
Existing | CZ11 | cDXHP | Water Systems | 0 | 14678.29
Existing | CZ11 | cDXHP | Refrigeration | 0 | 0
Existing | CZ11 | cDXHP | Generators | 0 | 0
Existing | CZ11 | cDXHP | Total End Uses | 524179.33 | 14678.29
Existing | CZ12 | cDXHP | Heating | 8359.79 | 0
Existing | CZ12 | cDXHP | Cooling | 94578.53 | 0
Existing | CZ12 | cDXHP | Interior Lighting | 81239.17 | 0
Existing | CZ12 | cDXHP | Exterior Lighting | 0 | 0
Existing | CZ12 | cDXHP | Interior Equipment | 100611.51 | 0
Existing | CZ12 | cDXHP | Exterior Equipment | 0 | 0
Existing | CZ12 | cDXHP | Fans | 195735.76 | 0
Existing | CZ12 | cDXHP | Pumps | 0 | 0
Existing | CZ12 | cDXHP | Heat Rejection | 0 | 0
Existing | CZ12 | cDXHP | Humidification | 0 | 0
Existing | CZ12 | cDXHP | Heat Recovery | 0 | 0
Existing | CZ12 | cDXHP | Water Systems | 0 | 15034.79
Existing | CZ12 | cDXHP | Refrigeration | 0 | 0
Existing | CZ12 | cDXHP | Generators | 0 | 0
Existing | CZ12 | cDXHP | Total End Uses | 480524.77 | 15034.79
Existing | CZ13 | cDXHP | Heating | 5947.41 | 0
Existing | CZ13 | cDXHP | Cooling | 130087.01 | 0
Existing | CZ13 | cDXHP | Interior Lighting | 81239.17 | 0
Existing | CZ13 | cDXHP | Exterior Lighting | 0 | 0
Existing | CZ13 | cDXHP | Interior Equipment | 100611.51 | 0
Existing | CZ13 | cDXHP | Exterior Equipment | 0 | 0
Existing | CZ13 | cDXHP | Fans | 207159.31 | 0
Existing | CZ13 | cDXHP | Pumps | 0 | 0
Existing | CZ13 | cDXHP | Heat Rejection | 0 | 0
Existing | CZ13 | cDXHP | Humidification | 0 | 0
Existing | CZ13 | cDXHP | Heat Recovery | 0 | 0
Existing | CZ13 | cDXHP | Water Systems | 0 | 14311.41
Existing | CZ13 | cDXHP | Refrigeration | 0 | 0
Existing | CZ13 | cDXHP | Generators | 0 | 0
Existing | CZ13 | cDXHP | Total End Uses | 525044.42 | 14311.41
Existing | CZ14 | cDXHP | Heating | 3528.43 | 0
Existing | CZ14 | cDXHP | Cooling | 163653.72 | 0
Existing | CZ14 | cDXHP | Interior Lighting | 81239.17 | 0
Existing | CZ14 | cDXHP | Exterior Lighting | 0 | 0
Existing | CZ14 | cDXHP | Interior Equipment | 100611.51 | 0
Existing | CZ14 | cDXHP | Exterior Equipment | 0 | 0
Existing | CZ14 | cDXHP | Fans | 226626.22 | 0
Existing | CZ14 | cDXHP | Pumps | 0 | 0
Existing | CZ14 | cDXHP | Heat Rejection | 0 | 0
Existing | CZ14 | cDXHP | Humidification | 0 | 0
Existing | CZ14 | cDXHP | Heat Recovery | 0 | 0
Existing | CZ14 | cDXHP | Water Systems | 0 | 13688.78
Existing | CZ14 | cDXHP | Refrigeration | 0 | 0
Existing | CZ14 | cDXHP | Generators | 0 | 0
Existing | CZ14 | cDXHP | Total End Uses | 575659.05 | 13688.78
Existing | CZ15 | cDXHP | Heating | 598.63 | 0
Existing | CZ15 | cDXHP | Cooling | 213978.35 | 0
Existing | CZ15 | cDXHP | Interior Lighting | 81239.17 | 0
Existing | CZ15 | cDXHP | Exterior Lighting | 0 | 0
Existing | CZ15 | cDXHP | Interior Equipment | 100611.51 | 0
Existing | CZ15 | cDXHP | Exterior Equipment | 0 | 0
Existing | CZ15 | cDXHP | Fans | 214191.45 | 0
Existing | CZ15 | cDXHP | Pumps | 0 | 0
Existing | CZ15 | cDXHP | Heat Rejection | 0 | 0
Existing | CZ15 | cDXHP | Humidification | 0 | 0
Existing | CZ15 | cDXHP | Heat Recovery | 0 | 0
Existing | CZ15 | cDXHP | Water Systems | 0 | 12381.53
Existing | CZ15 | cDXHP | Refrigeration | 0 | 0
Existing | CZ15 | cDXHP | Generators | 0 | 0
Existing | CZ15 | cDXHP | Total End Uses | 610619.12 | 12381.53
Existing | CZ16 | cDXHP | Heating | 18629.08 | 0
Existing | CZ16 | cDXHP | Cooling | 105796.72 | 0
Existing | CZ16 | cDXHP | Interior Lighting | 81239.17 | 0
Existing | CZ16 | cDXHP | Exterior Lighting | 0 | 0
Existing | CZ16 | cDXHP | Interior Equipment | 100611.51 | 0
Existing | CZ16 | cDXHP | Exterior Equipment | 0 | 0
Existing | CZ16 | cDXHP | Fans | 229549.89 | 0
Existing | CZ16 | cDXHP | Pumps | 0 | 0
Existing | CZ16 | cDXHP | Heat Rejection | 0 | 0
Existing | CZ16 | cDXHP | Humidification | 0 | 0
Existing | CZ16 | cDXHP | Heat Recovery | 0 | 0
Existing | CZ16 | cDXHP | Water Systems | 0 | 15780.97
Existing | CZ16 | cDXHP | Refrigeration | 0 | 0
Existing | CZ16 | cDXHP | Generators | 0 | 0
Existing | CZ16 | cDXHP | Total End Uses | 535826.39 | 15780.97
New Construction | CZ01 | cDXHP | Heating | 16346.37 | 0
New Construction | CZ01 | cDXHP | Cooling | 424.11 | 0
New Construction | CZ01 | cDXHP | Interior Lighting | 41432.85 | 0
New Construction | CZ01 | cDXHP | Exterior Lighting | 0 | 0
New Construction | CZ01 | cDXHP | Interior Equipment | 100611.51 | 0
New Construction | CZ01 | cDXHP | Exterior Equipment | 0 | 0
New Construction | CZ01 | cDXHP | Fans | 80683.27 | 0
New Construction | CZ01 | cDXHP | Pumps | 0 | 0
New Construction | CZ01 | cDXHP | Heat Rejection | 0 | 0
New Construction | CZ01 | cDXHP | Humidification | 0 | 0
New Construction | CZ01 | cDXHP | Heat Recovery | 0 | 0
New Construction | CZ01 | cDXHP | Water Systems | 0 | 17237.58
New Construction | CZ01 | cDXHP | Refrigeration | 0 | 0
New Construction | CZ01 | cDXHP | Generators | 0 | 0
New Construction | CZ01 | cDXHP | Total End Uses | 239498.11 | 17237.58
New Construction | CZ02 | cDXHP | Heating | 9937.4 | 0
New Construction | CZ02 | cDXHP | Cooling | 21968.8 | 0
New Construction | CZ02 | cDXHP | Interior Lighting | 41432.85 | 0
New Construction | CZ02 | cDXHP | Exterior Lighting | 0 | 0
New Construction | CZ02 | cDXHP | Interior Equipment | 100611.51 | 0
New Construction | CZ02 | cDXHP | Exterior Equipment | 0 | 0
New Construction | CZ02 | cDXHP | Fans | 95801.55 | 0
New Construction | CZ02 | cDXHP | Pumps | 0 | 0
New Construction | CZ02 | cDXHP | Heat Rejection | 0 | 0
New Construction | CZ02 | cDXHP | Humidification | 0 | 0
New Construction | CZ02 | cDXHP | Heat Recovery | 0 | 0
New Construction | CZ02 | cDXHP | Water Systems | 0 | 16005.06
New Construction | CZ02 | cDXHP | Refrigeration | 0 | 0
New Construction | CZ02 | cDXHP | Generators | 0 | 0
New Construction | CZ02 | cDXHP | Total End Uses | 269752.11 | 16005.06
New Construction | CZ03 | cDXHP | Heating | 5989.82 | 0
New Construction | CZ03 | cDXHP | Cooling | 11340.24 | 0
New Construction | CZ03 | cDXHP | Interior Lighting | 41432.85 | 0
New Construction | CZ03 | cDXHP | Exterior Lighting | 0 | 0
New Construction | CZ03 | cDXHP | Interior Equipment | 100611.51 | 0
New Construction | CZ03 | cDXHP | Exterior Equipment | 0 | 0
New Construction | CZ03 | cDXHP | Fans | 94433.24 | 0
New Construction | CZ03 | cDXHP | Pumps | 0 | 0
New Construction | CZ03 | cDXHP | Heat Rejection | 0 | 0
New Construction | CZ03 | cDXHP | Humidification | 0 | 0
New Construction | CZ03 | cDXHP | Heat Recovery | 0 | 0
New Construction | CZ03 | cDXHP | Water Systems | 0 | 15950.63
New Construction | CZ03 | cDXHP | Refrigeration | 0 | 0
New Construction | CZ03 | cDXHP | Generators | 0 | 0
New Construction | CZ03 | cDXHP | Total End Uses | 253807.66 | 15950.63
New Construction | CZ04 | cDXHP | Heating | 4297.41 | 0
New Construction | CZ04 | cDXHP | Cooling | 27985.85 | 0
New Construction | CZ04 | cDXHP | Interior Lighting | 41432.85 | 0
New Construction | CZ04 | cDXHP | Exterior Lighting | 0 | 0
New Construction | CZ04 | cDXHP | Interior Equipment | 100611.51 | 0
New Construction | CZ04 | cDXHP | Exterior Equipment | 0 | 0
New Construction | CZ04 | cDXHP | Fans | 97081.45 | 0
New Construction | CZ04 | cDXHP | Pumps | 0 | 0
New Construction | CZ04 | cDXHP | Heat Rejection | 0 | 0
New Construction | CZ04 | cDXHP | Humidification | 0 | 0
New Construction | CZ04 | cDXHP | Heat Recovery | 0 | 0
New Construction | CZ04 | cDXHP | Water Systems | 0 | 15472.39
New Construction | CZ04 | cDXHP | Refrigeration | 0 | 0
New Construction | CZ04 | cDXHP | Generators | 0 | 0
New Construction | CZ04 | cDXHP | Total End Uses | 271409.07 | 15472.39
New Construction | CZ05 | cDXHP | Heating | 5454.76 | 0
New Construction | CZ05 | cDXHP | Cooling | 15178.43 | 0
New Construction | CZ05 | cDXHP | Interior Lighting | 41432.85 | 0
New Construction | CZ05 | cDXHP | Exterior Lighting | 0 | 0
New Construction | CZ05 | cDXHP | Interior Equipment | 100611.51 | 0
New Construction | CZ05 | cDXHP | Exterior Equipment | 0 | 0
New Construction | CZ05 | cDXHP | Fans | 92180.48 | 0
New Construction | CZ05 | cDXHP | Pumps | 0 | 0
New Construction | CZ05 | cDXHP | Heat Rejection | 0 | 0
New Construction | CZ05 | cDXHP | Humidification | 0 | 0
New Construction | CZ05 | cDXHP | Heat Recovery | 0 | 0
New Construction | CZ05 | cDXHP | Water Systems | 0 | 15951.16
New Construction | CZ05 | cDXHP | Refrigeration | 0 | 0
New Construction | CZ05 | cDXHP | Generators | 0 | 0
New Construction | CZ05 | cDXHP | Total End Uses | 254858.04 | 15951.16
New Construction | CZ06 | cDXHP | Heating | 722.13 | 0
New Construction | CZ06 | cDXHP | Cooling | 29007.95 | 0
New Construction | CZ06 | cDXHP | Interior Lighting | 41432.85 | 0
New Construction | CZ06 | cDXHP | Exterior Lighting | 0 | 0
New Construction | CZ06 | cDXHP | Interior Equipment | 100611.51 | 0
New Construction | CZ06 | cDXHP | Exterior Equipment | 0 | 0
New Construction | CZ06 | cDXHP | Fans | 96840.8 | 0
New Construction | CZ06 | cDXHP | Pumps | 0 | 0
New Construction | CZ06 | cDXHP | Heat Rejection | 0 | 0
New Construction | CZ06 | cDXHP | Humidification | 0 | 0
New Construction | CZ06 | cDXHP | Heat Recovery | 0 | 0
New Construction | CZ06 | cDXHP | Water Systems | 0 | 14855.4
New Construction | CZ06 | cDXHP | Refrigeration | 0 | 0
New Construction | CZ06 | cDXHP | Generators | 0 | 0
New Construction | CZ06 | cDXHP | Total End Uses | 268615.24 | 14855.4
New Construction | CZ07 | cDXHP | Heating | 616.05 | 0
New Construction | CZ07 | cDXHP | Cooling | 34899.93 | 0
New Construction | CZ07 | cDXHP | Interior Lighting | 41432.85 | 0
New Construction | CZ07 | cDXHP | Exterior Lighting | 0 | 0
New Construction | CZ07 | cDXHP | Interior Equipment | 100611.51 | 0
New Construction | CZ07 | cDXHP | Exterior Equipment | 0 | 0
New Construction | CZ07 | cDXHP | Fans | 95541.78 | 0
New Construction | CZ07 | cDXHP | Pumps | 0 | 0
New Construction | CZ07 | cDXHP | Heat Rejection | 0 | 0
New Construction | CZ07 | cDXHP | Humidification | 0 | 0
New Construction | CZ07 | cDXHP | Heat Recovery | 0 | 0
New Construction | CZ07 | cDXHP | Water Systems | 0 | 14691.13
New Construction | CZ07 | cDXHP | Refrigeration | 0 | 0
New Construction | CZ07 | cDXHP | Generators | 0 | 0
New Construction | CZ07 | cDXHP | Total End Uses | 273102.13 | 14691.13
New Construction | CZ08 | cDXHP | Heating | 1181.95 | 0
New Construction | CZ08 | cDXHP | Cooling | 40754.68 | 0
New Construction | CZ08 | cDXHP | Interior Lighting | 41432.85 | 0
New Construction | CZ08 | cDXHP | Exterior Lighting | 0 | 0
New Construction | CZ08 | cDXHP | Interior Equipment | 100611.51 | 0
New Construction | CZ08 | cDXHP | Exterior Equipment | 0 | 0
New Construction | CZ08 | cDXHP | Fans | 101155.36 | 0
New Construction | CZ08 | cDXHP | Pumps | 0 | 0
New Construction | CZ08 | cDXHP | Heat Rejection | 0 | 0
New Construction | CZ08 | cDXHP | Humidification | 0 | 0
New Construction | CZ08 | cDXHP | Heat Recovery | 0 | 0
New Construction | CZ08 | cDXHP | Water Systems | 0 | 14674.02
New Construction | CZ08 | cDXHP | Refrigeration | 0 | 0
New Construction | CZ08 | cDXHP | Generators | 0 | 0
New Construction | CZ08 | cDXHP | Total End Uses | 285136.36 | 14674.02
New Construction | CZ09 | cDXHP | Heating | 685.62 | 0
New Construction | CZ09 | cDXHP | Cooling | 43858.96 | 0
New Construction | CZ09 | cDXHP | Interior Lighting | 41432.85 | 0
New Construction | CZ09 | cDXHP | Exterior Lighting | 0 | 0
New Construction | CZ09 | cDXHP | Interior Equipment | 100611.51 | 0
New Construction | CZ09 | cDXHP | Exterior Equipment | 0 | 0
New Construction | CZ09 | cDXHP | Fans | 96178.12 | 0
New Construction | CZ09 | cDXHP | Pumps | 0 | 0
New Construction | CZ09 | cDXHP | Heat Rejection | 0 | 0
New Construction | CZ09 | cDXHP | Humidification | 0 | 0
New Construction | CZ09 | cDXHP | Heat Recovery | 0 | 0
New Construction | CZ09 | cDXHP | Water Systems | 0 | 14497.45
New Construction | CZ09 | cDXHP | Refrigeration | 0 | 0
New Construction | CZ09 | cDXHP | Generators | 0 | 0
New Construction | CZ09 | cDXHP | Total End Uses | 282767.06 | 14497.45
New Construction | CZ10 | cDXHP | Heating | 3049.93 | 0
New Construction | CZ10 | cDXHP | Cooling | 61403.09 | 0
New Construction | CZ10 | cDXHP | Interior Lighting | 41432.85 | 0
New Construction | CZ10 | cDXHP | Exterior Lighting | 0 | 0
New Construction | CZ10 | cDXHP | Interior Equipment | 100611.51 | 0
New Construction | CZ10 | cDXHP | Exterior Equipment | 0 | 0
New Construction | CZ10 | cDXHP | Fans | 105193.68 | 0
New Construction | CZ10 | cDXHP | Pumps | 0 | 0
New Construction | CZ10 | cDXHP | Heat Rejection | 0 | 0
New Construction | CZ10 | cDXHP | Humidification | 0 | 0
New Construction | CZ10 | cDXHP | Heat Recovery | 0 | 0
New Construction | CZ10 | cDXHP | Water Systems | 0 | 14398.17
New Construction | CZ10 | cDXHP | Refrigeration | 0 | 0
New Construction | CZ10 | cDXHP | Generators | 0 | 0
New Construction | CZ10 | cDXHP | Total End Uses | 311691.07 | 14398.17
New Construction | CZ11 | cDXHP | Heating | 9543.57 | 0
New Construction | CZ11 | cDXHP | Cooling | 63061.38 | 0
New Construction | CZ11 | cDXHP | Interior Lighting | 41432.85 | 0
New Construction | CZ11 | cDXHP | Exterior Lighting | 0 | 0
New Construction | CZ11 | cDXHP | Interior Equipment | 100611.51 | 0
New Construction | CZ11 | cDXHP | Exterior Equipment | 0 | 0
New Construction | CZ11 | cDXHP | Fans | 103829.41 | 0
New Construction | CZ11 | cDXHP | Pumps | 0 | 0
New Construction | CZ11 | cDXHP | Heat Rejection | 0 | 0
New Construction | CZ11 | cDXHP | Humidification | 0 | 0
New Construction | CZ11 | cDXHP | Heat Recovery | 0 | 0
New Construction | CZ11 | cDXHP | Water Systems | 0 | 14672.73
New Construction | CZ11 | cDXHP | Refrigeration | 0 | 0
New Construction | CZ11 | cDXHP | Generators | 0 | 0
New Construction | CZ11 | cDXHP | Total End Uses | 318478.73 | 14672.73
New Construction | CZ12 | cDXHP | Heating | 9594.97 | 0
New Construction | CZ12 | cDXHP | Cooling | 50075.29 | 0
New Construction | CZ12 | cDXHP | Interior Lighting | 41432.85 | 0
New Construction | CZ12 | cDXHP | Exterior Lighting | 0 | 0
New Construction | CZ12 | cDXHP | Interior Equipment | 100611.51 | 0
New Construction | CZ12 | cDXHP | Exterior Equipment | 0 | 0
New Construction | CZ12 | cDXHP | Fans | 97063.37 | 0
New Construction | CZ12 | cDXHP | Pumps | 0 | 0
New Construction | CZ12 | cDXHP | Heat Rejection | 0 | 0
New Construction | CZ12 | cDXHP | Humidification | 0 | 0
New Construction | CZ12 | cDXHP | Heat Recovery | 0 | 0
New Construction | CZ12 | cDXHP | Water Systems | 0 | 15030.02
New Construction | CZ12 | cDXHP | Refrigeration | 0 | 0
New Construction | CZ12 | cDXHP | Generators | 0 | 0
New Construction | CZ12 | cDXHP | Total End Uses | 298778 | 15030.02
New Construction | CZ13 | cDXHP | Heating | 7413.92 | 0
New Construction | CZ13 | cDXHP | Cooling | 71317.82 | 0
New Construction | CZ13 | cDXHP | Interior Lighting | 41432.85 | 0
New Construction | CZ13 | cDXHP | Exterior Lighting | 0 | 0
New Construction | CZ13 | cDXHP | Interior Equipment | 100611.51 | 0
New Construction | CZ13 | cDXHP | Exterior Equipment | 0 | 0
New Construction | CZ13 | cDXHP | Fans | 102786.18 | 0
New Construction | CZ13 | cDXHP | Pumps | 0 | 0
New Construction | CZ13 | cDXHP | Heat Rejection | 0 | 0
New Construction | CZ13 | cDXHP | Humidification | 0 | 0
New Construction | CZ13 | cDXHP | Heat Recovery | 0 | 0
New Construction | CZ13 | cDXHP | Water Systems | 0 | 14305.91
New Construction | CZ13 | cDXHP | Refrigeration | 0 | 0
New Construction | CZ13 | cDXHP | Generators | 0 | 0
New Construction | CZ13 | cDXHP | Total End Uses | 323562.28 | 14305.91
New Construction | CZ14 | cDXHP | Heating | 4637.63 | 0
New Construction | CZ14 | cDXHP | Cooling | 93124.24 | 0
New Construction | CZ14 | cDXHP | Interior Lighting | 41432.85 | 0
New Construction | CZ14 | cDXHP | Exterior Lighting | 0 | 0
New Construction | CZ14 | cDXHP | Interior Equipment | 100611.51 | 0
New Construction | CZ14 | cDXHP | Exterior Equipment | 0 | 0
New Construction | CZ14 | cDXHP | Fans | 114954.35 | 0
New Construction | CZ14 | cDXHP | Pumps | 0 | 0
New Construction | CZ14 | cDXHP | Heat Rejection | 0 | 0
New Construction | CZ14 | cDXHP | Humidification | 0 | 0
New Construction | CZ14 | cDXHP | Heat Recovery | 0 | 0
New Construction | CZ14 | cDXHP | Water Systems | 0 | 13683.91
New Construction | CZ14 | cDXHP | Refrigeration | 0 | 0
New Construction | CZ14 | cDXHP | Generators | 0 | 0
New Construction | CZ14 | cDXHP | Total End Uses | 354760.58 | 13683.91
New Construction | CZ15 | cDXHP | Heating | 863.29 | 0
New Construction | CZ15 | cDXHP | Cooling | 126553.54 | 0
New Construction | CZ15 | cDXHP | Interior Lighting | 41432.85 | 0
New Construction | CZ15 | cDXHP | Exterior Lighting | 0 | 0
New Construction | CZ15 | cDXHP | Interior Equipment | 100611.51 | 0
New Construction | CZ15 | cDXHP | Exterior Equipment | 0 | 0
New Construction | CZ15 | cDXHP | Fans | 108822.49 | 0
New Construction | CZ15 | cDXHP | Pumps | 0 | 0
New Construction | CZ15 | cDXHP | Heat Rejection | 0 | 0
New Construction | CZ15 | cDXHP | Humidification | 0 | 0
New Construction | CZ15 | cDXHP | Heat Recovery | 0 | 0
New Construction | CZ15 | cDXHP | Water Systems | 0 | 12375.85
New Construction | CZ15 | cDXHP | Refrigeration | 0 | 0
New Construction | CZ15 | cDXHP | Generators | 0 | 0
New Construction | CZ15 | cDXHP | Total End Uses | 378283.68 | 12375.85
New Construction | CZ16 | cDXHP | Heating | 20109.09 | 0
New Construction | CZ16 | cDXHP | Cooling | 58917.63 | 0
New Construction | CZ16 | cDXHP | Interior Lighting | 41432.85 | 0
New Construction | CZ16 | cDXHP | Exterior Lighting | 0 | 0
New Construction | CZ16 | cDXHP | Interior Equipment | 100611.51 | 0
New Construction | CZ16 | cDXHP | Exterior Equipment | 0 | 0
New Construction | CZ16 | cDXHP | Fans | 118859.3 | 0
New Construction | CZ16 | cDXHP | Pumps | 0 | 0
New Construction | CZ16 | cDXHP | Heat Rejection | 0 | 0
New Construction | CZ16 | cDXHP | Humidification | 0 | 0
New Construction | CZ16 | cDXHP | Heat Recovery | 0 | 0
New Construction | CZ16 | cDXHP | Water Systems | 0 | 15776.65
New Construction | CZ16 | cDXHP | Refrigeration | 0 | 0
New Construction | CZ16 | cDXHP | Generators | 0 | 0
New Construction | CZ16 | cDXHP | Total End Uses | 339930.39 | 15776.65
Existing | CZ01 | cDXOH | Heating | 0 | 0
Existing | CZ01 | cDXOH | Cooling | 2027.35 | 0
Existing | CZ01 | cDXOH | Interior Lighting | 81239.17 | 0
Existing | CZ01 | cDXOH | Exterior Lighting | 0 | 0
Existing | CZ01 | cDXOH | Interior Equipment | 100611.51 | 0
Existing | CZ01 | cDXOH | Exterior Equipment | 0 | 0
Existing | CZ01 | cDXOH | Fans | 160127.08 | 0
Existing | CZ01 | cDXOH | Pumps | 0 | 0
Existing | CZ01 | cDXOH | Heat Rejection | 0 | 0
Existing | CZ01 | cDXOH | Humidification | 0 | 0
Existing | CZ01 | cDXOH | Heat Recovery | 0 | 0
Existing | CZ01 | cDXOH | Water Systems | 0 | 17243.46
Existing | CZ01 | cDXOH | Refrigeration | 0 | 0
Existing | CZ01 | cDXOH | Generators | 0 | 0
Existing | CZ01 | cDXOH | Total End Uses | 344005.12 | 17243.46
Existing | CZ02 | cDXOH | Heating | 0 | 0
Existing | CZ02 | cDXOH | Cooling | 45561.04 | 0
Existing | CZ02 | cDXOH | Interior Lighting | 81239.17 | 0
Existing | CZ02 | cDXOH | Exterior Lighting | 0 | 0
Existing | CZ02 | cDXOH | Interior Equipment | 100611.51 | 0
Existing | CZ02 | cDXOH | Exterior Equipment | 0 | 0
Existing | CZ02 | cDXOH | Fans | 192895.39 | 0
Existing | CZ02 | cDXOH | Pumps | 0 | 0
Existing | CZ02 | cDXOH | Heat Rejection | 0 | 0
Existing | CZ02 | cDXOH | Humidification | 0 | 0
Existing | CZ02 | cDXOH | Heat Recovery | 0 | 0
Existing | CZ02 | cDXOH | Water Systems | 0 | 16010.58
Existing | CZ02 | cDXOH | Refrigeration | 0 | 0
Existing | CZ02 | cDXOH | Generators | 0 | 0
Existing | CZ02 | cDXOH | Total End Uses | 420307.12 | 16010.58
Existing | CZ03 | cDXOH | Heating | 0 | 0
Existing | CZ03 | cDXOH | Cooling | 25710.34 | 0
Existing | CZ03 | cDXOH | Interior Lighting | 81239.17 | 0
Existing | CZ03 | cDXOH | Exterior Lighting | 0 | 0
Existing | CZ03 | cDXOH | Interior Equipment | 100611.51 | 0
Existing | CZ03 | cDXOH | Exterior Equipment | 0 | 0
Existing | CZ03 | cDXOH | Fans | 185092.04 | 0
Existing | CZ03 | cDXOH | Pumps | 0 | 0
Existing | CZ03 | cDXOH | Heat Rejection | 0 | 0
Existing | CZ03 | cDXOH | Humidification | 0 | 0
Existing | CZ03 | cDXOH | Heat Recovery | 0 | 0
Existing | CZ03 | cDXOH | Water Systems | 0 | 15955.89
Existing | CZ03 | cDXOH | Refrigeration | 0 | 0
Existing | CZ03 | cDXOH | Generators | 0 | 0
Existing | CZ03 | cDXOH | Total End Uses | 392653.07 | 15955.89
Existing | CZ04 | cDXOH | Heating | 0 | 0
Existing | CZ04 | cDXOH | Cooling | 56271.39 | 0
Existing | CZ04 | cDXOH | Interior Lighting | 81239.17 | 0
Existing | CZ04 | cDXOH | Exterior Lighting | 0 | 0
Existing | CZ04 | cDXOH | Interior Equipment | 100611.51 | 0
Existing | CZ04 | cDXOH | Exterior Equipment | 0 | 0
Existing | CZ04 | cDXOH | Fans | 195560.99 | 0
Existing | CZ04 | cDXOH | Pumps | 0 | 0
Existing | CZ04 | cDXOH | Heat Rejection | 0 | 0
Existing | CZ04 | cDXOH | Humidification | 0 | 0
Existing | CZ04 | cDXOH | Heat Recovery | 0 | 0
Existing | CZ04 | cDXOH | Water Systems | 0 | 15478.48
Existing | CZ04 | cDXOH | Refrigeration | 0 | 0
Existing | CZ04 | cDXOH | Generators | 0 | 0
Existing | CZ04 | cDXOH | Total End Uses | 433683.06 | 15478.48
Existing | CZ05 | cDXOH | Heating | 0 | 0
Existing | CZ05 | cDXOH | Cooling | 34965.44 | 0
Existing | CZ05 | cDXOH | Interior Lighting | 81239.17 | 0
Existing | CZ05 | cDXOH | Exterior Lighting | 0 | 0
Existing | CZ05 | cDXOH | Interior Equipment | 100611.51 | 0
Existing | CZ05 | cDXOH | Exterior Equipment | 0 | 0
Existing | CZ05 | cDXOH | Fans | 181660.51 | 0
Existing | CZ05 | cDXOH | Pumps | 0 | 0
Existing | CZ05 | cDXOH | Heat Rejection | 0 | 0
Existing | CZ05 | cDXOH | Humidification | 0 | 0
Existing | CZ05 | cDXOH | Heat Recovery | 0 | 0
Existing | CZ05 | cDXOH | Water Systems | 0 | 15956.96
Existing | CZ05 | cDXOH | Refrigeration | 0 | 0
Existing | CZ05 | cDXOH | Generators | 0 | 0
Existing | CZ05 | cDXOH | Total End Uses | 398476.64 | 15956.96
Existing | CZ06 | cDXOH | Heating | 0 | 0
Existing | CZ06 | cDXOH | Cooling | 59732.45 | 0
Existing | CZ06 | cDXOH | Interior Lighting | 81239.17 | 0
Existing | CZ06 | cDXOH | Exterior Lighting | 0 | 0
Existing | CZ06 | cDXOH | Interior Equipment | 100611.51 | 0
Existing | CZ06 | cDXOH | Exterior Equipment | 0 | 0
Existing | CZ06 | cDXOH | Fans | 184683.72 | 0
Existing | CZ06 | cDXOH | Pumps | 0 | 0
Existing | CZ06 | cDXOH | Heat Rejection | 0 | 0
Existing | CZ06 | cDXOH | Humidification | 0 | 0
Existing | CZ06 | cDXOH | Heat Recovery | 0 | 0
Existing | CZ06 | cDXOH | Water Systems | 0 | 14859.95
Existing | CZ06 | cDXOH | Refrigeration | 0 | 0
Existing | CZ06 | cDXOH | Generators | 0 | 0
Existing | CZ06 | cDXOH | Total End Uses | 426266.86 | 14859.95
Existing | CZ07 | cDXOH | Heating | 0 | 0
Existing | CZ07 | cDXOH | Cooling | 68960.28 | 0
Existing | CZ07 | cDXOH | Interior Lighting | 81239.17 | 0
Existing | CZ07 | cDXOH | Exterior Lighting | 0 | 0
Existing | CZ07 | cDXOH | Interior Equipment | 100611.51 | 0
Existing | CZ07 | cDXOH | Exterior Equipment | 0 | 0
Existing | CZ07 | cDXOH | Fans | 180189.54 | 0
Existing | CZ07 | cDXOH | Pumps | 0 | 0
Existing | CZ07 | cDXOH | Heat Rejection | 0 | 0
Existing | CZ07 | cDXOH | Humidification | 0 | 0
Existing | CZ07 | cDXOH | Heat Recovery | 0 | 0
Existing | CZ07 | cDXOH | Water Systems | 0 | 14696.1
Existing | CZ07 | cDXOH | Refrigeration | 0 | 0
Existing | CZ07 | cDXOH | Generators | 0 | 0
Existing | CZ07 | cDXOH | Total End Uses | 431000.51 | 14696.1
Existing | CZ08 | cDXOH | Heating | 0 | 0
Existing | CZ08 | cDXOH | Cooling | 79400.77 | 0
Existing | CZ08 | cDXOH | Interior Lighting | 81239.17 | 0
Existing | CZ08 | cDXOH | Exterior Lighting | 0 | 0
Existing | CZ08 | cDXOH | Interior Equipment | 100611.51 | 0
Existing | CZ08 | cDXOH | Exterior Equipment | 0 | 0
Existing | CZ08 | cDXOH | Fans | 194284.36 | 0
Existing | CZ08 | cDXOH | Pumps | 0 | 0
Existing | CZ08 | cDXOH | Heat Rejection | 0 | 0
Existing | CZ08 | cDXOH | Humidification | 0 | 0
Existing | CZ08 | cDXOH | Heat Recovery | 0 | 0
Existing | CZ08 | cDXOH | Water Systems | 0 | 14678.37
Existing | CZ08 | cDXOH | Refrigeration | 0 | 0
Existing | CZ08 | cDXOH | Generators | 0 | 0
Existing | CZ08 | cDXOH | Total End Uses | 455535.82 | 14678.37
Existing | CZ09 | cDXOH | Heating | 0 | 0
Existing | CZ09 | cDXOH | Cooling | 92553.92 | 0
Existing | CZ09 | cDXOH | Interior Lighting | 81239.17 | 0
Existing | CZ09 | cDXOH | Exterior Lighting | 0 | 0
Existing | CZ09 | cDXOH | Interior Equipment | 100611.51 | 0
Existing | CZ09 | cDXOH | Exterior Equipment | 0 | 0
Existing | CZ09 | cDXOH | Fans | 207636.12 | 0
Existing | CZ09 | cDXOH | Pumps | 0 | 0
Existing | CZ09 | cDXOH | Heat Rejection | 0 | 0
Existing | CZ09 | cDXOH | Humidification | 0 | 0
Existing | CZ09 | cDXOH | Heat Recovery | 0 | 0
Existing | CZ09 | cDXOH | Water Systems | 0 | 14503.03
Existing | CZ09 | cDXOH | Refrigeration | 0 | 0
Existing | CZ09 | cDXOH | Generators | 0 | 0
Existing | CZ09 | cDXOH | Total End Uses | 482040.73 | 14503.03
Existing | CZ10 | cDXOH | Heating | 0 | 0
Existing | CZ10 | cDXOH | Cooling | 104909.8 | 0
Existing | CZ10 | cDXOH | Interior Lighting | 81239.17 | 0
Existing | CZ10 | cDXOH | Exterior Lighting | 0 | 0
Existing | CZ10 | cDXOH | Interior Equipment | 100611.51 | 0
Existing | CZ10 | cDXOH | Exterior Equipment | 0 | 0
Existing | CZ10 | cDXOH | Fans | 191537.29 | 0
Existing | CZ10 | cDXOH | Pumps | 0 | 0
Existing | CZ10 | cDXOH | Heat Rejection | 0 | 0
Existing | CZ10 | cDXOH | Humidification | 0 | 0
Existing | CZ10 | cDXOH | Heat Recovery | 0 | 0
Existing | CZ10 | cDXOH | Water Systems | 0 | 14403.05
Existing | CZ10 | cDXOH | Refrigeration | 0 | 0
Existing | CZ10 | cDXOH | Generators | 0 | 0
Existing | CZ10 | cDXOH | Total End Uses | 478297.78 | 14403.05
Existing | CZ11 | cDXOH | Heating | 0 | 0
Existing | CZ11 | cDXOH | Cooling | 118356.47 | 0
Existing | CZ11 | cDXOH | Interior Lighting | 81239.17 | 0
Existing | CZ11 | cDXOH | Exterior Lighting | 0 | 0
Existing | CZ11 | cDXOH | Interior Equipment | 100611.51 | 0
Existing | CZ11 | cDXOH | Exterior Equipment | 0 | 0
Existing | CZ11 | cDXOH | Fans | 216541.16 | 0
Existing | CZ11 | cDXOH | Pumps | 0 | 0
Existing | CZ11 | cDXOH | Heat Rejection | 0 | 0
Existing | CZ11 | cDXOH | Humidification | 0 | 0
Existing | CZ11 | cDXOH | Heat Recovery | 0 | 0
Existing | CZ11 | cDXOH | Water Systems | 0 | 14678.36
Existing | CZ11 | cDXOH | Refrigeration | 0 | 0
Existing | CZ11 | cDXOH | Generators | 0 | 0
Existing | CZ11 | cDXOH | Total End Uses | 516748.31 | 14678.36
Existing | CZ12 | cDXOH | Heating | 0 | 0
Existing | CZ12 | cDXOH | Cooling | 94894.07 | 0
Existing | CZ12 | cDXOH | Interior Lighting | 81239.17 | 0
Existing | CZ12 | cDXOH | Exterior Lighting | 0 | 0
Existing | CZ12 | cDXOH | Interior Equipment | 100611.51 | 0
Existing | CZ12 | cDXOH | Exterior Equipment | 0 | 0
Existing | CZ12 | cDXOH | Fans | 196753.06 | 0
Existing | CZ12 | cDXOH | Pumps | 0 | 0
Existing | CZ12 | cDXOH | Heat Rejection | 0 | 0
Existing | CZ12 | cDXOH | Humidification | 0 | 0
Existing | CZ12 | cDXOH | Heat Recovery | 0 | 0
Existing | CZ12 | cDXOH | Water Systems | 0 | 15035.3
Existing | CZ12 | cDXOH | Refrigeration | 0 | 0
Existing | CZ12 | cDXOH | Generators | 0 | 0
Existing | CZ12 | cDXOH | Total End Uses | 473497.82 | 15035.3
Existing | CZ13 | cDXOH | Heating | 0 | 0
Existing | CZ13 | cDXOH | Cooling | 130181.89 | 0
Existing | CZ13 | cDXOH | Interior Lighting | 81239.17 | 0
Existing | CZ13 | cDXOH | Exterior Lighting | 0 | 0
Existing | CZ13 | cDXOH | Interior Equipment | 100611.51 | 0
Existing | CZ13 | cDXOH | Exterior Equipment | 0 | 0
Existing | CZ13 | cDXOH | Fans | 207712.58 | 0
Existing | CZ13 | cDXOH | Pumps | 0 | 0
Existing | CZ13 | cDXOH | Heat Rejection | 0 | 0
Existing | CZ13 | cDXOH | Humidification | 0 | 0
Existing | CZ13 | cDXOH | Heat Recovery | 0 | 0
Existing | CZ13 | cDXOH | Water Systems | 0 | 14311.52
Existing | CZ13 | cDXOH | Refrigeration | 0 | 0
Existing | CZ13 | cDXOH | Generators | 0 | 0
Existing | CZ13 | cDXOH | Total End Uses | 519745.15 | 14311.52
Existing | CZ14 | cDXOH | Heating | 0 | 0
Existing | CZ14 | cDXOH | Cooling | 163789.87 | 0
Existing | CZ14 | cDXOH | Interior Lighting | 81239.17 | 0
Existing | CZ14 | cDXOH | Exterior Lighting | 0 | 0
Existing | CZ14 | cDXOH | Interior Equipment | 100611.51 | 0
Existing | CZ14 | cDXOH | Exterior Equipment | 0 | 0
Existing | CZ14 | cDXOH | Fans | 226773.3 | 0
Existing | CZ14 | cDXOH | Pumps | 0 | 0
Existing | CZ14 | cDXOH | Heat Rejection | 0 | 0
Existing | CZ14 | cDXOH | Humidification | 0 | 0
Existing | CZ14 | cDXOH | Heat Recovery | 0 | 0
Existing | CZ14 | cDXOH | Water Systems | 0 | 13688.81
Existing | CZ14 | cDXOH | Refrigeration | 0 | 0
Existing | CZ14 | cDXOH | Generators | 0 | 0
Existing | CZ14 | cDXOH | Total End Uses | 572413.86 | 13688.81
Existing | CZ15 | cDXOH | Heating | 0 | 0
Existing | CZ15 | cDXOH | Cooling | 213951.82 | 0
Existing | CZ15 | cDXOH | Interior Lighting | 81239.17 | 0
Existing | CZ15 | cDXOH | Exterior Lighting | 0 | 0
Existing | CZ15 | cDXOH | Interior Equipment | 100611.51 | 0
Existing | CZ15 | cDXOH | Exterior Equipment | 0 | 0
Existing | CZ15 | cDXOH | Fans | 214192.05 | 0
Existing | CZ15 | cDXOH | Pumps | 0 | 0
Existing | CZ15 | cDXOH | Heat Rejection | 0 | 0
Existing | CZ15 | cDXOH | Humidification | 0 | 0
Existing | CZ15 | cDXOH | Heat Recovery | 0 | 0
Existing | CZ15 | cDXOH | Water Systems | 0 | 12381.55
Existing | CZ15 | cDXOH | Refrigeration | 0 | 0
Existing | CZ15 | cDXOH | Generators | 0 | 0
Existing | CZ15 | cDXOH | Total End Uses | 609994.56 | 12381.55
Existing | CZ16 | cDXOH | Heating | 0 | 0
Existing | CZ16 | cDXOH | Cooling | 107928.4 | 0
Existing | CZ16 | cDXOH | Interior Lighting | 81239.17 | 0
Existing | CZ16 | cDXOH | Exterior Lighting | 0 | 0
Existing | CZ16 | cDXOH | Interior Equipment | 100611.51 | 0
Existing | CZ16 | cDXOH | Exterior Equipment | 0 | 0
Existing | CZ16 | cDXOH | Fans | 232905.25 | 0
Existing | CZ16 | cDXOH | Pumps | 0 | 0
Existing | CZ16 | cDXOH | Heat Rejection | 0 | 0
Existing | CZ16 | cDXOH | Humidification | 0 | 0
Existing | CZ16 | cDXOH | Heat Recovery | 0 | 0
Existing | CZ16 | cDXOH | Water Systems | 0 | 15780.97
Existing | CZ16 | cDXOH | Refrigeration | 0 | 0
Existing | CZ16 | cDXOH | Generators | 0 | 0
Existing | CZ16 | cDXOH | Total End Uses | 522684.34 | 15780.97
New Construction | CZ01 | cDXOH | Heating | 0 | 0
New Construction | CZ01 | cDXOH | Cooling | 905.59 | 0
New Construction | CZ01 | cDXOH | Interior Lighting | 41432.85 | 0
New Construction | CZ01 | cDXOH | Exterior Lighting | 0 | 0
New Construction | CZ01 | cDXOH | Interior Equipment | 100611.51 | 0
New Construction | CZ01 | cDXOH | Exterior Equipment | 0 | 0
New Construction | CZ01 | cDXOH | Fans | 81280.39 | 0
New Construction | CZ01 | cDXOH | Pumps | 0 | 0
New Construction | CZ01 | cDXOH | Heat Rejection | 0 | 0
New Construction | CZ01 | cDXOH | Humidification | 0 | 0
New Construction | CZ01 | cDXOH | Heat Recovery | 0 | 0
New Construction | CZ01 | cDXOH | Water Systems | 0 | 17238.45
New Construction | CZ01 | cDXOH | Refrigeration | 0 | 0
New Construction | CZ01 | cDXOH | Generators | 0 | 0
New Construction | CZ01 | cDXOH | Total End Uses | 224230.35 | 17238.45
New Construction | CZ02 | cDXOH | Heating | 0 | 0
New Construction | CZ02 | cDXOH | Cooling | 22543.86 | 0
New Construction | CZ02 | cDXOH | Interior Lighting | 41432.85 | 0
New Construction | CZ02 | cDXOH | Exterior Lighting | 0 | 0
New Construction | CZ02 | cDXOH | Interior Equipment | 100611.51 | 0
New Construction | CZ02 | cDXOH | Exterior Equipment | 0 | 0
New Construction | CZ02 | cDXOH | Fans | 95932.95 | 0
New Construction | CZ02 | cDXOH | Pumps | 0 | 0
New Construction | CZ02 | cDXOH | Heat Rejection | 0 | 0
New Construction | CZ02 | cDXOH | Humidification | 0 | 0
New Construction | CZ02 | cDXOH | Heat Recovery | 0 | 0
New Construction | CZ02 | cDXOH | Water Systems | 0 | 16005.36
New Construction | CZ02 | cDXOH | Refrigeration | 0 | 0
New Construction | CZ02 | cDXOH | Generators | 0 | 0
New Construction | CZ02 | cDXOH | Total End Uses | 260521.17 | 16005.36
New Construction | CZ03 | cDXOH | Heating | 0 | 0
New Construction | CZ03 | cDXOH | Cooling | 11509.19 | 0
New Construction | CZ03 | cDXOH | Interior Lighting | 41432.85 | 0
New Construction | CZ03 | cDXOH | Exterior Lighting | 0 | 0
New Construction | CZ03 | cDXOH | Interior Equipment | 100611.51 | 0
New Construction | CZ03 | cDXOH | Exterior Equipment | 0 | 0
New Construction | CZ03 | cDXOH | Fans | 94502.37 | 0
New Construction | CZ03 | cDXOH | Pumps | 0 | 0
New Construction | CZ03 | cDXOH | Heat Rejection | 0 | 0
New Construction | CZ03 | cDXOH | Humidification | 0 | 0
New Construction | CZ03 | cDXOH | Heat Recovery | 0 | 0
New Construction | CZ03 | cDXOH | Water Systems | 0 | 15950.94
New Construction | CZ03 | cDXOH | Refrigeration | 0 | 0
New Construction | CZ03 | cDXOH | Generators | 0 | 0
New Construction | CZ03 | cDXOH | Total End Uses | 248055.92 | 15950.94
New Construction | CZ04 | cDXOH | Heating | 0 | 0
New Construction | CZ04 | cDXOH | Cooling | 28067.39 | 0
New Construction | CZ04 | cDXOH | Interior Lighting | 41432.85 | 0
New Construction | CZ04 | cDXOH | Exterior Lighting | 0 | 0
New Construction | CZ04 | cDXOH | Interior Equipment | 100611.51 | 0
New Construction | CZ04 | cDXOH | Exterior Equipment | 0 | 0
New Construction | CZ04 | cDXOH | Fans | 97137.29 | 0
New Construction | CZ04 | cDXOH | Pumps | 0 | 0
New Construction | CZ04 | cDXOH | Heat Rejection | 0 | 0
New Construction | CZ04 | cDXOH | Humidification | 0 | 0
New Construction | CZ04 | cDXOH | Heat Recovery | 0 | 0
New Construction | CZ04 | cDXOH | Water Systems | 0 | 15472.89
New Construction | CZ04 | cDXOH | Refrigeration | 0 | 0
New Construction | CZ04 | cDXOH | Generators | 0 | 0
New Construction | CZ04 | cDXOH | Total End Uses | 267249.04 | 15472.89
New Construction | CZ05 | cDXOH | Heating | 0 | 0
New Construction | CZ05 | cDXOH | Cooling | 15353.61 | 0
New Construction | CZ05 | cDXOH | Interior Lighting | 41432.85 | 0
New Construction | CZ05 | cDXOH | Exterior Lighting | 0 | 0
New Construction | CZ05 | cDXOH | Interior Equipment | 100611.51 | 0
New Construction | CZ05 | cDXOH | Exterior Equipment | 0 | 0
New Construction | CZ05 | cDXOH | Fans | 92184.03 | 0
New Construction | CZ05 | cDXOH | Pumps | 0 | 0
New Construction | CZ05 | cDXOH | Heat Rejection | 0 | 0
New Construction | CZ05 | cDXOH | Humidification | 0 | 0
New Construction | CZ05 | cDXOH | Heat Recovery | 0 | 0
New Construction | CZ05 | cDXOH | Water Systems | 0 | 15951.71
New Construction | CZ05 | cDXOH | Refrigeration | 0 | 0
New Construction | CZ05 | cDXOH | Generators | 0 | 0
New Construction | CZ05 | cDXOH | Total End Uses | 249582.01 | 15951.71
New Construction | CZ06 | cDXOH | Heating | 0 | 0
New Construction | CZ06 | cDXOH | Cooling | 29704.75 | 0
New Construction | CZ06 | cDXOH | Interior Lighting | 41432.85 | 0
New Construction | CZ06 | cDXOH | Exterior Lighting | 0 | 0
New Construction | CZ06 | cDXOH | Interior Equipment | 100611.51 | 0
New Construction | CZ06 | cDXOH | Exterior Equipment | 0 | 0
New Construction | CZ06 | cDXOH | Fans | 96835.33 | 0
New Construction | CZ06 | cDXOH | Pumps | 0 | 0
New Construction | CZ06 | cDXOH | Heat Rejection | 0 | 0
New Construction | CZ06 | cDXOH | Humidification | 0 | 0
New Construction | CZ06 | cDXOH | Heat Recovery | 0 | 0
New Construction | CZ06 | cDXOH | Water Systems | 0 | 14855.5
New Construction | CZ06 | cDXOH | Refrigeration | 0 | 0
New Construction | CZ06 | cDXOH | Generators | 0 | 0
New Construction | CZ06 | cDXOH | Total End Uses | 268584.44 | 14855.5
New Construction | CZ07 | cDXOH | Heating | 0 | 0
New Construction | CZ07 | cDXOH | Cooling | 35350.59 | 0
New Construction | CZ07 | cDXOH | Interior Lighting | 41432.85 | 0
New Construction | CZ07 | cDXOH | Exterior Lighting | 0 | 0
New Construction | CZ07 | cDXOH | Interior Equipment | 100611.51 | 0
New Construction | CZ07 | cDXOH | Exterior Equipment | 0 | 0
New Construction | CZ07 | cDXOH | Fans | 95541.54 | 0
New Construction | CZ07 | cDXOH | Pumps | 0 | 0
New Construction | CZ07 | cDXOH | Heat Rejection | 0 | 0
New Construction | CZ07 | cDXOH | Humidification | 0 | 0
New Construction | CZ07 | cDXOH | Heat Recovery | 0 | 0
New Construction | CZ07 | cDXOH | Water Systems | 0 | 14691.61
New Construction | CZ07 | cDXOH | Refrigeration | 0 | 0
New Construction | CZ07 | cDXOH | Generators | 0 | 0
New Construction | CZ07 | cDXOH | Total End Uses | 272936.49 | 14691.61
New Construction | CZ08 | cDXOH | Heating | 0 | 0
New Construction | CZ08 | cDXOH | Cooling | 40932.66 | 0
New Construction | CZ08 | cDXOH | Interior Lighting | 41432.85 | 0
New Construction | CZ08 | cDXOH | Exterior Lighting | 0 | 0
New Construction | CZ08 | cDXOH | Interior Equipment | 100611.51 | 0
New Construction | CZ08 | cDXOH | Exterior Equipment | 0 | 0
New Construction | CZ08 | cDXOH | Fans | 101155.28 | 0
New Construction | CZ08 | cDXOH | Pumps | 0 | 0
New Construction | CZ08 | cDXOH | Heat Rejection | 0 | 0
New Construction | CZ08 | cDXOH | Humidification | 0 | 0
New Construction | CZ08 | cDXOH | Heat Recovery | 0 | 0
New Construction | CZ08 | cDXOH | Water Systems | 0 | 14674.13
New Construction | CZ08 | cDXOH | Refrigeration | 0 | 0
New Construction | CZ08 | cDXOH | Generators | 0 | 0
New Construction | CZ08 | cDXOH | Total End Uses | 284132.3 | 14674.13
New Construction | CZ09 | cDXOH | Heating | 0 | 0
New Construction | CZ09 | cDXOH | Cooling | 44054.42 | 0
New Construction | CZ09 | cDXOH | Interior Lighting | 41432.85 | 0
New Construction | CZ09 | cDXOH | Exterior Lighting | 0 | 0
New Construction | CZ09 | cDXOH | Interior Equipment | 100611.51 | 0
New Construction | CZ09 | cDXOH | Exterior Equipment | 0 | 0
New Construction | CZ09 | cDXOH | Fans | 96174.96 | 0
New Construction | CZ09 | cDXOH | Pumps | 0 | 0
New Construction | CZ09 | cDXOH | Heat Rejection | 0 | 0
New Construction | CZ09 | cDXOH | Humidification | 0 | 0
New Construction | CZ09 | cDXOH | Heat Recovery | 0 | 0
New Construction | CZ09 | cDXOH | Water Systems | 0 | 14497.31
New Construction | CZ09 | cDXOH | Refrigeration | 0 | 0
New Construction | CZ09 | cDXOH | Generators | 0 | 0
New Construction | CZ09 | cDXOH | Total End Uses | 282273.75 | 14497.31
New Construction | CZ10 | cDXOH | Heating | 0 | 0
New Construction | CZ10 | cDXOH | Cooling | 61468.15 | 0
New Construction | CZ10 | cDXOH | Interior Lighting | 41432.85 | 0
New Construction | CZ10 | cDXOH | Exterior Lighting | 0 | 0
New Construction | CZ10 | cDXOH | Interior Equipment | 100611.51 | 0
New Construction | CZ10 | cDXOH | Exterior Equipment | 0 | 0
New Construction | CZ10 | cDXOH | Fans | 105180.04 | 0
New Construction | CZ10 | cDXOH | Pumps | 0 | 0
New Construction | CZ10 | cDXOH | Heat Rejection | 0 | 0
New Construction | CZ10 | cDXOH | Humidification | 0 | 0
New Construction | CZ10 | cDXOH | Heat Recovery | 0 | 0
New Construction | CZ10 | cDXOH | Water Systems | 0 | 14398.36
New Construction | CZ10 | cDXOH | Refrigeration | 0 | 0
New Construction | CZ10 | cDXOH | Generators | 0 | 0
New Construction | CZ10 | cDXOH | Total End Uses | 308692.55 | 14398.36
New Construction | CZ11 | cDXOH | Heating | 0 | 0
New Construction | CZ11 | cDXOH | Cooling | 63233.45 | 0
New Construction | CZ11 | cDXOH | Interior Lighting | 41432.85 | 0
New Construction | CZ11 | cDXOH | Exterior Lighting | 0 | 0
New Construction | CZ11 | cDXOH | Interior Equipment | 100611.51 | 0
New Construction | CZ11 | cDXOH | Exterior Equipment | 0 | 0
New Construction | CZ11 | cDXOH | Fans | 104161.69 | 0
New Construction | CZ11 | cDXOH | Pumps | 0 | 0
New Construction | CZ11 | cDXOH | Heat Rejection | 0 | 0
New Construction | CZ11 | cDXOH | Humidification | 0 | 0
New Construction | CZ11 | cDXOH | Heat Recovery | 0 | 0
New Construction | CZ11 | cDXOH | Water Systems | 0 | 14673.3
New Construction | CZ11 | cDXOH | Refrigeration | 0 | 0
New Construction | CZ11 | cDXOH | Generators | 0 | 0
New Construction | CZ11 | cDXOH | Total End Uses | 309439.51 | 14673.3
New Construction | CZ12 | cDXOH | Heating | 0 | 0
New Construction | CZ12 | cDXOH | Cooling | 50371.3 | 0
New Construction | CZ12 | cDXOH | Interior Lighting | 41432.85 | 0
New Construction | CZ12 | cDXOH | Exterior Lighting | 0 | 0
New Construction | CZ12 | cDXOH | Interior Equipment | 100611.51 | 0
New Construction | CZ12 | cDXOH | Exterior Equipment | 0 | 0
New Construction | CZ12 | cDXOH | Fans | 97526.2 | 0
New Construction | CZ12 | cDXOH | Pumps | 0 | 0
New Construction | CZ12 | cDXOH | Heat Rejection | 0 | 0
New Construction | CZ12 | cDXOH | Humidification | 0 | 0
New Construction | CZ12 | cDXOH | Heat Recovery | 0 | 0
New Construction | CZ12 | cDXOH | Water Systems | 0 | 15029.75
New Construction | CZ12 | cDXOH | Refrigeration | 0 | 0
New Construction | CZ12 | cDXOH | Generators | 0 | 0
New Construction | CZ12 | cDXOH | Total End Uses | 289941.87 | 15029.75
New Construction | CZ13 | cDXOH | Heating | 0 | 0
New Construction | CZ13 | cDXOH | Cooling | 71499.86 | 0
New Construction | CZ13 | cDXOH | Interior Lighting | 41432.85 | 0
New Construction | CZ13 | cDXOH | Exterior Lighting | 0 | 0
New Construction | CZ13 | cDXOH | Interior Equipment | 100611.51 | 0
New Construction | CZ13 | cDXOH | Exterior Equipment | 0 | 0
New Construction | CZ13 | cDXOH | Fans | 103089.79 | 0
New Construction | CZ13 | cDXOH | Pumps | 0 | 0
New Construction | CZ13 | cDXOH | Heat Rejection | 0 | 0
New Construction | CZ13 | cDXOH | Humidification | 0 | 0
New Construction | CZ13 | cDXOH | Heat Recovery | 0 | 0
New Construction | CZ13 | cDXOH | Water Systems | 0 | 14306.14
New Construction | CZ13 | cDXOH | Refrigeration | 0 | 0
New Construction | CZ13 | cDXOH | Generators | 0 | 0
New Construction | CZ13 | cDXOH | Total End Uses | 316634.01 | 14306.14
New Construction | CZ14 | cDXOH | Heating | 0 | 0
New Construction | CZ14 | cDXOH | Cooling | 93317.31 | 0
New Construction | CZ14 | cDXOH | Interior Lighting | 41432.85 | 0
New Construction | CZ14 | cDXOH | Exterior Lighting | 0 | 0
New Construction | CZ14 | cDXOH | Interior Equipment | 100611.51 | 0
New Construction | CZ14 | cDXOH | Exterior Equipment | 0 | 0
New Construction | CZ14 | cDXOH | Fans | 114992.06 | 0
New Construction | CZ14 | cDXOH | Pumps | 0 | 0
New Construction | CZ14 | cDXOH | Heat Rejection | 0 | 0
New Construction | CZ14 | cDXOH | Humidification | 0 | 0
New Construction | CZ14 | cDXOH | Heat Recovery | 0 | 0
New Construction | CZ14 | cDXOH | Water Systems | 0 | 13684.67
New Construction | CZ14 | cDXOH | Refrigeration | 0 | 0
New Construction | CZ14 | cDXOH | Generators | 0 | 0
New Construction | CZ14 | cDXOH | Total End Uses | 350353.74 | 13684.67
New Construction | CZ15 | cDXOH | Heating | 0 | 0
New Construction | CZ15 | cDXOH | Cooling | 126423.05 | 0
New Construction | CZ15 | cDXOH | Interior Lighting | 41432.85 | 0
New Construction | CZ15 | cDXOH | Exterior Lighting | 0 | 0
New Construction | CZ15 | cDXOH | Interior Equipment | 100611.51 | 0
New Construction | CZ15 | cDXOH | Exterior Equipment | 0 | 0
New Construction | CZ15 | cDXOH | Fans | 108819.71 | 0
New Construction | CZ15 | cDXOH | Pumps | 0 | 0
New Construction | CZ15 | cDXOH | Heat Rejection | 0 | 0
New Construction | CZ15 | cDXOH | Humidification | 0 | 0
New Construction | CZ15 | cDXOH | Heat Recovery | 0 | 0
New Construction | CZ15 | cDXOH | Water Systems | 0 | 12376.02
New Construction | CZ15 | cDXOH | Refrigeration | 0 | 0
New Construction | CZ15 | cDXOH | Generators | 0 | 0
New Construction | CZ15 | cDXOH | Total End Uses | 377287.13 | 12376.02
New Construction | CZ16 | cDXOH | Heating | 0 | 0
New Construction | CZ16 | cDXOH | Cooling | 60879.48 | 0
New Construction | CZ16 | cDXOH | Interior Lighting | 41432.85 | 0
New Construction | CZ16 | cDXOH | Exterior Lighting | 0 | 0
New Construction | CZ16 | cDXOH | Interior Equipment | 100611.51 | 0
New Construction | CZ16 | cDXOH | Exterior Equipment | 0 | 0
New Construction | CZ16 | cDXOH | Fans | 121412.35 | 0
New Construction | CZ16 | cDXOH | Pumps | 0 | 0
New Construction | CZ16 | cDXOH | Heat Rejection | 0 | 0
New Construction | CZ16 | cDXOH | Humidification | 0 | 0
New Construction | CZ16 | cDXOH | Heat Recovery | 0 | 0
New Construction | CZ16 | cDXOH | Water Systems | 0 | 15777.21
New Construction | CZ16 | cDXOH | Refrigeration | 0 | 0
New Construction | CZ16 | cDXOH | Generators | 0 | 0
New Construction | CZ16 | cDXOH | Total End Uses | 324336.19 | 15777.21
Existing | CZ01 | cPVVG | Heating | 0 | 89218.86
Existing | CZ01 | cPVVG | Cooling | 2951.69 | 0
Existing | CZ01 | cPVVG | Interior Lighting | 81239.17 | 0
Existing | CZ01 | cPVVG | Exterior Lighting | 0 | 0
Existing | CZ01 | cPVVG | Interior Equipment | 100611.51 | 0
Existing | CZ01 | cPVVG | Exterior Equipment | 0 | 0
Existing | CZ01 | cPVVG | Fans | 57116.67 | 0
Existing | CZ01 | cPVVG | Pumps | 0 | 0
Existing | CZ01 | cPVVG | Heat Rejection | 0 | 0
Existing | CZ01 | cPVVG | Humidification | 0 | 0
Existing | CZ01 | cPVVG | Heat Recovery | 0 | 0
Existing | CZ01 | cPVVG | Water Systems | 0 | 17243.36
Existing | CZ01 | cPVVG | Refrigeration | 0 | 0
Existing | CZ01 | cPVVG | Generators | 0 | 0
Existing | CZ01 | cPVVG | Total End Uses | 241919.04 | 106462.22
Existing | CZ02 | cPVVG | Heating | 0 | 55962.71
Existing | CZ02 | cPVVG | Cooling | 43760.01 | 0
Existing | CZ02 | cPVVG | Interior Lighting | 81239.17 | 0
Existing | CZ02 | cPVVG | Exterior Lighting | 0 | 0
Existing | CZ02 | cPVVG | Interior Equipment | 100611.51 | 0
Existing | CZ02 | cPVVG | Exterior Equipment | 0 | 0
Existing | CZ02 | cPVVG | Fans | 78646.41 | 0
Existing | CZ02 | cPVVG | Pumps | 0 | 0
Existing | CZ02 | cPVVG | Heat Rejection | 0 | 0
Existing | CZ02 | cPVVG | Humidification | 0 | 0
Existing | CZ02 | cPVVG | Heat Recovery | 0 | 0
Existing | CZ02 | cPVVG | Water Systems | 0 | 16010.57
Existing | CZ02 | cPVVG | Refrigeration | 0 | 0
Existing | CZ02 | cPVVG | Generators | 0 | 0
Existing | CZ02 | cPVVG | Total End Uses | 304257.1 | 71973.28
Existing | CZ03 | cPVVG | Heating | 0 | 33918.24
Existing | CZ03 | cPVVG | Cooling | 27105.62 | 0
Existing | CZ03 | cPVVG | Interior Lighting | 81239.17 | 0
Existing | CZ03 | cPVVG | Exterior Lighting | 0 | 0
Existing | CZ03 | cPVVG | Interior Equipment | 100611.51 | 0
Existing | CZ03 | cPVVG | Exterior Equipment | 0 | 0
Existing | CZ03 | cPVVG | Fans | 72344.32 | 0
Existing | CZ03 | cPVVG | Pumps | 0 | 0
Existing | CZ03 | cPVVG | Heat Rejection | 0 | 0
Existing | CZ03 | cPVVG | Humidification | 0 | 0
Existing | CZ03 | cPVVG | Heat Recovery | 0 | 0
Existing | CZ03 | cPVVG | Water Systems | 0 | 15956.02
Existing | CZ03 | cPVVG | Refrigeration | 0 | 0
Existing | CZ03 | cPVVG | Generators | 0 | 0
Existing | CZ03 | cPVVG | Total End Uses | 281300.63 | 49874.26
Existing | CZ04 | cPVVG | Heating | 0 | 28774.62
Existing | CZ04 | cPVVG | Cooling | 54397.45 | 0
Existing | CZ04 | cPVVG | Interior Lighting | 81239.17 | 0
Existing | CZ04 | cPVVG | Exterior Lighting | 0 | 0
Existing | CZ04 | cPVVG | Interior Equipment | 100611.51 | 0
Existing | CZ04 | cPVVG | Exterior Equipment | 0 | 0
Existing | CZ04 | cPVVG | Fans | 82600.76 | 0
Existing | CZ04 | cPVVG | Pumps | 0 | 0
Existing | CZ04 | cPVVG | Heat Rejection | 0 | 0
Existing | CZ04 | cPVVG | Humidification | 0 | 0
Existing | CZ04 | cPVVG | Heat Recovery | 0 | 0
Existing | CZ04 | cPVVG | Water Systems | 0 | 15478.48
Existing | CZ04 | cPVVG | Refrigeration | 0 | 0
Existing | CZ04 | cPVVG | Generators | 0 | 0
Existing | CZ04 | cPVVG | Total End Uses | 318848.89 | 44253.09
Existing | CZ05 | cPVVG | Heating | 0 | 25832.85
Existing | CZ05 | cPVVG | Cooling | 35465.96 | 0
Existing | CZ05 | cPVVG | Interior Lighting | 81239.17 | 0
Existing | CZ05 | cPVVG | Exterior Lighting | 0 | 0
Existing | CZ05 | cPVVG | Interior Equipment | 100611.51 | 0
Existing | CZ05 | cPVVG | Exterior Equipment | 0 | 0
Existing | CZ05 | cPVVG | Fans | 73544.45 | 0
Existing | CZ05 | cPVVG | Pumps | 0 | 0
Existing | CZ05 | cPVVG | Heat Rejection | 0 | 0
Existing | CZ05 | cPVVG | Humidification | 0 | 0
Existing | CZ05 | cPVVG | Heat Recovery | 0 | 0
Existing | CZ05 | cPVVG | Water Systems | 0 | 15956.28
Existing | CZ05 | cPVVG | Refrigeration | 0 | 0
Existing | CZ05 | cPVVG | Generators | 0 | 0
Existing | CZ05 | cPVVG | Total End Uses | 290861.09 | 41789.13
Existing | CZ06 | cPVVG | Heating | 0 | 5371.18
Existing | CZ06 | cPVVG | Cooling | 59918.37 | 0
Existing | CZ06 | cPVVG | Interior Lighting | 81239.17 | 0
Existing | CZ06 | cPVVG | Exterior Lighting | 0 | 0
Existing | CZ06 | cPVVG | Interior Equipment | 100611.51 | 0
Existing | CZ06 | cPVVG | Exterior Equipment | 0 | 0
Existing | CZ06 | cPVVG | Fans | 81421.68 | 0
Existing | CZ06 | cPVVG | Pumps | 0 | 0
Existing | CZ06 | cPVVG | Heat Rejection | 0 | 0
Existing | CZ06 | cPVVG | Humidification | 0 | 0
Existing | CZ06 | cPVVG | Heat Recovery | 0 | 0
Existing | CZ06 | cPVVG | Water Systems | 0 | 14859.68
Existing | CZ06 | cPVVG | Refrigeration | 0 | 0
Existing | CZ06 | cPVVG | Generators | 0 | 0
Existing | CZ06 | cPVVG | Total End Uses | 323190.74 | 20230.86
Existing | CZ07 | cPVVG | Heating | 0 | 4076.06
Existing | CZ07 | cPVVG | Cooling | 66027.98 | 0
Existing | CZ07 | cPVVG | Interior Lighting | 81239.17 | 0
Existing | CZ07 | cPVVG | Exterior Lighting | 0 | 0
Existing | CZ07 | cPVVG | Interior Equipment | 100611.51 | 0
Existing | CZ07 | cPVVG | Exterior Equipment | 0 | 0
Existing | CZ07 | cPVVG | Fans | 80929.87 | 0
Existing | CZ07 | cPVVG | Pumps | 0 | 0
Existing | CZ07 | cPVVG | Heat Rejection | 0 | 0
Existing | CZ07 | cPVVG | Humidification | 0 | 0
Existing | CZ07 | cPVVG | Heat Recovery | 0 | 0
Existing | CZ07 | cPVVG | Water Systems | 0 | 14695.85
Existing | CZ07 | cPVVG | Refrigeration | 0 | 0
Existing | CZ07 | cPVVG | Generators | 0 | 0
Existing | CZ07 | cPVVG | Total End Uses | 328808.54 | 18771.91
Existing | CZ08 | cPVVG | Heating | 0 | 7817.1
Existing | CZ08 | cPVVG | Cooling | 75968.82 | 0
Existing | CZ08 | cPVVG | Interior Lighting | 81239.17 | 0
Existing | CZ08 | cPVVG | Exterior Lighting | 0 | 0
Existing | CZ08 | cPVVG | Interior Equipment | 100611.51 | 0
Existing | CZ08 | cPVVG | Exterior Equipment | 0 | 0
Existing | CZ08 | cPVVG | Fans | 87547.57 | 0
Existing | CZ08 | cPVVG | Pumps | 0 | 0
Existing | CZ08 | cPVVG | Heat Rejection | 0 | 0
Existing | CZ08 | cPVVG | Humidification | 0 | 0
Existing | CZ08 | cPVVG | Heat Recovery | 0 | 0
Existing | CZ08 | cPVVG | Water Systems | 0 | 14678.35
Existing | CZ08 | cPVVG | Refrigeration | 0 | 0
Existing | CZ08 | cPVVG | Generators | 0 | 0
Existing | CZ08 | cPVVG | Total End Uses | 345367.08 | 22495.45
Existing | CZ09 | cPVVG | Heating | 0 | 6333.95
Existing | CZ09 | cPVVG | Cooling | 87699.86 | 0
Existing | CZ09 | cPVVG | Interior Lighting | 81239.17 | 0
Existing | CZ09 | cPVVG | Exterior Lighting | 0 | 0
Existing | CZ09 | cPVVG | Interior Equipment | 100611.51 | 0
Existing | CZ09 | cPVVG | Exterior Equipment | 0 | 0
Existing | CZ09 | cPVVG | Fans | 95350.36 | 0
Existing | CZ09 | cPVVG | Pumps | 0 | 0
Existing | CZ09 | cPVVG | Heat Rejection | 0 | 0
Existing | CZ09 | cPVVG | Humidification | 0 | 0
Existing | CZ09 | cPVVG | Heat Recovery | 0 | 0
Existing | CZ09 | cPVVG | Water Systems | 0 | 14503.1
Existing | CZ09 | cPVVG | Refrigeration | 0 | 0
Existing | CZ09 | cPVVG | Generators | 0 | 0
Existing | CZ09 | cPVVG | Total End Uses | 364900.91 | 20837.05
Existing | CZ10 | cPVVG | Heating | 0 | 17038.31
Existing | CZ10 | cPVVG | Cooling | 98041.66 | 0
Existing | CZ10 | cPVVG | Interior Lighting | 81239.17 | 0
Existing | CZ10 | cPVVG | Exterior Lighting | 0 | 0
Existing | CZ10 | cPVVG | Interior Equipment | 100611.51 | 0
Existing | CZ10 | cPVVG | Exterior Equipment | 0 | 0
Existing | CZ10 | cPVVG | Fans | 89824.91 | 0
Existing | CZ10 | cPVVG | Pumps | 0 | 0
Existing | CZ10 | cPVVG | Heat Rejection | 0 | 0
Existing | CZ10 | cPVVG | Humidification | 0 | 0
Existing | CZ10 | cPVVG | Heat Recovery | 0 | 0
Existing | CZ10 | cPVVG | Water Systems | 0 | 14403.1
Existing | CZ10 | cPVVG | Refrigeration | 0 | 0
Existing | CZ10 | cPVVG | Generators | 0 | 0
Existing | CZ10 | cPVVG | Total End Uses | 369717.26 | 31441.41
Existing | CZ11 | cPVVG | Heating | 0 | 58292.99
Existing | CZ11 | cPVVG | Cooling | 110863.16 | 0
Existing | CZ11 | cPVVG | Interior Lighting | 81239.17 | 0
Existing | CZ11 | cPVVG | Exterior Lighting | 0 | 0
Existing | CZ11 | cPVVG | Interior Equipment | 100611.51 | 0
Existing | CZ11 | cPVVG | Exterior Equipment | 0 | 0
Existing | CZ11 | cPVVG | Fans | 100767.18 | 0
Existing | CZ11 | cPVVG | Pumps | 0 | 0
Existing | CZ11 | cPVVG | Heat Rejection | 0 | 0
Existing | CZ11 | cPVVG | Humidification | 0 | 0
Existing | CZ11 | cPVVG | Heat Recovery | 0 | 0
Existing | CZ11 | cPVVG | Water Systems | 0 | 14678.39
Existing | CZ11 | cPVVG | Refrigeration | 0 | 0
Existing | CZ11 | cPVVG | Generators | 0 | 0
Existing | CZ11 | cPVVG | Total End Uses | 393481.04 | 72971.38
Existing | CZ12 | cPVVG | Heating | 0 | 51952.44
Existing | CZ12 | cPVVG | Cooling | 89601 | 0
Existing | CZ12 | cPVVG | Interior Lighting | 81239.17 | 0
Existing | CZ12 | cPVVG | Exterior Lighting | 0 | 0
Existing | CZ12 | cPVVG | Interior Equipment | 100611.51 | 0
Existing | CZ12 | cPVVG | Exterior Equipment | 0 | 0
Existing | CZ12 | cPVVG | Fans | 89370.89 | 0
Existing | CZ12 | cPVVG | Pumps | 0 | 0
Existing | CZ12 | cPVVG | Heat Rejection | 0 | 0
Existing | CZ12 | cPVVG | Humidification | 0 | 0
Existing | CZ12 | cPVVG | Heat Recovery | 0 | 0
Existing | CZ12 | cPVVG | Water Systems | 0 | 15035.07
Existing | CZ12 | cPVVG | Refrigeration | 0 | 0
Existing | CZ12 | cPVVG | Generators | 0 | 0
Existing | CZ12 | cPVVG | Total End Uses | 360822.57 | 66987.51
Existing | CZ13 | cPVVG | Heating | 0 | 41041.91
Existing | CZ13 | cPVVG | Cooling | 122427.22 | 0
Existing | CZ13 | cPVVG | Interior Lighting | 81239.17 | 0
Existing | CZ13 | cPVVG | Exterior Lighting | 0 | 0
Existing | CZ13 | cPVVG | Interior Equipment | 100611.51 | 0
Existing | CZ13 | cPVVG | Exterior Equipment | 0 | 0
Existing | CZ13 | cPVVG | Fans | 100009.72 | 0
Existing | CZ13 | cPVVG | Pumps | 0 | 0
Existing | CZ13 | cPVVG | Heat Rejection | 0 | 0
Existing | CZ13 | cPVVG | Humidification | 0 | 0
Existing | CZ13 | cPVVG | Heat Recovery | 0 | 0
Existing | CZ13 | cPVVG | Water Systems | 0 | 14311.58
Existing | CZ13 | cPVVG | Refrigeration | 0 | 0
Existing | CZ13 | cPVVG | Generators | 0 | 0
Existing | CZ13 | cPVVG | Total End Uses | 404287.62 | 55353.49
Existing | CZ14 | cPVVG | Heating | 0 | 24330.05
Existing | CZ14 | cPVVG | Cooling | 152844.24 | 0
Existing | CZ14 | cPVVG | Interior Lighting | 81239.17 | 0
Existing | CZ14 | cPVVG | Exterior Lighting | 0 | 0
Existing | CZ14 | cPVVG | Interior Equipment | 100611.51 | 0
Existing | CZ14 | cPVVG | Exterior Equipment | 0 | 0
Existing | CZ14 | cPVVG | Fans | 113929.03 | 0
Existing | CZ14 | cPVVG | Pumps | 0 | 0
Existing | CZ14 | cPVVG | Heat Rejection | 0 | 0
Existing | CZ14 | cPVVG | Humidification | 0 | 0
Existing | CZ14 | cPVVG | Heat Recovery | 0 | 0
Existing | CZ14 | cPVVG | Water Systems | 0 | 13688.84
Existing | CZ14 | cPVVG | Refrigeration | 0 | 0
Existing | CZ14 | cPVVG | Generators | 0 | 0
Existing | CZ14 | cPVVG | Total End Uses | 448623.96 | 38018.89
Existing | CZ15 | cPVVG | Heating | 0 | 5286.89
Existing | CZ15 | cPVVG | Cooling | 199353.35 | 0
Existing | CZ15 | cPVVG | Interior Lighting | 81239.17 | 0
Existing | CZ15 | cPVVG | Exterior Lighting | 0 | 0
Existing | CZ15 | cPVVG | Interior Equipment | 100611.51 | 0
Existing | CZ15 | cPVVG | Exterior Equipment | 0 | 0
Existing | CZ15 | cPVVG | Fans | 114849.84 | 0
Existing | CZ15 | cPVVG | Pumps | 0 | 0
Existing | CZ15 | cPVVG | Heat Rejection | 0 | 0
Existing | CZ15 | cPVVG | Humidification | 0 | 0
Existing | CZ15 | cPVVG | Heat Recovery | 0 | 0
Existing | CZ15 | cPVVG | Water Systems | 0 | 12381.49
Existing | CZ15 | cPVVG | Refrigeration | 0 | 0
Existing | CZ15 | cPVVG | Generators | 0 | 0
Existing | CZ15 | cPVVG | Total End Uses | 496053.88 | 17668.38
Existing | CZ16 | cPVVG | Heating | 0 | 79603.62
Existing | CZ16 | cPVVG | Cooling | 100680.43 | 0
Existing | CZ16 | cPVVG | Interior Lighting | 81239.17 | 0
Existing | CZ16 | cPVVG | Exterior Lighting | 0 | 0
Existing | CZ16 | cPVVG | Interior Equipment | 100611.51 | 0
Existing | CZ16 | cPVVG | Exterior Equipment | 0 | 0
Existing | CZ16 | cPVVG | Fans | 106361.56 | 0
Existing | CZ16 | cPVVG | Pumps | 0 | 0
Existing | CZ16 | cPVVG | Heat Rejection | 0 | 0
Existing | CZ16 | cPVVG | Humidification | 0 | 0
Existing | CZ16 | cPVVG | Heat Recovery | 0 | 0
Existing | CZ16 | cPVVG | Water Systems | 0 | 15781.51
Existing | CZ16 | cPVVG | Refrigeration | 0 | 0
Existing | CZ16 | cPVVG | Generators | 0 | 0
Existing | CZ16 | cPVVG | Total End Uses | 388892.68 | 95385.13
New Construction | CZ01 | cPVVG | Heating | 0 | 93974.2
New Construction | CZ01 | cPVVG | Cooling | 1058.58 | 0
New Construction | CZ01 | cPVVG | Interior Lighting | 41432.85 | 0
New Construction | CZ01 | cPVVG | Exterior Lighting | 0 | 0
New Construction | CZ01 | cPVVG | Interior Equipment | 100611.51 | 0
New Construction | CZ01 | cPVVG | Exterior Equipment | 0 | 0
New Construction | CZ01 | cPVVG | Fans | 30829.95 | 0
New Construction | CZ01 | cPVVG | Pumps | 0 | 0
New Construction | CZ01 | cPVVG | Heat Rejection | 0 | 0
New Construction | CZ01 | cPVVG | Humidification | 0 | 0
New Construction | CZ01 | cPVVG | Heat Recovery | 0 | 0
New Construction | CZ01 | cPVVG | Water Systems | 0 | 17237.89
New Construction | CZ01 | cPVVG | Refrigeration | 0 | 0
New Construction | CZ01 | cPVVG | Generators | 0 | 0
New Construction | CZ01 | cPVVG | Total End Uses | 173932.89 | 111212.09
New Construction | CZ02 | cPVVG | Heating | 0 | 52670.6
New Construction | CZ02 | cPVVG | Cooling | 21255.17 | 0
New Construction | CZ02 | cPVVG | Interior Lighting | 41432.85 | 0
New Construction | CZ02 | cPVVG | Exterior Lighting | 0 | 0
New Construction | CZ02 | cPVVG | Interior Equipment | 100611.51 | 0
New Construction | CZ02 | cPVVG | Exterior Equipment | 0 | 0
New Construction | CZ02 | cPVVG | Fans | 39500.57 | 0
New Construction | CZ02 | cPVVG | Pumps | 0 | 0
New Construction | CZ02 | cPVVG | Heat Rejection | 0 | 0
New Construction | CZ02 | cPVVG | Humidification | 0 | 0
New Construction | CZ02 | cPVVG | Heat Recovery | 0 | 0
New Construction | CZ02 | cPVVG | Water Systems | 0 | 16005.07
New Construction | CZ02 | cPVVG | Refrigeration | 0 | 0
New Construction | CZ02 | cPVVG | Generators | 0 | 0
New Construction | CZ02 | cPVVG | Total End Uses | 202800.1 | 68675.66
New Construction | CZ03 | cPVVG | Heating | 0 | 38512.9
New Construction | CZ03 | cPVVG | Cooling | 11486.62 | 0
New Construction | CZ03 | cPVVG | Interior Lighting | 41432.85 | 0
New Construction | CZ03 | cPVVG | Exterior Lighting | 0 | 0
New Construction | CZ03 | cPVVG | Interior Equipment | 100611.51 | 0
New Construction | CZ03 | cPVVG | Exterior Equipment | 0 | 0
New Construction | CZ03 | cPVVG | Fans | 37211.59 | 0
New Construction | CZ03 | cPVVG | Pumps | 0 | 0
New Construction | CZ03 | cPVVG | Heat Rejection | 0 | 0
New Construction | CZ03 | cPVVG | Humidification | 0 | 0
New Construction | CZ03 | cPVVG | Heat Recovery | 0 | 0
New Construction | CZ03 | cPVVG | Water Systems | 0 | 15950.56
New Construction | CZ03 | cPVVG | Refrigeration | 0 | 0
New Construction | CZ03 | cPVVG | Generators | 0 | 0
New Construction | CZ03 | cPVVG | Total End Uses | 190742.57 | 54463.46
New Construction | CZ04 | cPVVG | Heating | 0 | 28886.18
New Construction | CZ04 | cPVVG | Cooling | 26627.32 | 0
New Construction | CZ04 | cPVVG | Interior Lighting | 41432.85 | 0
New Construction | CZ04 | cPVVG | Exterior Lighting | 0 | 0
New Construction | CZ04 | cPVVG | Interior Equipment | 100611.51 | 0
New Construction | CZ04 | cPVVG | Exterior Equipment | 0 | 0
New Construction | CZ04 | cPVVG | Fans | 41300.53 | 0
New Construction | CZ04 | cPVVG | Pumps | 0 | 0
New Construction | CZ04 | cPVVG | Heat Rejection | 0 | 0
New Construction | CZ04 | cPVVG | Humidification | 0 | 0
New Construction | CZ04 | cPVVG | Heat Recovery | 0 | 0
New Construction | CZ04 | cPVVG | Water Systems | 0 | 15472.6
New Construction | CZ04 | cPVVG | Refrigeration | 0 | 0
New Construction | CZ04 | cPVVG | Generators | 0 | 0
New Construction | CZ04 | cPVVG | Total End Uses | 209972.21 | 44358.78
New Construction | CZ05 | cPVVG | Heating | 0 | 32155.43
New Construction | CZ05 | cPVVG | Cooling | 14901.83 | 0
New Construction | CZ05 | cPVVG | Interior Lighting | 41432.85 | 0
New Construction | CZ05 | cPVVG | Exterior Lighting | 0 | 0
New Construction | CZ05 | cPVVG | Interior Equipment | 100611.51 | 0
New Construction | CZ05 | cPVVG | Exterior Equipment | 0 | 0
New Construction | CZ05 | cPVVG | Fans | 37348.14 | 0
New Construction | CZ05 | cPVVG | Pumps | 0 | 0
New Construction | CZ05 | cPVVG | Heat Rejection | 0 | 0
New Construction | CZ05 | cPVVG | Humidification | 0 | 0
New Construction | CZ05 | cPVVG | Heat Recovery | 0 | 0
New Construction | CZ05 | cPVVG | Water Systems | 0 | 15951.3
New Construction | CZ05 | cPVVG | Refrigeration | 0 | 0
New Construction | CZ05 | cPVVG | Generators | 0 | 0
New Construction | CZ05 | cPVVG | Total End Uses | 194294.33 | 48106.73
New Construction | CZ06 | cPVVG | Heating | 0 | 7218.87
New Construction | CZ06 | cPVVG | Cooling | 29189.36 | 0
New Construction | CZ06 | cPVVG | Interior Lighting | 41432.85 | 0
New Construction | CZ06 | cPVVG | Exterior Lighting | 0 | 0
New Construction | CZ06 | cPVVG | Interior Equipment | 100611.51 | 0
New Construction | CZ06 | cPVVG | Exterior Equipment | 0 | 0
New Construction | CZ06 | cPVVG | Fans | 42488.04 | 0
New Construction | CZ06 | cPVVG | Pumps | 0 | 0
New Construction | CZ06 | cPVVG | Heat Rejection | 0 | 0
New Construction | CZ06 | cPVVG | Humidification | 0 | 0
New Construction | CZ06 | cPVVG | Heat Recovery | 0 | 0
New Construction | CZ06 | cPVVG | Water Systems | 0 | 14855.52
New Construction | CZ06 | cPVVG | Refrigeration | 0 | 0
New Construction | CZ06 | cPVVG | Generators | 0 | 0
New Construction | CZ06 | cPVVG | Total End Uses | 213721.76 | 22074.4
New Construction | CZ07 | cPVVG | Heating | 0 | 6238.17
New Construction | CZ07 | cPVVG | Cooling | 33227 | 0
New Construction | CZ07 | cPVVG | Interior Lighting | 41432.85 | 0
New Construction | CZ07 | cPVVG | Exterior Lighting | 0 | 0
New Construction | CZ07 | cPVVG | Interior Equipment | 100611.51 | 0
New Construction | CZ07 | cPVVG | Exterior Equipment | 0 | 0
New Construction | CZ07 | cPVVG | Fans | 42772.46 | 0
New Construction | CZ07 | cPVVG | Pumps | 0 | 0
New Construction | CZ07 | cPVVG | Heat Rejection | 0 | 0
New Construction | CZ07 | cPVVG | Humidification | 0 | 0
New Construction | CZ07 | cPVVG | Heat Recovery | 0 | 0
New Construction | CZ07 | cPVVG | Water Systems | 0 | 14691.49
New Construction | CZ07 | cPVVG | Refrigeration | 0 | 0
New Construction | CZ07 | cPVVG | Generators | 0 | 0
New Construction | CZ07 | cPVVG | Total End Uses | 218043.82 | 20929.66
New Construction | CZ08 | cPVVG | Heating | 0 | 10301.5
New Construction | CZ08 | cPVVG | Cooling | 38623.19 | 0
New Construction | CZ08 | cPVVG | Interior Lighting | 41432.85 | 0
New Construction | CZ08 | cPVVG | Exterior Lighting | 0 | 0
New Construction | CZ08 | cPVVG | Interior Equipment | 100611.51 | 0
New Construction | CZ08 | cPVVG | Exterior Equipment | 0 | 0
New Construction | CZ08 | cPVVG | Fans | 45349.07 | 0
New Construction | CZ08 | cPVVG | Pumps | 0 | 0
New Construction | CZ08 | cPVVG | Heat Rejection | 0 | 0
New Construction | CZ08 | cPVVG | Humidification | 0 | 0
New Construction | CZ08 | cPVVG | Heat Recovery | 0 | 0
New Construction | CZ08 | cPVVG | Water Systems | 0 | 14673.81
New Construction | CZ08 | cPVVG | Refrigeration | 0 | 0
New Construction | CZ08 | cPVVG | Generators | 0 | 0
New Construction | CZ08 | cPVVG | Total End Uses | 226016.62 | 24975.31
New Construction | CZ09 | cPVVG | Heating | 0 | 6494.67
New Construction | CZ09 | cPVVG | Cooling | 41384.02 | 0
New Construction | CZ09 | cPVVG | Interior Lighting | 41432.85 | 0
New Construction | CZ09 | cPVVG | Exterior Lighting | 0 | 0
New Construction | CZ09 | cPVVG | Interior Equipment | 100611.51 | 0
New Construction | CZ09 | cPVVG | Exterior Equipment | 0 | 0
New Construction | CZ09 | cPVVG | Fans | 44317.34 | 0
New Construction | CZ09 | cPVVG | Pumps | 0 | 0
New Construction | CZ09 | cPVVG | Heat Rejection | 0 | 0
New Construction | CZ09 | cPVVG | Humidification | 0 | 0
New Construction | CZ09 | cPVVG | Heat Recovery | 0 | 0
New Construction | CZ09 | cPVVG | Water Systems | 0 | 14497.5
New Construction | CZ09 | cPVVG | Refrigeration | 0 | 0
New Construction | CZ09 | cPVVG | Generators | 0 | 0
New Construction | CZ09 | cPVVG | Total End Uses | 227745.72 | 20992.17
New Construction | CZ10 | cPVVG | Heating | 0 | 17394.39
New Construction | CZ10 | cPVVG | Cooling | 57647.84 | 0
New Construction | CZ10 | cPVVG | Interior Lighting | 41432.85 | 0
New Construction | CZ10 | cPVVG | Exterior Lighting | 0 | 0
New Construction | CZ10 | cPVVG | Interior Equipment | 100611.51 | 0
New Construction | CZ10 | cPVVG | Exterior Equipment | 0 | 0
New Construction | CZ10 | cPVVG | Fans | 49422.53 | 0
New Construction | CZ10 | cPVVG | Pumps | 0 | 0
New Construction | CZ10 | cPVVG | Heat Rejection | 0 | 0
New Construction | CZ10 | cPVVG | Humidification | 0 | 0
New Construction | CZ10 | cPVVG | Heat Recovery | 0 | 0
New Construction | CZ10 | cPVVG | Water Systems | 0 | 14398.13
New Construction | CZ10 | cPVVG | Refrigeration | 0 | 0
New Construction | CZ10 | cPVVG | Generators | 0 | 0
New Construction | CZ10 | cPVVG | Total End Uses | 249114.74 | 31792.52
New Construction | CZ11 | cPVVG | Heating | 0 | 52433.96
New Construction | CZ11 | cPVVG | Cooling | 59801.13 | 0
New Construction | CZ11 | cPVVG | Interior Lighting | 41432.85 | 0
New Construction | CZ11 | cPVVG | Exterior Lighting | 0 | 0
New Construction | CZ11 | cPVVG | Interior Equipment | 100611.51 | 0
New Construction | CZ11 | cPVVG | Exterior Equipment | 0 | 0
New Construction | CZ11 | cPVVG | Fans | 49208.86 | 0
New Construction | CZ11 | cPVVG | Pumps | 0 | 0
New Construction | CZ11 | cPVVG | Heat Rejection | 0 | 0
New Construction | CZ11 | cPVVG | Humidification | 0 | 0
New Construction | CZ11 | cPVVG | Heat Recovery | 0 | 0
New Construction | CZ11 | cPVVG | Water Systems | 0 | 14672.98
New Construction | CZ11 | cPVVG | Refrigeration | 0 | 0
New Construction | CZ11 | cPVVG | Generators | 0 | 0
New Construction | CZ11 | cPVVG | Total End Uses | 251054.35 | 67106.95
New Construction | CZ12 | cPVVG | Heating | 0 | 50901.15
New Construction | CZ12 | cPVVG | Cooling | 47531.77 | 0
New Construction | CZ12 | cPVVG | Interior Lighting | 41432.85 | 0
New Construction | CZ12 | cPVVG | Exterior Lighting | 0 | 0
New Construction | CZ12 | cPVVG | Interior Equipment | 100611.51 | 0
New Construction | CZ12 | cPVVG | Exterior Equipment | 0 | 0
New Construction | CZ12 | cPVVG | Fans | 44543.17 | 0
New Construction | CZ12 | cPVVG | Pumps | 0 | 0
New Construction | CZ12 | cPVVG | Heat Rejection | 0 | 0
New Construction | CZ12 | cPVVG | Humidification | 0 | 0
New Construction | CZ12 | cPVVG | Heat Recovery | 0 | 0
New Construction | CZ12 | cPVVG | Water Systems | 0 | 15030.06
New Construction | CZ12 | cPVVG | Refrigeration | 0 | 0
New Construction | CZ12 | cPVVG | Generators | 0 | 0
New Construction | CZ12 | cPVVG | Total End Uses | 234119.3 | 65931.21
New Construction | CZ13 | cPVVG | Heating | 0 | 42350.29
New Construction | CZ13 | cPVVG | Cooling | 67655.41 | 0
New Construction | CZ13 | cPVVG | Interior Lighting | 41432.85 | 0
New Construction | CZ13 | cPVVG | Exterior Lighting | 0 | 0
New Construction | CZ13 | cPVVG | Interior Equipment | 100611.51 | 0
New Construction | CZ13 | cPVVG | Exterior Equipment | 0 | 0
New Construction | CZ13 | cPVVG | Fans | 50002.55 | 0
New Construction | CZ13 | cPVVG | Pumps | 0 | 0
New Construction | CZ13 | cPVVG | Heat Rejection | 0 | 0
New Construction | CZ13 | cPVVG | Humidification | 0 | 0
New Construction | CZ13 | cPVVG | Heat Recovery | 0 | 0
New Construction | CZ13 | cPVVG | Water Systems | 0 | 14306.32
New Construction | CZ13 | cPVVG | Refrigeration | 0 | 0
New Construction | CZ13 | cPVVG | Generators | 0 | 0
New Construction | CZ13 | cPVVG | Total End Uses | 259702.32 | 56656.62
New Construction | CZ14 | cPVVG | Heating | 0 | 27091.2
New Construction | CZ14 | cPVVG | Cooling | 88092.3 | 0
New Construction | CZ14 | cPVVG | Interior Lighting | 41432.85 | 0
New Construction | CZ14 | cPVVG | Exterior Lighting | 0 | 0
New Construction | CZ14 | cPVVG | Interior Equipment | 100611.51 | 0
New Construction | CZ14 | cPVVG | Exterior Equipment | 0 | 0
New Construction | CZ14 | cPVVG | Fans | 58555.74 | 0
New Construction | CZ14 | cPVVG | Pumps | 0 | 0
New Construction | CZ14 | cPVVG | Heat Rejection | 0 | 0
New Construction | CZ14 | cPVVG | Humidification | 0 | 0
New Construction | CZ14 | cPVVG | Heat Recovery | 0 | 0
New Construction | CZ14 | cPVVG | Water Systems | 0 | 13684.14
New Construction | CZ14 | cPVVG | Refrigeration | 0 | 0
New Construction | CZ14 | cPVVG | Generators | 0 | 0
New Construction | CZ14 | cPVVG | Total End Uses | 288692.41 | 40775.34
New Construction | CZ15 | cPVVG | Heating | 0 | 6023.81
New Construction | CZ15 | cPVVG | Cooling | 119805.78 | 0
New Construction | CZ15 | cPVVG | Interior Lighting | 41432.85 | 0
New Construction | CZ15 | cPVVG | Exterior Lighting | 0 | 0
New Construction | CZ15 | cPVVG | Interior Equipment | 100611.51 | 0
New Construction | CZ15 | cPVVG | Exterior Equipment | 0 | 0
New Construction | CZ15 | cPVVG | Fans | 60526.02 | 0
New Construction | CZ15 | cPVVG | Pumps | 0 | 0
New Construction | CZ15 | cPVVG | Heat Rejection | 0 | 0
New Construction | CZ15 | cPVVG | Humidification | 0 | 0
New Construction | CZ15 | cPVVG | Heat Recovery | 0 | 0
New Construction | CZ15 | cPVVG | Water Systems | 0 | 12376.07
New Construction | CZ15 | cPVVG | Refrigeration | 0 | 0
New Construction | CZ15 | cPVVG | Generators | 0 | 0
New Construction | CZ15 | cPVVG | Total End Uses | 322376.16 | 18399.88
New Construction | CZ16 | cPVVG | Heating | 0 | 78049.03
New Construction | CZ16 | cPVVG | Cooling | 57304.81 | 0
New Construction | CZ16 | cPVVG | Interior Lighting | 41432.85 | 0
New Construction | CZ16 | cPVVG | Exterior Lighting | 0 | 0
New Construction | CZ16 | cPVVG | Interior Equipment | 100611.51 | 0
New Construction | CZ16 | cPVVG | Exterior Equipment | 0 | 0
New Construction | CZ16 | cPVVG | Fans | 55323.31 | 0
New Construction | CZ16 | cPVVG | Pumps | 0 | 0
New Construction | CZ16 | cPVVG | Heat Rejection | 0 | 0
New Construction | CZ16 | cPVVG | Humidification | 0 | 0
New Construction | CZ16 | cPVVG | Heat Recovery | 0 | 0
New Construction | CZ16 | cPVVG | Water Systems | 0 | 15776.69
New Construction | CZ16 | cPVVG | Refrigeration | 0 | 0
New Construction | CZ16 | cPVVG | Generators | 0 | 0
New Construction | CZ16 | cPVVG | Total End Uses | 254672.48 | 93825.72

## PV
PV - Office - Small (NA)

## EV Charger
EV Charger - Office - Small (NA)

## Raw_building (hidden)
Building Type | Building Category | Roof Type | Window Wall Ratio (%)
Office - Small | Nonresidential | Flat Roof | 33

## Raw_windowdimensionsillheight (hidden)
Window Name | Width [ft] | Height [ft] | Sill Height [ft]
EL1 NORTH WIN (G.N3.E3.W1) | 65.68 | 5.22 | 3
EL1 EAST WIN (G.E2.E2.W1) | 43.8 | 5.22 | 3
EL1 EAST WIN (T.E12.E10.W1) | 43.8 | 5.22 | 3
EL1 NORTH WIN (T.N13.E11.W1) | 65.68 | 5.22 | 3
EL1 SOUTH WIN (G.S1.E1.W1) | 65.68 | 5.22 | 3
EL1 SOUTH WIN (T.S11.E9.W1) | 65.68 | 5.22 | 3
EL1 WEST WIN (G.W4.E4.W1) | 43.8 | 5.22 | 3
EL1 WEST WIN (T.W14.E12.W1) | 43.8 | 5.22 | 3

## Raw_shadinggeometry (hidden)
Shading Name | Width [ft] | Length [ft]
No Shading

## Raw_zonesummary (hidden)
Vintage | Space | Zone Name | Conditioned | Area (Excluding Plenums and CrawlSpace) (ft2) | Area (Including Plenums and CrawlSpace) (ft2) | Width (ft) | Length (ft) | Volume (ft3) | Multipliers | People (Persons/1000 ft2) | Lighting (Btu/h-ft2) | Plug Loads (Btu/h-ft2) | Outdoor Air Flow per Person (cfm/person) | Outdoor Air Flow per Zone Floor Area (cfm/ft2) | Zone Type | HVAC System Identifier | Schedule Identifier | Height (ft)
Existing | EL1 CORE PLNM (G.C10) | EL1 CORE PLNM (G.C10) | No | 0 | 1570.81 | 56.59 | 27.76 | 4712.65 | 1 | 0 | 0 | 0 | - | - | Plenum | - | Plenum | 3.0001
Existing | EL1 CORE PLNM (T.C20) | EL1 CORE PLNM (T.C20) | No | 0 | 1570.81 | 56.59 | 27.76 | 4712.65 | 1 | 0 | 0 | 0 | - | - | Plenum | - | Plenum | 3.0001
Existing | HALL EL1 CORE SPC (G.C5) | HALL EL1 CORE SPC (G.C5) | Yes | 1570.81 | 1570.81 | 56.59 | 27.76 | 14137.94 | 1 | 5 | 2.1238 | 0 | 0.0 | 0.15 | Corridor | Main | Office | 9.0004
Existing | EL1 EAST PERIM PLNM (G.E7) | EL1 EAST PERIM PLNM (G.E7) | No | 0 | 641.31 | 21.23 | 57.74 | 1924.03 | 1 | 0 | 0 | 0 | - | - | Plenum | - | Plenum | 3.0002
Existing | EL1 EAST PERIM PLNM (T.E17) | EL1 EAST PERIM PLNM (T.E17) | No | 0 | 641.31 | 21.23 | 57.74 | 1924.03 | 1 | 0 | 0 | 0 | - | - | Plenum | - | Plenum | 3.0002
Existing | EL1 NORTH PERIM PLNM (G.N8) | EL1 NORTH PERIM PLNM (G.N8) | No | 0 | 1074.11 | 86.61 | 21.23 | 3222.48 | 1 | 0 | 0 | 0 | - | - | Plenum | - | Plenum | 3.0001
Existing | EL1 NORTH PERIM PLNM (T.N18) | EL1 NORTH PERIM PLNM (T.N18) | No | 0 | 1074.11 | 86.61 | 21.23 | 3222.48 | 1 | 0 | 0 | 0 | - | - | Plenum | - | Plenum | 3.0001
Existing | OFFICESMALL EL1 NORTH PERIM SPC (G.N3) | OFFICESMALL EL1 NORTH PERIM SPC (G.N3) | Yes | 1074.11 | 1074.11 | 86.61 | 21.23 | 9667.43 | 1 | 5 | 4.2664 | 5.1175 | 0.0 | 0.15 | Office | Main | Office | 9.0004
Existing | EL1 SOUTH PERIM PLNM (G.S6) | EL1 SOUTH PERIM PLNM (G.S6) | No | 0 | 1074.11 | 86.61 | 21.23 | 3222.48 | 1 | 0 | 0 | 0 | - | - | Plenum | - | Plenum | 3.0001
Existing | EL1 SOUTH PERIM PLNM (T.S16) | EL1 SOUTH PERIM PLNM (T.S16) | No | 0 | 1074.11 | 86.61 | 21.23 | 3222.48 | 1 | 0 | 0 | 0 | - | - | Plenum | - | Plenum | 3.0001
Existing | EL1 WEST PERIM PLNM (G.W9) | EL1 WEST PERIM PLNM (G.W9) | No | 0 | 641.31 | 27.76 | 21.23 | 1924.03 | 1 | 0 | 0 | 0 | - | - | Plenum | - | Plenum | 3.0002
Existing | EL1 WEST PERIM PLNM (T.W19) | EL1 WEST PERIM PLNM (T.W19) | No | 0 | 641.31 | 27.76 | 21.23 | 1924.03 | 1 | 0 | 0 | 0 | - | - | Plenum | - | Plenum | 3.0002
Existing | HALL EL1 CORE SPC (T.C15) | HALL EL1 CORE SPC (T.C15) | Yes | 1570.81 | 1570.81 | 56.59 | 27.76 | 14137.94 | 1 | 5 | 2.1238 | 0 | 0.0 | 0.15 | Corridor | Main | Office | 9.0004
Existing | OFFICESMALL EL1 EAST PERIM SPC (G.E2) | OFFICESMALL EL1 EAST PERIM SPC (G.E2) | Yes | 641.31 | 641.31 | 21.23 | 57.74 | 5772.09 | 1 | 5 | 4.2664 | 5.1175 | 0.0 | 0.15 | Office | Main | Office | 9.0005
Existing | OFFICESMALL EL1 EAST PERIM SPC (T.E12) | OFFICESMALL EL1 EAST PERIM SPC (T.E12) | Yes | 641.31 | 641.31 | 21.23 | 57.74 | 5772.09 | 1 | 5 | 4.2664 | 5.1175 | 0.0 | 0.15 | Office | Main | Office | 9.0005
Existing | OFFICESMALL EL1 NORTH PERIM SPC (T.N13) | OFFICESMALL EL1 NORTH PERIM SPC (T.N13) | Yes | 1074.11 | 1074.11 | 86.61 | 21.23 | 9667.43 | 1 | 5 | 4.2664 | 5.1175 | 0.0 | 0.15 | Office | Main | Office | 9.0004
Existing | OFFICESMALL EL1 SOUTH PERIM SPC (G.S1) | OFFICESMALL EL1 SOUTH PERIM SPC (G.S1) | Yes | 1074.11 | 1074.11 | 86.61 | 21.23 | 9667.43 | 1 | 5 | 4.2664 | 5.1175 | 0.0 | 0.15 | Office | Main | Office | 9.0004
Existing | OFFICESMALL EL1 SOUTH PERIM SPC (T.S11) | OFFICESMALL EL1 SOUTH PERIM SPC (T.S11) | Yes | 1074.11 | 1074.11 | 86.61 | 21.23 | 9667.43 | 1 | 5 | 4.2664 | 5.1175 | 0.0 | 0.15 | Office | Main | Office | 9.0004
Existing | OFFICESMALL EL1 WEST PERIM SPC (G.W4) | OFFICESMALL EL1 WEST PERIM SPC (G.W4) | Yes | 641.31 | 641.31 | 27.76 | 21.23 | 5772.09 | 1 | 5 | 4.2664 | 5.1175 | 0.0 | 0.15 | Office | Main | Office | 9.0005
Existing | OFFICESMALL EL1 WEST PERIM SPC (T.W14) | OFFICESMALL EL1 WEST PERIM SPC (T.W14) | Yes | 641.31 | 641.31 | 27.76 | 21.23 | 5772.09 | 1 | 5 | 4.2664 | 5.1175 | 0.0 | 0.15 | Office | Main | Office | 9.0005
New Construction | EL1 CORE PLNM (G.C10) | EL1 CORE PLNM (G.C10) | No | 0 | 1570.81 | 56.59 | 27.76 | 4712.65 | 1 | 0 | 0 | 0 | - | - | Plenum | - | Plenum | 3.0001
New Construction | EL1 CORE PLNM (T.C20) | EL1 CORE PLNM (T.C20) | No | 0 | 1570.81 | 56.59 | 27.76 | 4712.65 | 1 | 0 | 0 | 0 | - | - | Plenum | - | Plenum | 3.0001
New Construction | HALL EL1 CORE SPC (G.C5) | HALL EL1 CORE SPC (G.C5) | Yes | 1570.81 | 1570.81 | 56.59 | 27.76 | 14137.94 | 1 | 5 | 1.3647 | 0 | 0.0 | 0.15 | Corridor | Main | Office | 9.0004
New Construction | EL1 EAST PERIM PLNM (G.E7) | EL1 EAST PERIM PLNM (G.E7) | No | 0 | 641.31 | 21.23 | 57.74 | 1924.03 | 1 | 0 | 0 | 0 | - | - | Plenum | - | Plenum | 3.0002
New Construction | EL1 EAST PERIM PLNM (T.E17) | EL1 EAST PERIM PLNM (T.E17) | No | 0 | 641.31 | 21.23 | 57.74 | 1924.03 | 1 | 0 | 0 | 0 | - | - | Plenum | - | Plenum | 3.0002
New Construction | EL1 NORTH PERIM PLNM (G.N8) | EL1 NORTH PERIM PLNM (G.N8) | No | 0 | 1074.11 | 86.61 | 21.23 | 3222.48 | 1 | 0 | 0 | 0 | - | - | Plenum | - | Plenum | 3.0001
New Construction | EL1 NORTH PERIM PLNM (T.N18) | EL1 NORTH PERIM PLNM (T.N18) | No | 0 | 1074.11 | 86.61 | 21.23 | 3222.48 | 1 | 0 | 0 | 0 | - | - | Plenum | - | Plenum | 3.0001
New Construction | OFFICESMALL EL1 NORTH PERIM SPC (G.N3) | OFFICESMALL EL1 NORTH PERIM SPC (G.N3) | Yes | 1074.11 | 1074.11 | 86.61 | 21.23 | 9667.43 | 1 | 5 | 2.047 | 5.1175 | 0.0 | 0.15 | Office | Main | Office | 9.0004
New Construction | EL1 SOUTH PERIM PLNM (G.S6) | EL1 SOUTH PERIM PLNM (G.S6) | No | 0 | 1074.11 | 86.61 | 21.23 | 3222.48 | 1 | 0 | 0 | 0 | - | - | Plenum | - | Plenum | 3.0001
New Construction | EL1 SOUTH PERIM PLNM (T.S16) | EL1 SOUTH PERIM PLNM (T.S16) | No | 0 | 1074.11 | 86.61 | 21.23 | 3222.48 | 1 | 0 | 0 | 0 | - | - | Plenum | - | Plenum | 3.0001
New Construction | EL1 WEST PERIM PLNM (G.W9) | EL1 WEST PERIM PLNM (G.W9) | No | 0 | 641.31 | 27.76 | 21.23 | 1924.03 | 1 | 0 | 0 | 0 | - | - | Plenum | - | Plenum | 3.0002
New Construction | EL1 WEST PERIM PLNM (T.W19) | EL1 WEST PERIM PLNM (T.W19) | No | 0 | 641.31 | 27.76 | 21.23 | 1924.03 | 1 | 0 | 0 | 0 | - | - | Plenum | - | Plenum | 3.0002
New Construction | HALL EL1 CORE SPC (T.C15) | HALL EL1 CORE SPC (T.C15) | Yes | 1570.81 | 1570.81 | 56.59 | 27.76 | 14137.94 | 1 | 5 | 1.3647 | 0 | 0.0 | 0.15 | Corridor | Main | Office | 9.0004
New Construction | OFFICESMALL EL1 EAST PERIM SPC (G.E2) | OFFICESMALL EL1 EAST PERIM SPC (G.E2) | Yes | 641.31 | 641.31 | 21.23 | 57.74 | 5772.09 | 1 | 5 | 2.047 | 5.1175 | 0.0 | 0.15 | Office | Main | Office | 9.0005
New Construction | OFFICESMALL EL1 EAST PERIM SPC (T.E12) | OFFICESMALL EL1 EAST PERIM SPC (T.E12) | Yes | 641.31 | 641.31 | 21.23 | 57.74 | 5772.09 | 1 | 5 | 2.047 | 5.1175 | 0.0 | 0.15 | Office | Main | Office | 9.0005
New Construction | OFFICESMALL EL1 NORTH PERIM SPC (T.N13) | OFFICESMALL EL1 NORTH PERIM SPC (T.N13) | Yes | 1074.11 | 1074.11 | 86.61 | 21.23 | 9667.43 | 1 | 5 | 2.047 | 5.1175 | 0.0 | 0.15 | Office | Main | Office | 9.0004
New Construction | OFFICESMALL EL1 SOUTH PERIM SPC (G.S1) | OFFICESMALL EL1 SOUTH PERIM SPC (G.S1) | Yes | 1074.11 | 1074.11 | 86.61 | 21.23 | 9667.43 | 1 | 5 | 2.047 | 5.1175 | 0.0 | 0.15 | Office | Main | Office | 9.0004
New Construction | OFFICESMALL EL1 SOUTH PERIM SPC (T.S11) | OFFICESMALL EL1 SOUTH PERIM SPC (T.S11) | Yes | 1074.11 | 1074.11 | 86.61 | 21.23 | 9667.43 | 1 | 5 | 2.047 | 5.1175 | 0.0 | 0.15 | Office | Main | Office | 9.0004
New Construction | OFFICESMALL EL1 WEST PERIM SPC (G.W4) | OFFICESMALL EL1 WEST PERIM SPC (G.W4) | Yes | 641.31 | 641.31 | 27.76 | 21.23 | 5772.09 | 1 | 5 | 2.047 | 5.1175 | 0.0 | 0.15 | Office | Main | Office | 9.0005
New Construction | OFFICESMALL EL1 WEST PERIM SPC (T.W14) | OFFICESMALL EL1 WEST PERIM SPC (T.W14) | Yes | 641.31 | 641.31 | 27.76 | 21.23 | 5772.09 | 1 | 5 | 2.047 | 5.1175 | 0.0 | 0.15 | Office | Main | Office | 9.0005