## Geometry Summary (hidden)
Abbreviation | Building Type | Shape | Number of Floors | Aspect Ratio | Zone Height_1 | Zone Height_2 | Zone Height_3 | Plenum Height | Floor to Floor Height (feet) | Floor to Ceiling Height (feet)
Asm | Assembly | #VALUE! | 1 | 1 | 12.0006 | na | na | 3.0001 | 12.0006 | 15.0007
ECC | Education - Community College | #VALUE! | 3 | 5.7 | 9.0004 | 13.0006 | na | 4.0002 | 9 / 13 | 13 / 17
EPr | Education - Primary School | #VALUE! | 1 | 2 | 9.0004 | 12.0006 | na | 3.0001 | 9 / 12 | 12 / 15
ERC | Education - Relocatable Classroom | #VALUE! | 1 | 1.7 | 9.0004 | na | na | 3.0001 | 9.0004 | 12.0006
ESe | Education - Secondary School | #VALUE! | 2 | 2.5/1.0 | 9.0004 | 13.0006 | na | 4.0002 | 9 / 13 | 13 / 17
EUn | Education - University | #VALUE! | 4 | 2.0/15.0 | 10.0005 | 9.0004 | 14.0007 | 4.0002 | 9 / 10 / 14 | 13 / 14 / 18
Fin | Financial buildings, incl. banks | #VALUE! | 1 | 1 | 11.0005 | na | na | na | 11.0005 | 11.0005
Gro | Grocery | #VALUE! | 1 | 1 | 25.0012 | na | na | na | 25.0012 | 25.0012
Hsp | Health/Medical - Hospital | #VALUE! | 3 | 1 | 10.007 | 12.9927 | na | 2.9857 | 10 / 13 | 13 / 16
Htl | Lodging - Hotel | #VALUE! | 4 | 6.6 | 8.0004 | 10.5005 | na | 1.5001 | 8 / 11 | 10 / 12
Lib | Libraries | #VALUE! | 1 | 1 | 13.0006 | na | na | na | 13.0006 | 13.0006
MBT | Manufacturing Biotech | #VALUE! | 1 | 6 | 9.0004 | na | na | 6.0003 | 9.0004 | 15.0008
MLI | Manufacturing Light Industrial | #VALUE! | 1 | 1 | 35.0017 | na | na | na | 35.0017 | 35.0017
Mtl | Lodging - Motel | #VALUE! | 2 | 5.1 | 9.0004 | na | na | na | 9.0004 | 9.0004
Nrs | Health/Medical - Nursing Home | #VALUE! | 2 | 10.3 | 12.9986 | 9.0005 | na | 4.0055 | 9 / 13 | 13 / 17
OfL | Office - Large | #VALUE! | 3 | 1.5 | 9.0004 | na | na | 3.0001 | 9.0004 | 12.0006
OfS | Office - Small | #VALUE! | 2 | 1.5 | 9.0004 | na | na | 3.0001 | 9.0004 | 12.0006
Rel | Religious assembly buildings | #VALUE! | 1 | 2.5 | 37.5018 | 15.0007 | na | na | 38 / 15 | 38 / 15
RFF | Restaurant - Fast-Food | #VALUE! | 1 | 1 | 10.0005 | na | na | 3.0002 | 10.0005 | 13.0007
RSD | Restaurant - Sit-Down | #VALUE! | 1 | 1 | 10.0005 | na | na | 3.0001 | 10.0005 | 13.0006
Rt3 | Retail - Multistory Large | #VALUE! | 3 | 1 | 15.0007 | na | na | 5.8002 | 15.0007 | 20.8009
RtL | Retail - Single-Story Large | #VALUE! | 1 | 1 | 20.501 | na | na | na | 20.501 | 20.501
RtS | Retail - Small | #VALUE! | 1 | 1 | 10.0005 | na | na | 2.0001 | 10.0005 | 12.0006
SCn | Storage - Conditioned | #VALUE! | 1 | 1 | 48.0023 | na | na | na | 48.0023 | 48.0023
SUn | Storage - Unconditioned | #VALUE! | 1 | 1 | 48.0023 | na | na | na | 48.0023 | 48.0023
WRf | Warehouse - Refrigerated | #VALUE! | 1 | 1 | 48.0023 | na | na | na | 48.0023 | 48.0023

## Prototype
TRC, Updated Febuary 2026
Restaurant - Sit-Down
Characteristic | Value
Building Type | Restaurant - Sit-Down
Building Category | Nonresidential
Vintages | Two vintages: Existing and New Construction
Shape | #VALUE!
Total Floor Area (ft²) | 5603.08
Aspect Ratio | 1
Number of Floors | 1
Roof Type | Flat Roof
Gross Window to Wall Ratio (%) | 13.1
Shading Geometry | No Shading
Floor to Floor Height (feet) | 10.0005
Floor to Ceiling Height (feet) | 13.0006
Glazing Sill Height (feet) | 3

## Notes
Prototype Overview
Name | Description
Asm | Assembly
ECC | Education - Community College
EPr | Education - Primary School
ERC | Education - Relocatable Classroom
ESe | Education - Secondary School
EUn | Education - University
Fin | Financial buildings, incl. banks
Gro | Grocery
Hsp | Health/Medical - Hospital
Htl | Lodging - Hotel
Lib | Libraries
MBT | Manufacturing Biotech
MLI | Manufacturing Light Industrial
Mtl | Lodging - Motel
Nrs | Health/Medical - Nursing Home
OfL | Office - Large
OfS | Office - Small
Rel | Religious assembly buildings
RFF | Restaurant - Fast-Food
RSD | Restaurant - Sit-Down
Rt3 | Retail - Multistory Large
RtL | Retail - Single-Story Large
RtS | Retail - Small
SCn | Storage - Conditioned
SUn | Storage - Unconditioned
WRf | Warehouse - Refrigerated
Vintages
Existing | Weighted average of Title 24 requirements based on vintages from 1975 to 2022
New Construction | Title 24 2025
Run Begin Day
Begin Month | Begin Day of Month | Day of Week for Start Day
1 | 1 | Sunday
Special Days
Name | Start Date | Duration (days) | Special Day Type
New Years Day | January 1 | 1 | Holiday
Veterans Day | November 11 | 1 | Holiday
Christmas | December 25 | 1 | Holiday
Independence Day | July 4 | 1 | Holiday
MLK Day | 3rd Monday in January | 1 | Holiday
Presidents Day | 3rd Monday in February | 1 | Holiday
Memorial Day | Last Monday in May | 1 | Holiday
Labor Day | 1st Monday in September | 1 | Holiday
Columbus Day | 2nd Monday in October | 1 | Holiday
Thanksgiving | 4th Thursday in November | 1 | Holiday

## Raw_runbeginday (hidden)
Begin Month | Begin Day of Month | Day of Week for Start Day
1 | 1 | Sunday

## Raw_specialdays (hidden)
Name | Start Day | Duration | Special Day Type
New Years Day | January 1 | 1 | Holiday
Veterans Day | November 11 | 1 | Holiday
Christmas | December 25 | 1 | Holiday
Independence Day | July 4 | 1 | Holiday
MLK Day | 3rd Monday in January | 1 | Holiday
Presidents Day | 3rd Monday in February | 1 | Holiday
Memorial Day | Last Monday in May | 1 | Holiday
Labor Day | 1st Monday in September | 1 | Holiday
Columbus Day | 2nd Monday in October | 1 | Holiday
Thanksgiving | 4th Thursday in November | 1 | Holiday

## Climate Zone
Climate Zones - All Prototypes
Climate Zone | Representative City | Weather File Name
CZ01 | Eureka | CA_EUREKA_725940S_CZ2022.epw
CZ02 | Napa | CA_NAPA-CO_724955S_CZ2022.epw
CZ03 | Oakland | CA_OAKLAND-METRO-AP_724930S_CZ2022.epw
CZ04 | San Jose | CA_SAN-JOSE-IAP_724945S_CZ2022.epw
CZ05 | Santa Maria | CA_SANTA-MARIA-PUBLIC-AP_723940S_CZ2022.epw
CZ06 | Los Angeles | CA_LOS-ANGELES-IAP_722950S_CZ2022.epw
CZ07 | San Diego-Lindbergh | CA_SAN-DIEGO-LINDBERGH-FLD_722900S_CZ2022.epw
CZ08 | Long Beach-Daugherty | CA_LONG-BEACH-DAUGHERTY-FLD_722970S_CZ2022.epw
CZ09 | Los Angeles | CA_LOS-ANGELES-DOWNTOWN-USC_722874S_CZ2022.epw
CZ10 | Riverside | CA_RIVERSIDE-MUNI_722869S_CZ2022.epw
CZ11 | Red Bluff | CA_RED-BLUFF-MUNI-AP_725910S_CZ2022.epw
CZ12 | Stockton | CA_STOCKTON-METRO-AP_724920S_CZ2022.epw
CZ13 | Fresno Yosemite | CA_FRESNO-YOSEMITE-IAP_723890S_CZ2022.epw
CZ14 | Daggett Barstow | CA_DAGGETT-BARSTOW-AP_723815S_CZ2022.epw
CZ15 | El Centro | CA_EL-CENTRO-NAF_722810S_CZ2022.epw
CZ16 | Bishop | CA_BISHOP-AP_724800S_CZ2022.epw
Source: California Energy Commission, https://cecgis-caenergy.opendata.arcgis.com/datasets/CAEnergy::california-building-climate-zones/about

## Zones
Zone Summary - Restaurant - Sit-Down
Space | Zone Name | Conditioned [Y/N] | Zone Type | HVAC System Identifier (Main/Alternative/Customized) | Schedule Identifier | Area Fraction | Area (Excluding Plenums and Crawl Space) (ft²) | Volume (ft³) | Multipliers | People (Persons/1,000 ft²) | Note
DINING EL1 EAST PERIM SPC (G.E1) | DINING EL1 EAST PERIM SPC (G.E1) | Yes | Dining_fine | Alternative | Restaurant | 53.53% | 2999.18 | 29993.26 | 1 | 33.33
EL1 EAST PERIM PLNM (G.E5) | EL1 EAST PERIM PLNM (G.E5) | No | Plenum | - | Plenum | 0% | 0 | 8997.98 | 1 | 0
EL1 NORTH PERIM PLNM (G.N8) | EL1 NORTH PERIM PLNM (G.N8) | No | Plenum | - | Plenum | 0% | 0 | 600.75 | 1 | 0
EL1 SW PERIM PLNM (G.SW6) | EL1 SW PERIM PLNM (G.SW6) | No | Plenum | - | Plenum | 0% | 0 | 2401.86 | 1 | 0
EL1 WNW PERIM PLNM (G.WNW7) | EL1 WNW PERIM PLNM (G.WNW7) | No | Plenum | - | Plenum | 0% | 0 | 4809.48 | 1 | 0
KITCHEN EL1 WNW PERIM SPC (G.WNW3) | KITCHEN EL1 WNW PERIM SPC (G.WNW3) | Yes | Kitchen | Customized | Kitchen | 28.61% | 1603.08 | 16031.61 | 1 | 2.5
LOBBYWAITING EL1 SW PERIM SPC (G.SW2) | LOBBYWAITING EL1 SW PERIM SPC (G.SW2) | Yes | Lobby | Main | Restaurant | 14.29% | 800.58 | 8006.2 | 1 | 33.33
RESTROOM EL1 NORTH PERIM SPC (G.N4) | RESTROOM EL1 NORTH PERIM SPC (G.N4) | Yes | Restroom | Main | Restaurant | 3.574% | 200.24 | 2002.5 | 1 | 5
Total (8 Space) | Total (8 Space) | Total (4 Conditioned zones, 4 Unconditioned Zones) |  |  |  |  | 5603.08

## Envelope
Envelope - Restaurant - Sit-Down
Element | Prototype | Assembly Type | Construction | Unit | Vintage | Selected T24 | Note | CZ01 | CZ02 | CZ03 | CZ04 | CZ05 | CZ06 | CZ07 | CZ08 | CZ09 | CZ10 | CZ11 | CZ12 | CZ13 | CZ14 | CZ15 | CZ16
External Wall | Restaurant - Sit-Down | - | Stucco+Wall Continuous Insulation+Gypsum 5/8in | U-value IP | Existing | Weighted average |  | 0.118 | 0.109 | 0.119 | 0.107 | 0.116 | 0.118 | 0.112 | 0.117 | 0.11 | 0.091 | 0.103 | 0.103 | 0.102 | 0.097 | 0.086 | 0.098
External Wall | Restaurant - Sit-Down | - | Stucco+Wall Continuous Insulation+Gypsum 5/8in | U-value IP | New Construction | 2025 |  | 0.084 | 0.055 | 0.112 | 0.055 | 0.103 | 0.112 | 0.112 | 0.103 | 0.055 | 0.055 | 0.044 | 0.055 | 0.055 | 0.055 | 0.039 | 0.055
Roof | Restaurant - Sit-Down | - | Roof Membrane+Roof Continuous Insulation+Metal Decking | U-value IP | Existing | Weighted average |  | 0.067 | 0.066 | 0.067 | 0.065 | 0.067 | 0.074 | 0.073 | 0.073 | 0.07 | 0.061 | 0.063 | 0.063 | 0.063 | 0.061 | 0.059 | 0.061
Roof | Restaurant - Sit-Down | - | Roof Membrane+Roof Continuous Insulation+Metal Decking | U-value IP | New Construction | 2025 |  | 0.028 | 0.028 | 0.028 | 0.028 | 0.028 | 0.048 | 0.048 | 0.048 | 0.028 | 0.028 | 0.028 | 0.028 | 0.028 | 0.028 | 0.028 | 0.028
Windows | Restaurant - Sit-Down | - | Theoretical Glazing | U-value IP | Existing | Weighted average |  | 1.024 | 1.078 | 1.131 | 1.108 | 1.109 | 1.115 | 1.075 | 1.114 | 1.112 | 0.875 | 0.942 | 0.94 | 0.929 | 0.886 | 0.831 | 0.885
Windows | Restaurant - Sit-Down | - | Theoretical Glazing | U-value IP | New Construction | 2025 |  | 0.36 | 0.36 | 0.36 | 0.36 | 0.36 | 0.36 | 0.36 | 0.36 | 0.34 | 0.36 | 0.34 | 0.34 | 0.34 | 0.34 | 0.34 | 0.36
Windows | Restaurant - Sit-Down | - | Theoretical Glazing | SHGC | Existing | Weighted average |  | 0.70708 | 0.70715 | 0.73753 | 0.71836 | 0.75308 | 0.7254 | 0.72673 | 0.7241 | 0.72365 | 0.5734 | 0.64366 | 0.64394 | 0.6358 | 0.60724 | 0.57129 | 0.62767
Windows | Restaurant - Sit-Down | - | Theoretical Glazing | SHGC | New Construction | 2025 |  | 0.25 | 0.25 | 0.25 | 0.25 | 0.25 | 0.25 | 0.25 | 0.25 | 0.22 | 0.25 | 0.22 | 0.22 | 0.22 | 0.22 | 0.22 | 0.25
Windows | Restaurant - Sit-Down | - | Theoretical Glazing | Visible Transmittance | Existing | Weighted average |  | 0.26089 | 0.26141 | 0.26004 | 0.26231 | 0.26223 | 0.26197 | 0.26576 | 0.26213 | 0.26228 | 0.27816 | 0.26665 | 0.26607 | 0.26793 | 0.27125 | 0.27583 | 0.27139
Windows | Restaurant - Sit-Down | - | Theoretical Glazing | Visible Transmittance | New Construction | 2025 |  | 0.42 | 0.42 | 0.42 | 0.42 | 0.42 | 0.42 | 0.42 | 0.42 | 0.42 | 0.42 | 0.42 | 0.42 | 0.42 | 0.42 | 0.42 | 0.42
Infiltration - Restaurant - Sit-Down
|  |  |  | Element | Unit | Vintage | Note | CZ01 | CZ02 | CZ03 | CZ04 | CZ05 | CZ06 | CZ07 | CZ08 | CZ09 | CZ10 | CZ11 | CZ12 | CZ13 | CZ14 | CZ15 | CZ16
|  |  |  | Infiltration Rate | CFM/ft2 | Existing | Infiltration rate is flow rate per exterior surface area at 10 mph wind speed, modeled proportionally to wind speed. | 0.044801 | 0.044801 | 0.044801 | 0.044801 | 0.044801 | 0.044801 | 0.044801 | 0.044801 | 0.044801 | 0.044801 | 0.044801 | 0.044801 | 0.044801 | 0.044801 | 0.044801 | 0.044801
[6 empty] | New Construction |  | 0.044801 | 0.044801 | 0.044801 | 0.044801 | 0.044801 | 0.044801 | 0.044801 | 0.044801 | 0.044801 | 0.044801 | 0.044801 | 0.044801 | 0.044801 | 0.044801 | 0.044801 | 0.044801

## Raw_envelope (hidden)
Climate Zone | Vintage | Exterior Roof Layers | Roof U-Value [Btu/h-ft2-F] | Exterior Wall Layers | Wall U-Value [Btu/h-ft2-F] | Exterior Window Layers | Window U-Value [Btu/h-ft2-F] | Window SHGC | Window VT
CZ01 | Existing | Roof Membrane+Roof Continuous Insulation+Metal Decking | 0.067 | Stucco+Wall Continuous Insulation+Gypsum 5/8in | 0.118 | Theoretical Glazing | 1.024 | 0.70708 | 0.26089
CZ02 | Existing | Roof Membrane+Roof Continuous Insulation+Metal Decking | 0.066 | Stucco+Wall Continuous Insulation+Gypsum 5/8in | 0.109 | Theoretical Glazing | 1.078 | 0.70715 | 0.26141
CZ03 | Existing | Roof Membrane+Roof Continuous Insulation+Metal Decking | 0.067 | Stucco+Wall Continuous Insulation+Gypsum 5/8in | 0.119 | Theoretical Glazing | 1.131 | 0.73753 | 0.26004
CZ04 | Existing | Roof Membrane+Roof Continuous Insulation+Metal Decking | 0.065 | Stucco+Wall Continuous Insulation+Gypsum 5/8in | 0.107 | Theoretical Glazing | 1.108 | 0.71836 | 0.26231
CZ05 | Existing | Roof Membrane+Roof Continuous Insulation+Metal Decking | 0.067 | Stucco+Wall Continuous Insulation+Gypsum 5/8in | 0.116 | Theoretical Glazing | 1.109 | 0.75308 | 0.26223
CZ06 | Existing | Roof Membrane+Roof Continuous Insulation+Metal Decking | 0.074 | Stucco+Wall Continuous Insulation+Gypsum 5/8in | 0.118 | Theoretical Glazing | 1.115 | 0.7254 | 0.26197
CZ07 | Existing | Roof Membrane+Roof Continuous Insulation+Metal Decking | 0.073 | Stucco+Wall Continuous Insulation+Gypsum 5/8in | 0.112 | Theoretical Glazing | 1.075 | 0.72673 | 0.26576
CZ08 | Existing | Roof Membrane+Roof Continuous Insulation+Metal Decking | 0.073 | Stucco+Wall Continuous Insulation+Gypsum 5/8in | 0.117 | Theoretical Glazing | 1.114 | 0.7241 | 0.26213
CZ09 | Existing | Roof Membrane+Roof Continuous Insulation+Metal Decking | 0.07 | Stucco+Wall Continuous Insulation+Gypsum 5/8in | 0.11 | Theoretical Glazing | 1.112 | 0.72365 | 0.26228
CZ10 | Existing | Roof Membrane+Roof Continuous Insulation+Metal Decking | 0.061 | Stucco+Wall Continuous Insulation+Gypsum 5/8in | 0.091 | Theoretical Glazing | 0.875 | 0.5734 | 0.27816
CZ11 | Existing | Roof Membrane+Roof Continuous Insulation+Metal Decking | 0.063 | Stucco+Wall Continuous Insulation+Gypsum 5/8in | 0.103 | Theoretical Glazing | 0.942 | 0.64366 | 0.26665
CZ12 | Existing | Roof Membrane+Roof Continuous Insulation+Metal Decking | 0.063 | Stucco+Wall Continuous Insulation+Gypsum 5/8in | 0.103 | Theoretical Glazing | 0.94 | 0.64394 | 0.26607
CZ13 | Existing | Roof Membrane+Roof Continuous Insulation+Metal Decking | 0.063 | Stucco+Wall Continuous Insulation+Gypsum 5/8in | 0.102 | Theoretical Glazing | 0.929 | 0.6358 | 0.26793
CZ14 | Existing | Roof Membrane+Roof Continuous Insulation+Metal Decking | 0.061 | Stucco+Wall Continuous Insulation+Gypsum 5/8in | 0.097 | Theoretical Glazing | 0.886 | 0.60724 | 0.27125
CZ15 | Existing | Roof Membrane+Roof Continuous Insulation+Metal Decking | 0.059 | Stucco+Wall Continuous Insulation+Gypsum 5/8in | 0.086 | Theoretical Glazing | 0.831 | 0.57129 | 0.27583
CZ16 | Existing | Roof Membrane+Roof Continuous Insulation+Metal Decking | 0.061 | Stucco+Wall Continuous Insulation+Gypsum 5/8in | 0.098 | Theoretical Glazing | 0.885 | 0.62767 | 0.27139
CZ01 | New Construction | Roof Membrane+Roof Continuous Insulation+Metal Decking | 0.028 | Stucco+Wall Continuous Insulation+Gypsum 5/8in | 0.084 | Theoretical Glazing | 0.36 | 0.25 | 0.42
CZ02 | New Construction | Roof Membrane+Roof Continuous Insulation+Metal Decking | 0.028 | Stucco+Wall Continuous Insulation+Gypsum 5/8in | 0.055 | Theoretical Glazing | 0.36 | 0.25 | 0.42
CZ03 | New Construction | Roof Membrane+Roof Continuous Insulation+Metal Decking | 0.028 | Stucco+Wall Continuous Insulation+Gypsum 5/8in | 0.112 | Theoretical Glazing | 0.36 | 0.25 | 0.42
CZ04 | New Construction | Roof Membrane+Roof Continuous Insulation+Metal Decking | 0.028 | Stucco+Wall Continuous Insulation+Gypsum 5/8in | 0.055 | Theoretical Glazing | 0.36 | 0.25 | 0.42
CZ05 | New Construction | Roof Membrane+Roof Continuous Insulation+Metal Decking | 0.028 | Stucco+Wall Continuous Insulation+Gypsum 5/8in | 0.103 | Theoretical Glazing | 0.36 | 0.25 | 0.42
CZ06 | New Construction | Roof Membrane+Roof Continuous Insulation+Metal Decking | 0.048 | Stucco+Wall Continuous Insulation+Gypsum 5/8in | 0.112 | Theoretical Glazing | 0.36 | 0.25 | 0.42
CZ07 | New Construction | Roof Membrane+Roof Continuous Insulation+Metal Decking | 0.048 | Stucco+Wall Continuous Insulation+Gypsum 5/8in | 0.112 | Theoretical Glazing | 0.36 | 0.25 | 0.42
CZ08 | New Construction | Roof Membrane+Roof Continuous Insulation+Metal Decking | 0.048 | Stucco+Wall Continuous Insulation+Gypsum 5/8in | 0.103 | Theoretical Glazing | 0.36 | 0.25 | 0.42
CZ09 | New Construction | Roof Membrane+Roof Continuous Insulation+Metal Decking | 0.028 | Stucco+Wall Continuous Insulation+Gypsum 5/8in | 0.055 | Theoretical Glazing | 0.34 | 0.22 | 0.42
CZ10 | New Construction | Roof Membrane+Roof Continuous Insulation+Metal Decking | 0.028 | Stucco+Wall Continuous Insulation+Gypsum 5/8in | 0.055 | Theoretical Glazing | 0.36 | 0.25 | 0.42
CZ11 | New Construction | Roof Membrane+Roof Continuous Insulation+Metal Decking | 0.028 | Stucco+Wall Continuous Insulation+Gypsum 5/8in | 0.044 | Theoretical Glazing | 0.34 | 0.22 | 0.42
CZ12 | New Construction | Roof Membrane+Roof Continuous Insulation+Metal Decking | 0.028 | Stucco+Wall Continuous Insulation+Gypsum 5/8in | 0.055 | Theoretical Glazing | 0.34 | 0.22 | 0.42
CZ13 | New Construction | Roof Membrane+Roof Continuous Insulation+Metal Decking | 0.028 | Stucco+Wall Continuous Insulation+Gypsum 5/8in | 0.055 | Theoretical Glazing | 0.34 | 0.22 | 0.42
CZ14 | New Construction | Roof Membrane+Roof Continuous Insulation+Metal Decking | 0.028 | Stucco+Wall Continuous Insulation+Gypsum 5/8in | 0.055 | Theoretical Glazing | 0.34 | 0.22 | 0.42
CZ15 | New Construction | Roof Membrane+Roof Continuous Insulation+Metal Decking | 0.028 | Stucco+Wall Continuous Insulation+Gypsum 5/8in | 0.039 | Theoretical Glazing | 0.34 | 0.22 | 0.42
CZ16 | New Construction | Roof Membrane+Roof Continuous Insulation+Metal Decking | 0.028 | Stucco+Wall Continuous Insulation+Gypsum 5/8in | 0.055 | Theoretical Glazing | 0.36 | 0.25 | 0.42

## Raw_infiltrationcfmft (hidden)
Vintage | CZ01 | CZ02 | CZ03 | CZ04 | CZ05 | CZ06 | CZ07 | CZ08 | CZ09 | CZ10 | CZ11 | CZ12 | CZ13 | CZ14 | CZ15 | CZ16
Existing | 0.044801 | 0.044801 | 0.044801 | 0.044801 | 0.044801 | 0.044801 | 0.044801 | 0.044801 | 0.044801 | 0.044801 | 0.044801 | 0.044801 | 0.044801 | 0.044801 | 0.044801 | 0.044801
New Construction | 0.044801 | 0.044801 | 0.044801 | 0.044801 | 0.044801 | 0.044801 | 0.044801 | 0.044801 | 0.044801 | 0.044801 | 0.044801 | 0.044801 | 0.044801 | 0.044801 | 0.044801 | 0.044801

## Thermostat
Thermostat Setpoints - Restaurant - Sit-Down | [18 empty] | Zone Type
Schedule Identifier | Setpoint | CZ01 | CZ02 | CZ03 | CZ04 | CZ05 | CZ06 | CZ07 | CZ08 | CZ09 | CZ10 | CZ11 | CZ12 | CZ13 | CZ14 | CZ15 | CZ16 | Notes | Kitchen
Kitchen | Heating Setpoint (F) | 70 | 70 | 70 | 70 | 70 | 70 | 70 | 70 | 70 | 70 | 70 | 70 | 70 | 70 | 70 | 70 |  | Restaurant
Kitchen | Heating Setback (F) | 60 | 60 | 60 | 60 | 60 | 60 | 60 | 60 | 60 | 60 | 60 | 60 | 60 | 60 | 60 | 60
Kitchen | Cooling Setpoint (F) | 75 | 75 | 75 | 75 | 75 | 75 | 75 | 75 | 75 | 75 | 75 | 75 | 75 | 75 | 75 | 75
Kitchen | Cooling Setback (F) | 85 | 85 | 85 | 85 | 85 | 85 | 85 | 85 | 85 | 85 | 85 | 85 | 85 | 85 | 85 | 85
Restaurant | Heating Setpoint (F) | 70 | 70 | 70 | 70 | 70 | 70 | 70 | 70 | 70 | 70 | 70 | 70 | 70 | 70 | 70 | 70
Restaurant | Heating Setback (F) | 60 | 60 | 60 | 60 | 60 | 60 | 60 | 60 | 60 | 60 | 60 | 60 | 60 | 60 | 60 | 60
Restaurant | Cooling Setpoint (F) | 75 | 75 | 75 | 75 | 75 | 75 | 75 | 75 | 75 | 75 | 75 | 75 | 75 | 75 | 75 | 75
Restaurant | Cooling Setback (F) | 85 | 85 | 85 | 85 | 85 | 85 | 85 | 85 | 85 | 85 | 85 | 85 | 85 | 85 | 85 | 85

## Raw_thermostatsetpoints (hidden)
Climate Zone | Schedule Identifier | Heating Setpoint (F) | Heating Setback (F) | Cooling Setpoint (F) | Cooling Setback (F)
CZ01 | Kitchen | 70 | 60 | 75 | 85
CZ01 | Restaurant | 70 | 60 | 75 | 85
CZ02 | Kitchen | 70 | 60 | 75 | 85
CZ02 | Restaurant | 70 | 60 | 75 | 85
CZ03 | Kitchen | 70 | 60 | 75 | 85
CZ03 | Restaurant | 70 | 60 | 75 | 85
CZ04 | Kitchen | 70 | 60 | 75 | 85
CZ04 | Restaurant | 70 | 60 | 75 | 85
CZ05 | Kitchen | 70 | 60 | 75 | 85
CZ05 | Restaurant | 70 | 60 | 75 | 85
CZ06 | Kitchen | 70 | 60 | 75 | 85
CZ06 | Restaurant | 70 | 60 | 75 | 85
CZ07 | Kitchen | 70 | 60 | 75 | 85
CZ07 | Restaurant | 70 | 60 | 75 | 85
CZ08 | Kitchen | 70 | 60 | 75 | 85
CZ08 | Restaurant | 70 | 60 | 75 | 85
CZ09 | Kitchen | 70 | 60 | 75 | 85
CZ09 | Restaurant | 70 | 60 | 75 | 85
CZ10 | Kitchen | 70 | 60 | 75 | 85
CZ10 | Restaurant | 70 | 60 | 75 | 85
CZ11 | Kitchen | 70 | 60 | 75 | 85
CZ11 | Restaurant | 70 | 60 | 75 | 85
CZ12 | Kitchen | 70 | 60 | 75 | 85
CZ12 | Restaurant | 70 | 60 | 75 | 85
CZ13 | Kitchen | 70 | 60 | 75 | 85
CZ13 | Restaurant | 70 | 60 | 75 | 85
CZ14 | Kitchen | 70 | 60 | 75 | 85
CZ14 | Restaurant | 70 | 60 | 75 | 85
CZ15 | Kitchen | 70 | 60 | 75 | 85
CZ15 | Restaurant | 70 | 60 | 75 | 85
CZ16 | Kitchen | 70 | 60 | 75 | 85
CZ16 | Restaurant | 70 | 60 | 75 | 85

## HVAC System
HVAC system - Restaurant - Sit-Down
Vintage | System Name | Category | Heating Type* | Cooling Type* | Air Distribution | Heating Efficiency | Cooling Efficiency | Note
Existing | cDXGF | Main | Furnace (gas) | DX-AIR | SZ-CAV | 0.8 | 3.65
Existing | cDXGF | Alternative | Boiler (gas) | DX-AIR | MZ-VAV | 0.8 | 3.85
Existing | cDXGF | Customized | Furnace (gas) | DX-AIR | SZ-CAV | 0.8 | 3
New Construction | cDXGF | Main | Furnace (gas) | DX-AIR | SZ-CAV | 0.8 | 3.65
New Construction | cDXGF | Alternative | Boiler (gas) | DX-AIR | MZ-VAV | 0.8 | 3.85
New Construction | cDXGF | Customized | Furnace (gas) | DX-AIR | SZ-CAV | 0.8 | 3
Existing | cDXHP | Main | DX-AIR | DX-AIR | SZ-CAV | 3.738 | 3.65
Existing | cDXHP | Alternative | Boiler (gas) | DX-AIR | MZ-VAV | 0.8 | 3.85
Existing | cDXHP | Customized | Furnace (gas) | DX-AIR | SZ-CAV | 0.8 | 3
New Construction | cDXHP | Main | DX-AIR | DX-AIR | SZ-CAV | 3.738 | 3.65
New Construction | cDXHP | Alternative | Boiler (gas) | DX-AIR | MZ-VAV | 0.8 | 3.85
New Construction | cDXHP | Customized | Furnace (gas) | DX-AIR | SZ-CAV | 0.8 | 3
Existing | cAVVG | Main | Boiler (gas) | Chiller system | MZ-VAV | 0.805 | 3.05
Existing | cAVVG | Alternative | Boiler (gas) | DX-AIR | MZ-VAV | 0.805 | 3.85
Existing | cAVVG | Customized | Furnace (gas) | DX-AIR | SZ-CAV | 0.8 | 3
New Construction | cAVVG | Main | Boiler (gas) | Chiller system | MZ-VAV | 0.805 | 3.05
New Construction | cAVVG | Alternative | Boiler (gas) | DX-AIR | MZ-VAV | 0.805 | 3.85
New Construction | cAVVG | Customized | Furnace (gas) | DX-AIR | SZ-CAV | 0.8 | 3
Existing | cDXOH | Main | None | DX-AIR | SZ-CAV | - | 3.65
Existing | cDXOH | Alternative | Boiler (gas) | DX-AIR | MZ-VAV | 0.8 | 3.85
Existing | cDXOH | Customized | Furnace (gas) | DX-AIR | SZ-CAV | 0.8 | 3
New Construction | cDXOH | Main | None | DX-AIR | SZ-CAV | - | 3.65
New Construction | cDXOH | Alternative | Boiler (gas) | DX-AIR | MZ-VAV | 0.8 | 3.85
New Construction | cDXOH | Customized | Furnace (gas) | DX-AIR | SZ-CAV | 0.8 | 3
Existing | cPVVG | Main | Furnace (gas) | DX-AIR | SZ-VAV | 0.8 | 3.65
Existing | cPVVG | Alternative | Boiler (gas) | DX-AIR | MZ-VAV | 0.8 | 3.85
Existing | cPVVG | Customized | Furnace (gas) | DX-AIR | SZ-CAV | 0.8 | 3
New Construction | cPVVG | Main | Furnace (gas) | DX-AIR | SZ-VAV | 0.8 | 3.65
New Construction | cPVVG | Alternative | Boiler (gas) | DX-AIR | MZ-VAV | 0.8 | 3.85
New Construction | cPVVG | Customized | Furnace (gas) | DX-AIR | SZ-CAV | 0.8 | 3
*DX Heating and cooling COPs are calculated based on coil-only input power and exclude fan power
Fan Power - Restaurant - Sit-Down
Vintage | System Name | HVAC System Identifier | Fan System | Total Static Pressure (TSP) (in w.c.) | Fan Efficiency | Fan Motor and Drive Efficiency | W/cfm | Note
Existing | cAVVG | Main | MZ-VAV | 5.362 | 0.55 | 0.9 | 1.15
Existing | cAVVG | Customized | SZ-CAV | 3.877 | 0.65 | 0.85 | 0.7
New Construction | cAVVG | Main | MZ-VAV | 5.362 | 0.55 | 0.9 | 1.15
New Construction | cAVVG | Customized | SZ-CAV | 3.877 | 0.65 | 0.85 | 0.7
Existing | cDXGF | Main | SZ-CAV | 3.877 | 0.55 | 0.87 | 0.83
Existing | cDXGF | Main | SZ-CAV | 5.362 | 0.55 | 0.9 | 1.15
Existing | cDXGF | Customized | SZ-CAV | 3.877 | 0.65 | 0.85 | 0.7
New Construction | cDXGF | Main | SZ-CAV | 3.877 | 0.55 | 0.87 | 0.83
New Construction | cDXGF | Main | SZ-CAV | 5.362 | 0.55 | 0.9 | 1.15
New Construction | cDXGF | Customized | SZ-CAV | 3.877 | 0.65 | 0.85 | 0.7
Existing | cDXHP | Main | SZ-CAV | 3.877 | 0.55 | 0.87 | 0.83
Existing | cDXHP | Main | SZ-CAV | 5.362 | 0.55 | 0.9 | 1.15
Existing | cDXHP | Customized | SZ-CAV | 3.877 | 0.65 | 0.85 | 0.7
New Construction | cDXHP | Main | SZ-CAV | 3.877 | 0.55 | 0.87 | 0.83
New Construction | cDXHP | Main | SZ-CAV | 5.362 | 0.55 | 0.9 | 1.15
New Construction | cDXHP | Customized | SZ-CAV | 3.877 | 0.65 | 0.85 | 0.7
Existing | cDXOH | Main | SZ-CAV | 3.877 | 0.55 | 0.87 | 0.83
Existing | cDXOH | Main | SZ-CAV | 5.362 | 0.55 | 0.9 | 1.15
Existing | cDXOH | Customized | SZ-CAV | 3.877 | 0.65 | 0.85 | 0.7
New Construction | cDXOH | Main | SZ-CAV | 3.877 | 0.55 | 0.87 | 0.83
New Construction | cDXOH | Main | SZ-CAV | 5.362 | 0.55 | 0.9 | 1.15
New Construction | cDXOH | Customized | SZ-CAV | 3.877 | 0.65 | 0.85 | 0.7
Existing | cPVVG | Main | SZ-VAV | 3.877 | 0.55 | 0.87 | 0.83
Existing | cPVVG | Main | SZ-VAV | 5.362 | 0.55 | 0.9 | 1.15
Existing | cPVVG | Customized | SZ-CAV | 3.877 | 0.65 | 0.85 | 0.7
New Construction | cPVVG | Main | SZ-VAV | 3.877 | 0.55 | 0.87 | 0.83
New Construction | cPVVG | Main | SZ-VAV | 5.362 | 0.55 | 0.9 | 1.15
New Construction | cPVVG | Customized | SZ-CAV | 3.877 | 0.65 | 0.85 | 0.7

## Raw_fanoverview (hidden)
Vintage | HVAC name | System type | HVAC System Identifier | Total Static Pressure (TSP) (in w.c.) | Fan Efficiency | Fan Motor and Drive Efficiency | W/cfm
Existing | cAVVG | MZ-VAV Fans | Main | 5.362 | 0.55 | 0.9 | 1.15
Existing | cAVVG | SZ-CAV Fans | Customized | 3.877 | 0.65 | 0.85 | 0.7
New Construction | cAVVG | MZ-VAV Fans | Main | 5.362 | 0.55 | 0.9 | 1.15
New Construction | cAVVG | SZ-CAV Fans | Customized | 3.877 | 0.65 | 0.85 | 0.7
Existing | cDXGF | SZ-CAV Fans | Main | 3.877 | 0.55 | 0.87 | 0.83
Existing | cDXGF | SZ-CAV Fans | Main | 5.362 | 0.55 | 0.9 | 1.15
Existing | cDXGF | SZ-CAV Fans | Customized | 3.877 | 0.65 | 0.85 | 0.7
New Construction | cDXGF | SZ-CAV Fans | Main | 3.877 | 0.55 | 0.87 | 0.83
New Construction | cDXGF | SZ-CAV Fans | Main | 5.362 | 0.55 | 0.9 | 1.15
New Construction | cDXGF | SZ-CAV Fans | Customized | 3.877 | 0.65 | 0.85 | 0.7
Existing | cDXHP | SZ-CAV Fans | Main | 3.877 | 0.55 | 0.87 | 0.83
Existing | cDXHP | SZ-CAV Fans | Main | 5.362 | 0.55 | 0.9 | 1.15
Existing | cDXHP | SZ-CAV Fans | Customized | 3.877 | 0.65 | 0.85 | 0.7
New Construction | cDXHP | SZ-CAV Fans | Main | 3.877 | 0.55 | 0.87 | 0.83
New Construction | cDXHP | SZ-CAV Fans | Main | 5.362 | 0.55 | 0.9 | 1.15
New Construction | cDXHP | SZ-CAV Fans | Customized | 3.877 | 0.65 | 0.85 | 0.7
Existing | cDXOH | SZ-CAV Fans | Main | 3.877 | 0.55 | 0.87 | 0.83
Existing | cDXOH | SZ-CAV Fans | Main | 5.362 | 0.55 | 0.9 | 1.15
Existing | cDXOH | SZ-CAV Fans | Customized | 3.877 | 0.65 | 0.85 | 0.7
New Construction | cDXOH | SZ-CAV Fans | Main | 3.877 | 0.55 | 0.87 | 0.83
New Construction | cDXOH | SZ-CAV Fans | Main | 5.362 | 0.55 | 0.9 | 1.15
New Construction | cDXOH | SZ-CAV Fans | Customized | 3.877 | 0.65 | 0.85 | 0.7
Existing | cPVVG | SZ-VAV Fans | Main | 3.877 | 0.55 | 0.87 | 0.83
Existing | cPVVG | SZ-VAV Fans | Main | 5.362 | 0.55 | 0.9 | 1.15
Existing | cPVVG | SZ-CAV Fans | Customized | 3.877 | 0.65 | 0.85 | 0.7
New Construction | cPVVG | SZ-VAV Fans | Main | 3.877 | 0.55 | 0.87 | 0.83
New Construction | cPVVG | SZ-VAV Fans | Main | 5.362 | 0.55 | 0.9 | 1.15
New Construction | cPVVG | SZ-CAV Fans | Customized | 3.877 | 0.65 | 0.85 | 0.7

## Raw_hvac (hidden)
Vintage | System Name | HVAC System Identifier | Air Distribution | Heating Efficiency | Cooling Efficiency | Cooling Coil Type | Heating Coil Type
Existing | cAVVG | Main | MZ-VAV | 0.805 | 3.05
Existing | cAVVG | Alternative | MZ-VAV | 0.805 | 3.85 | DX-AIR | WATER
Existing | cAVVG | Customized | SZ-CAV | 0.8 | 3 | DX-AIR | COMBUSTION
New Construction | cAVVG | Main | MZ-VAV | 0.805 | 3.05
New Construction | cAVVG | Alternative | MZ-VAV | 0.805 | 3.85 | DX-AIR | WATER
New Construction | cAVVG | Customized | SZ-CAV | 0.8 | 3 | DX-AIR | COMBUSTION
Existing | cDXGF | Main | SZ-CAV | 0.8 | 3.65
Existing | cDXGF | Alternative | MZ-VAV | 0.8 | 3.85 | DX-AIR | WATER
Existing | cDXGF | Customized | SZ-CAV | 0.8 | 3 | DX-AIR | COMBUSTION
New Construction | cDXGF | Main | SZ-CAV | 0.8 | 3.65
New Construction | cDXGF | Alternative | MZ-VAV | 0.8 | 3.85 | DX-AIR | WATER
New Construction | cDXGF | Customized | SZ-CAV | 0.8 | 3 | DX-AIR | COMBUSTION
Existing | cDXHP | Main | SZ-CAV | 3.738 | 3.65
Existing | cDXHP | Alternative | MZ-VAV | 0.8 | 3.85 | DX-AIR | WATER
Existing | cDXHP | Customized | SZ-CAV | 0.8 | 3 | DX-AIR | COMBUSTION
New Construction | cDXHP | Main | SZ-CAV | 3.738 | 3.65
New Construction | cDXHP | Alternative | MZ-VAV | 0.8 | 3.85 | DX-AIR | WATER
New Construction | cDXHP | Customized | SZ-CAV | 0.8 | 3 | DX-AIR | COMBUSTION
Existing | cDXOH | Main | SZ-CAV | - | 3.65
Existing | cDXOH | Alternative | MZ-VAV | 0.8 | 3.85 | DX-AIR | WATER
Existing | cDXOH | Customized | SZ-CAV | 0.8 | 3 | DX-AIR | COMBUSTION
New Construction | cDXOH | Main | SZ-CAV | - | 3.65
New Construction | cDXOH | Alternative | MZ-VAV | 0.8 | 3.85 | DX-AIR | WATER
New Construction | cDXOH | Customized | SZ-CAV | 0.8 | 3 | DX-AIR | COMBUSTION
Existing | cPVVG | Main | SZ-VAV | 0.8 | 3.65
Existing | cPVVG | Alternative | MZ-VAV | 0.8 | 3.85 | DX-AIR | WATER
Existing | cPVVG | Customized | SZ-CAV | 0.8 | 3 | DX-AIR | COMBUSTION
New Construction | cPVVG | Main | SZ-VAV | 0.8 | 3.65
New Construction | cPVVG | Alternative | MZ-VAV | 0.8 | 3.85 | DX-AIR | WATER
New Construction | cPVVG | Customized | SZ-CAV | 0.8 | 3 | DX-AIR | COMBUSTION

## Ventilation
Outdoor Airflow Rate - Restaurant - Sit-Down | [19 empty] | Zone Type
Zone Type | Floor area (ft²) | cfm/person | cfm/ft² | cfm | Notes | [14 empty] | Dining_fine
Dining_fine | 2999.18 | 0 | 0.5 | 1499.59 | [15 empty] | Kitchen
Kitchen | 1603.08 | 0 | 0.15 | 240.462 | [15 empty] | Lobby
Lobby | 800.58 | 0 | 0.5 | 400.29 | [15 empty] | Restroom
Restroom | 200.24 | 0 | 0 | 0
OA Controller - Restaurant - Sit-Down
Element | Vintage | Unit | CZ01 | CZ02 | CZ03 | CZ04 | CZ05 | CZ06 | CZ07 | CZ08 | CZ09 | CZ10 | CZ11 | CZ12 | CZ13 | CZ14 | CZ15 | CZ16 | Notes
Economizer Maximum Limit Dry-Bulb Temperature | Existing | °F | 75 | 73 | 75 | 73 | 75 | 71 | 69 | 71 | 71 | 73 | 75 | 75 | 75 | 75 | 75 | 75
| New Construction | °F | 75 | 73 | 75 | 73 | 75 | 71 | 69 | 71 | 71 | 73 | 75 | 75 | 75 | 75 | 75 | 75
Exhaust hood - Restaurant - Sit-Down
Type of Hood | Max Exhaust Flow Rate (cfm/ft) | Hood Length (ft) | Hood Exhaust Rate (cfm) | Note
- | - | - | -

## Raw_outdoorairflowrate (hidden)
Zone Type | Floor Area (ft2) | cfm/person | cfm/ft2
Dining_fine | 2999.18 | 0 | 0.5
Kitchen | 1603.08 | 0 | 0.15
Lobby | 800.58 | 0 | 0.5
Restroom | 200.24 | 0 | 0

## Raw_oacontroller (hidden)
Climate Zone | Vintage | Economizer Maximum Limit Dry-Bulb Temperature (F)
CZ01 | Existing | 75
CZ02 | Existing | 73
CZ03 | Existing | 75
CZ04 | Existing | 73
CZ05 | Existing | 75
CZ06 | Existing | 71
CZ07 | Existing | 69
CZ08 | Existing | 71
CZ09 | Existing | 71
CZ10 | Existing | 73
CZ11 | Existing | 75
CZ12 | Existing | 75
CZ13 | Existing | 75
CZ14 | Existing | 75
CZ15 | Existing | 75
CZ16 | Existing | 75
CZ01 | New Construction | 75
CZ02 | New Construction | 73
CZ03 | New Construction | 75
CZ04 | New Construction | 73
CZ05 | New Construction | 75
CZ06 | New Construction | 71
CZ07 | New Construction | 69
CZ08 | New Construction | 71
CZ09 | New Construction | 71
CZ10 | New Construction | 73
CZ11 | New Construction | 75
CZ12 | New Construction | 75
CZ13 | New Construction | 75
CZ14 | New Construction | 75
CZ15 | New Construction | 75
CZ16 | New Construction | 75

## Water Heater
Water Heater - Restaurant - Sit-Down
Vintage | Fuel type | Burner Efficiency | Maximum Heater Capacity (Btu/hr) | Tank Volume (gallon) | Tank Loss |  | Notes
[5 empty] | Off Cycle (W/K) | On Cycle (W/K)
Existing | Gas | 0.8 | 159385.66 | 33.43 | 1.6282 | 1.6282
New Construction | Gas | 0.8 | 159385.66 | 33.43 | 1.6282 | 1.6282
Peak Hot Water Consumption - Restaurant - Sit-Down
Space | Floor Area (ft²) | Number of People | Hot Water Usage Specification (gal/hr per person) | Peak Hot Water Usage (gal/hr) | Peak Hot Water Usage (gal/min) | Notes
DINING EL1 EAST PERIM SPC (G.E1) | 2999.18 | 33.33 | 3.4674 | 115.5684 | 1.9261
EL1 EAST PERIM PLNM (G.E5) | 0 | 0 | 0 | 0 | 0
EL1 NORTH PERIM PLNM (G.N8) | 0 | 0 | 0 | 0 | 0
EL1 SW PERIM PLNM (G.SW6) | 0 | 0 | 0 | 0 | 0
EL1 WNW PERIM PLNM (G.WNW7) | 0 | 0 | 0 | 0 | 0
KITCHEN EL1 WNW PERIM SPC (G.WNW3) | 1603.08 | 2.5 | 1.8532 | 4.6329 | 0.077215
LOBBYWAITING EL1 SW PERIM SPC (G.SW2) | 800.58 | 33.33 | 0.14412 | 4.8035 | 0.080058
RESTROOM EL1 NORTH PERIM SPC (G.N4) | 200.24 | 5 | 0 | 0 | 0
Total (8 Space)

## Raw_waterheater (hidden)
Vintage | Burner Efficiency | Maximum Heater Capacity (Btu/h) | Tank Volume (ft3) | Tank Loss_Off Cycle (W/K) | Tank Loss_On Cycle (W/K)
Existing | 0.8 | 159385.66 | 33.43 | 1.6282 | 1.6282
New Construction | 0.8 | 159385.66 | 33.43 | 1.6282 | 1.6282

## Raw_dhwpeakflowbyzone (hidden)
Space | Peak hot water usage (gal/hr) | Zone Name
Dining EL1 East Perim Spc (G.E1) | 115.5684 | DINING EL1 EAST PERIM SPC (G.E1)
Kitchen EL1 WNW Perim Spc (G.WNW3) | 4.6329 | KITCHEN EL1 WNW PERIM SPC (G.WNW3)
LobbyWaiting EL1 SW Perim Spc (G.SW2) | 4.8035 | LOBBYWAITING EL1 SW PERIM SPC (G.SW2)

## Interior Lights
Interior Lighting - Restaurant - Sit-Down
Vintage | Method | Zone type | Floor area (ft²) | Lighting Power Density (Watts/ft²) | Additional Lighting Power for Portable Lighting (Watts/ft²) | Technology | Notes
Existing | Space by space | Dining_fine | 2999.18 | 1.2161 | NA | NA
Existing | Space by space | Kitchen | 1603.08 | 1.6492 | NA | NA
Existing | Space by space | Lobby | 800.58 | 1.4617 | NA | NA
Existing | Space by space | Restroom | 200.24 | 0.60144 | NA | NA
New Construction | Space by space | Dining_fine | 2999.18 | 0.39995 | NA | NA
New Construction | Space by space | Kitchen | 1603.08 | 0.94987 | NA | NA
New Construction | Space by space | Lobby | 800.58 | 0.69991 | NA | NA
New Construction | Space by space | Restroom | 200.24 | 0.64991 | NA | NA

## Ext Lighting
Exterior Lighting - Restaurant - Sit-Down
Vintage | Non-Motion Controlled Luminaires (W) | Motion-Controlled Luminaires (W) | Total (W) | Notes
Existing | NA | NA | NA
New Consturction | NA | NA | NA

## Raw_interiorlights (hidden)
Vintage | Zone Type | Floor Area (ft2) | Lighting Power Density(W/ft2)
Existing | Dining_fine | 2999.18 | 1.2161
Existing | Kitchen | 1603.08 | 1.6492
Existing | Lobby | 800.58 | 1.4617
Existing | Restroom | 200.24 | 0.60144
New Construction | Dining_fine | 2999.18 | 0.39995
New Construction | Kitchen | 1603.08 | 0.94987
New Construction | Lobby | 800.58 | 0.69991
New Construction | Restroom | 200.24 | 0.64991

## Equipment
Equipment - Restaurant - Sit-Down
Zone Type | Floor Area (ft²) | Plug Load Intensity (W/ft²) | Gas Power Density (Btu/hr-ft²)
Dining_fine | 2999.18 | 0.49992 | 0
Kitchen | 1603.08 | 7.7581 | 17.5354
Lobby | 800.58 | 0.49992 | 0
Restroom | 200.24 | 0 | 0
Refrigeration - Restaurant - Sit-Down
Refrigeration System Name | Condenser Fan Power | Refrigeration System Working Fluid | Condenser Type
Elevator - Restaurant - Sit-Down
Vintage | No. of Elevators | Cab Lighting Power Limit | Lighting Shutoff | Cab Fan Control | Fan Power Limit | Regenerative Drive Threshold | Design load (W) | Note
Existing | - | - | - | - | - | - | -
New Construction | - | - | - | - | - | - | -

## Raw_equipment (hidden)
Vintage | Zone Type | Floor Area (ft2) | Plug Load Intensity (W/ft2)
Existing | Dining_fine | 2999.18 | 0.49992
Existing | Kitchen | 1603.08 | 7.7581
Existing | Lobby | 800.58 | 0.49992
Existing | Restroom | 200.24 | 0
New Construction | Dining_fine | 2999.18 | 0.49992
New Construction | Kitchen | 1603.08 | 7.7581
New Construction | Lobby | 800.58 | 0.49992
New Construction | Restroom | 200.24 | 0

## Raw_gasequipment (hidden)
Vintage | Zone Name | Gas Loads (Btu/h-ft2) | Zone Type
Existing | Kitchen EL1 WNW Perim Spc (G.WNW3) | 17.5354 | Kitchen
New Construction | Kitchen EL1 WNW Perim Spc (G.WNW3) | 17.5354 | Kitchen

## Raw_refrigerationsystem (hidden)
Vintage | Refrigeration System Name | Condenser Fan Power | Working fluid | Condenser Type
No refrigeration system was found

## Schedules
Schedule by Hour - Restaurant - Sit-Down
Schedule Identifier | Space type | Type | Notes | Hour
|  |  |  | 1 | 2 | 3 | 4 | 5 | 6 | 7 | 8 | 9 | 10 | 11 | 12 | 13 | 14 | 15 | 16 | 17 | 18 | 19 | 20 | 21 | 22 | 23 | 24
Cooling Setpoint Schedule | Kitchen | AllOtherDays | Cooling/Heating setpoints are in °F; others are intensity (0–100%) | 75.02 | 75.02 | 75.02 | 84.92 | 84.92 | 84.92 | 84.92 | 84.92 | 84.92 | 75.02 | 75.02 | 75.02 | 75.02 | 75.02 | 75.02 | 75.02 | 75.02 | 75.02 | 75.02 | 75.02 | 75.02 | 75.02 | 75.02 | 75.02
Cooling Setpoint Schedule | Kitchen | Saturdays |  | 75.02 | 75.02 | 75.02 | 84.92 | 84.92 | 84.92 | 84.92 | 84.92 | 75.02 | 75.02 | 75.02 | 75.02 | 75.02 | 75.02 | 75.02 | 75.02 | 75.02 | 75.02 | 75.02 | 75.02 | 75.02 | 75.02 | 75.02 | 75.02
Cooling Setpoint Schedule | Kitchen | Weekdays |  | 75.02 | 75.02 | 75.02 | 84.92 | 84.92 | 84.92 | 75.02 | 75.02 | 75.02 | 75.02 | 75.02 | 75.02 | 75.02 | 75.02 | 75.02 | 75.02 | 75.02 | 75.02 | 75.02 | 75.02 | 75.02 | 75.02 | 75.02 | 75.02
DHW Sch | Kitchen | AllOtherDays |  | 0.25 | 0.2 | 0.2 | 0 | 0 | 0 | 0 | 0 | 0 | 0 | 0.5 | 0.5 | 0.4 | 0.4 | 0.3 | 0.3 | 0.3 | 0.4 | 0.5 | 0.5 | 0.4 | 0.5 | 0.4 | 0.2
DHW Sch | Kitchen | Saturdays |  | 0.2 | 0.15 | 0.15 | 0 | 0 | 0 | 0 | 0 | 0 | 0.5 | 0.45 | 0.5 | 0.5 | 0.45 | 0.4 | 0.4 | 0.35 | 0.4 | 0.55 | 0.55 | 0.5 | 0.55 | 0.4 | 0.3
DHW Sch | Kitchen | Weekdays |  | 0.2 | 0.15 | 0.15 | 0 | 0 | 0 | 0 | 0.6 | 0.55 | 0.45 | 0.4 | 0.45 | 0.4 | 0.35 | 0.3 | 0.3 | 0.3 | 0.4 | 0.55 | 0.6 | 0.5 | 0.55 | 0.45 | 0.25
Elec Equip Sch | Kitchen | AllDays | bar: Hour 1 to Hour 24
Elec Equip Sch | Kitchen | AllOtherDays |  | 0.2 | 0.15 | 0.15 | 0.15 | 0.15 | 0.15 | 0.3 | 0.3 | 0.5 | 0.5 | 0.7 | 0.7 | 0.7 | 0.7 | 0.7 | 0.7 | 0.6 | 0.6 | 0.6 | 0.6 | 0.6 | 0.6 | 0.5 | 0.3
Elec Equip Sch | Kitchen | Saturdays |  | 0.2 | 0.15 | 0.15 | 0.15 | 0.15 | 0.15 | 0.3 | 0.3 | 0.6 | 0.6 | 0.8 | 0.8 | 0.8 | 0.8 | 0.8 | 0.8 | 0.8 | 0.9 | 0.9 | 0.9 | 0.9 | 0.9 | 0.5 | 0.3
Elec Equip Sch | Kitchen | Weekdays |  | 0.15 | 0.15 | 0.15 | 0.15 | 0.15 | 0.2 | 0.4 | 0.4 | 0.6 | 0.6 | 0.9 | 0.9 | 0.9 | 0.9 | 0.9 | 0.9 | 0.9 | 0.9 | 0.9 | 0.9 | 0.9 | 0.9 | 0.5 | 0.3
Heating Setpoint Schedule | Kitchen | AllOtherDays |  | 69.98 | 69.98 | 69.98 | 60.08 | 60.08 | 60.08 | 60.08 | 60.08 | 60.08 | 69.98 | 69.98 | 69.98 | 69.98 | 69.98 | 69.98 | 69.98 | 69.98 | 69.98 | 69.98 | 69.98 | 69.98 | 69.98 | 69.98 | 69.98
Heating Setpoint Schedule | Kitchen | Saturdays |  | 69.98 | 69.98 | 69.98 | 60.08 | 60.08 | 60.08 | 60.08 | 60.08 | 69.98 | 69.98 | 69.98 | 69.98 | 69.98 | 69.98 | 69.98 | 69.98 | 69.98 | 69.98 | 69.98 | 69.98 | 69.98 | 69.98 | 69.98 | 69.98
Heating Setpoint Schedule | Kitchen | Weekdays |  | 69.98 | 69.98 | 69.98 | 60.08 | 60.08 | 60.08 | 69.98 | 69.98 | 69.98 | 69.98 | 69.98 | 69.98 | 69.98 | 69.98 | 69.98 | 69.98 | 69.98 | 69.98 | 69.98 | 69.98 | 69.98 | 69.98 | 69.98 | 69.98
Infiltration Schedule | Kitchen | AllDays | bar: Hour 1 to Hour 24
Lighting Schedule | Kitchen | AllOtherDays |  | 0.2 | 0.15 | 0.15 | 0.15 | 0.15 | 0.15 | 0.3 | 0.3 | 0.45 | 0.45 | 0.65 | 0.65 | 0.65 | 0.65 | 0.65 | 0.65 | 0.55 | 0.55 | 0.55 | 0.55 | 0.55 | 0.55 | 0.45 | 0.3
Lighting Schedule | Kitchen | Saturdays |  | 0.2 | 0.15 | 0.15 | 0.15 | 0.15 | 0.15 | 0.3 | 0.3 | 0.55 | 0.55 | 0.75 | 0.75 | 0.75 | 0.75 | 0.75 | 0.75 | 0.75 | 0.85 | 0.85 | 0.85 | 0.85 | 0.85 | 0.45 | 0.3
Lighting Schedule | Kitchen | Weekdays |  | 0.15 | 0.15 | 0.15 | 0.15 | 0.15 | 0.2 | 0.35 | 0.35 | 0.55 | 0.55 | 0.85 | 0.85 | 0.85 | 0.85 | 0.85 | 0.85 | 0.85 | 0.85 | 0.85 | 0.85 | 0.85 | 0.85 | 0.45 | 0.3
OA Schedule | Kitchen | AllOtherDays |  | 1 | 1 | 1 | 0 | 0 | 0 | 0 | 0 | 0 | 1 | 1 | 1 | 1 | 1 | 1 | 1 | 1 | 1 | 1 | 1 | 1 | 1 | 1 | 1
OA Schedule | Kitchen | Saturdays |  | 1 | 1 | 1 | 0 | 0 | 0 | 0 | 0 | 1 | 1 | 1 | 1 | 1 | 1 | 1 | 1 | 1 | 1 | 1 | 1 | 1 | 1 | 1 | 1
OA Schedule | Kitchen | Weekdays |  | 1 | 1 | 1 | 0 | 0 | 0 | 1 | 1 | 1 | 1 | 1 | 1 | 1 | 1 | 1 | 1 | 1 | 1 | 1 | 1 | 1 | 1 | 1 | 1
Occupant Sch | Kitchen | AllOtherDays |  | 0.2 | 0.2 | 0.05 | 0 | 0 | 0 | 0 | 0 | 0 | 0 | 0.1 | 0.2 | 0.25 | 0.25 | 0.15 | 0.2 | 0.25 | 0.35 | 0.55 | 0.65 | 0.7 | 0.35 | 0.2 | 0.2
Occupant Sch | Kitchen | Saturdays |  | 0.3 | 0.25 | 0.05 | 0 | 0 | 0 | 0 | 0 | 0 | 0.05 | 0.2 | 0.45 | 0.5 | 0.5 | 0.35 | 0.3 | 0.3 | 0.3 | 0.7 | 0.9 | 0.7 | 0.65 | 0.55 | 0.35
Occupant Sch | Kitchen | Weekdays |  | 0.15 | 0.15 | 0.05 | 0 | 0 | 0 | 0 | 0.05 | 0.05 | 0.05 | 0.2 | 0.5 | 0.8 | 0.7 | 0.4 | 0.2 | 0.25 | 0.5 | 0.8 | 0.8 | 0.8 | 0.5 | 0.35 | 0.2
Infiltration Schedule | Plenum | AllDays | bar: Hour 1 to Hour 24
Cooling Setpoint Schedule | Restaurant | AllOtherDays |  | 75.02 | 75.02 | 75.02 | 84.92 | 84.92 | 84.92 | 84.92 | 84.92 | 84.92 | 75.02 | 75.02 | 75.02 | 75.02 | 75.02 | 75.02 | 75.02 | 75.02 | 75.02 | 75.02 | 75.02 | 75.02 | 75.02 | 75.02 | 75.02
Cooling Setpoint Schedule | Restaurant | Saturdays |  | 75.02 | 75.02 | 75.02 | 84.92 | 84.92 | 84.92 | 84.92 | 84.92 | 75.02 | 75.02 | 75.02 | 75.02 | 75.02 | 75.02 | 75.02 | 75.02 | 75.02 | 75.02 | 75.02 | 75.02 | 75.02 | 75.02 | 75.02 | 75.02
Cooling Setpoint Schedule | Restaurant | Weekdays |  | 75.02 | 75.02 | 75.02 | 84.92 | 84.92 | 84.92 | 75.02 | 75.02 | 75.02 | 75.02 | 75.02 | 75.02 | 75.02 | 75.02 | 75.02 | 75.02 | 75.02 | 75.02 | 75.02 | 75.02 | 75.02 | 75.02 | 75.02 | 75.02
DHW Sch | Restaurant | AllOtherDays |  | 0.25 | 0.2 | 0.2 | 0 | 0 | 0 | 0 | 0 | 0 | 0 | 0.5 | 0.5 | 0.4 | 0.4 | 0.3 | 0.3 | 0.3 | 0.4 | 0.5 | 0.5 | 0.4 | 0.5 | 0.4 | 0.2
DHW Sch | Restaurant | Saturdays |  | 0.2 | 0.15 | 0.15 | 0 | 0 | 0 | 0 | 0 | 0 | 0.5 | 0.45 | 0.5 | 0.5 | 0.45 | 0.4 | 0.4 | 0.35 | 0.4 | 0.55 | 0.55 | 0.5 | 0.55 | 0.4 | 0.3
DHW Sch | Restaurant | Weekdays |  | 0.2 | 0.15 | 0.15 | 0 | 0 | 0 | 0 | 0.6 | 0.55 | 0.45 | 0.4 | 0.45 | 0.4 | 0.35 | 0.3 | 0.3 | 0.3 | 0.4 | 0.55 | 0.6 | 0.5 | 0.55 | 0.45 | 0.25
Elec Equip Sch | Restaurant | AllOtherDays |  | 0.2 | 0.15 | 0.15 | 0.15 | 0.15 | 0.15 | 0.3 | 0.3 | 0.5 | 0.5 | 0.7 | 0.7 | 0.7 | 0.7 | 0.7 | 0.7 | 0.6 | 0.6 | 0.6 | 0.6 | 0.6 | 0.6 | 0.5 | 0.3
Elec Equip Sch | Restaurant | Saturdays |  | 0.2 | 0.15 | 0.15 | 0.15 | 0.15 | 0.15 | 0.3 | 0.3 | 0.6 | 0.6 | 0.8 | 0.8 | 0.8 | 0.8 | 0.8 | 0.8 | 0.8 | 0.9 | 0.9 | 0.9 | 0.9 | 0.9 | 0.5 | 0.3
Elec Equip Sch | Restaurant | Weekdays |  | 0.15 | 0.15 | 0.15 | 0.15 | 0.15 | 0.2 | 0.4 | 0.4 | 0.6 | 0.6 | 0.9 | 0.9 | 0.9 | 0.9 | 0.9 | 0.9 | 0.9 | 0.9 | 0.9 | 0.9 | 0.9 | 0.9 | 0.5 | 0.3
Heating Setpoint Schedule | Restaurant | AllOtherDays |  | 69.98 | 69.98 | 69.98 | 60.08 | 60.08 | 60.08 | 60.08 | 60.08 | 60.08 | 69.98 | 69.98 | 69.98 | 69.98 | 69.98 | 69.98 | 69.98 | 69.98 | 69.98 | 69.98 | 69.98 | 69.98 | 69.98 | 69.98 | 69.98
Heating Setpoint Schedule | Restaurant | Saturdays |  | 69.98 | 69.98 | 69.98 | 60.08 | 60.08 | 60.08 | 60.08 | 60.08 | 69.98 | 69.98 | 69.98 | 69.98 | 69.98 | 69.98 | 69.98 | 69.98 | 69.98 | 69.98 | 69.98 | 69.98 | 69.98 | 69.98 | 69.98 | 69.98
Heating Setpoint Schedule | Restaurant | Weekdays |  | 69.98 | 69.98 | 69.98 | 60.08 | 60.08 | 60.08 | 69.98 | 69.98 | 69.98 | 69.98 | 69.98 | 69.98 | 69.98 | 69.98 | 69.98 | 69.98 | 69.98 | 69.98 | 69.98 | 69.98 | 69.98 | 69.98 | 69.98 | 69.98
Infiltration Schedule | Restaurant | AllDays | bar: Hour 1 to Hour 24
Lighting Schedule | Restaurant | AllOtherDays |  | 0.2 | 0.15 | 0.15 | 0.15 | 0.15 | 0.15 | 0.3 | 0.3 | 0.45 | 0.45 | 0.65 | 0.65 | 0.65 | 0.65 | 0.65 | 0.65 | 0.55 | 0.55 | 0.55 | 0.55 | 0.55 | 0.55 | 0.45 | 0.3
Lighting Schedule | Restaurant | Saturdays |  | 0.2 | 0.15 | 0.15 | 0.15 | 0.15 | 0.15 | 0.3 | 0.3 | 0.55 | 0.55 | 0.75 | 0.75 | 0.75 | 0.75 | 0.75 | 0.75 | 0.75 | 0.85 | 0.85 | 0.85 | 0.85 | 0.85 | 0.45 | 0.3
Lighting Schedule | Restaurant | Weekdays |  | 0.15 | 0.15 | 0.15 | 0.15 | 0.15 | 0.2 | 0.35 | 0.35 | 0.55 | 0.55 | 0.85 | 0.85 | 0.85 | 0.85 | 0.85 | 0.85 | 0.85 | 0.85 | 0.85 | 0.85 | 0.85 | 0.85 | 0.45 | 0.3
OA Schedule | Restaurant | AllOtherDays |  | 1 | 1 | 1 | 0 | 0 | 0 | 0 | 0 | 0 | 1 | 1 | 1 | 1 | 1 | 1 | 1 | 1 | 1 | 1 | 1 | 1 | 1 | 1 | 1
OA Schedule | Restaurant | Saturdays |  | 1 | 1 | 1 | 0 | 0 | 0 | 0 | 0 | 1 | 1 | 1 | 1 | 1 | 1 | 1 | 1 | 1 | 1 | 1 | 1 | 1 | 1 | 1 | 1
OA Schedule | Restaurant | Weekdays |  | 1 | 1 | 1 | 0 | 0 | 0 | 1 | 1 | 1 | 1 | 1 | 1 | 1 | 1 | 1 | 1 | 1 | 1 | 1 | 1 | 1 | 1 | 1 | 1
Occupant Sch | Restaurant | AllOtherDays |  | 0.2 | 0.2 | 0.05 | 0 | 0 | 0 | 0 | 0 | 0 | 0 | 0.1 | 0.2 | 0.25 | 0.25 | 0.15 | 0.2 | 0.25 | 0.35 | 0.55 | 0.65 | 0.7 | 0.35 | 0.2 | 0.2
Occupant Sch | Restaurant | Saturdays |  | 0.3 | 0.25 | 0.05 | 0 | 0 | 0 | 0 | 0 | 0 | 0.05 | 0.2 | 0.45 | 0.5 | 0.5 | 0.35 | 0.3 | 0.3 | 0.3 | 0.7 | 0.9 | 0.7 | 0.65 | 0.55 | 0.35
Occupant Sch | Restaurant | Weekdays |  | 0.15 | 0.15 | 0.05 | 0 | 0 | 0 | 0 | 0.05 | 0.05 | 0.05 | 0.2 | 0.5 | 0.8 | 0.7 | 0.4 | 0.2 | 0.25 | 0.5 | 0.8 | 0.8 | 0.8 | 0.5 | 0.35 | 0.2

## Schedule_Figures
Schedule Figures (linked to Schedules tab)

## Raw_schedule (hidden)
Schedule Identifier | Schedule Name | Type | 1 | 2 | 3 | 4 | 5 | 6 | 7 | 8 | 9 | 10 | 11 | 12 | 13 | 14 | 15 | 16 | 17 | 18 | 19 | 20 | 21 | 22 | 23 | 24
Kitchen | Cooling Setpoint Schedule | AllOtherDays | 75.02 | 75.02 | 75.02 | 84.92 | 84.92 | 84.92 | 84.92 | 84.92 | 84.92 | 75.02 | 75.02 | 75.02 | 75.02 | 75.02 | 75.02 | 75.02 | 75.02 | 75.02 | 75.02 | 75.02 | 75.02 | 75.02 | 75.02 | 75.02
Kitchen | Cooling Setpoint Schedule | Saturdays | 75.02 | 75.02 | 75.02 | 84.92 | 84.92 | 84.92 | 84.92 | 84.92 | 75.02 | 75.02 | 75.02 | 75.02 | 75.02 | 75.02 | 75.02 | 75.02 | 75.02 | 75.02 | 75.02 | 75.02 | 75.02 | 75.02 | 75.02 | 75.02
Kitchen | Cooling Setpoint Schedule | Weekdays | 75.02 | 75.02 | 75.02 | 84.92 | 84.92 | 84.92 | 75.02 | 75.02 | 75.02 | 75.02 | 75.02 | 75.02 | 75.02 | 75.02 | 75.02 | 75.02 | 75.02 | 75.02 | 75.02 | 75.02 | 75.02 | 75.02 | 75.02 | 75.02
Kitchen | DHW Sch | AllOtherDays | 0.25 | 0.2 | 0.2 | 0 | 0 | 0 | 0 | 0 | 0 | 0 | 0.5 | 0.5 | 0.4 | 0.4 | 0.3 | 0.3 | 0.3 | 0.4 | 0.5 | 0.5 | 0.4 | 0.5 | 0.4 | 0.2
Kitchen | DHW Sch | Saturdays | 0.2 | 0.15 | 0.15 | 0 | 0 | 0 | 0 | 0 | 0 | 0.5 | 0.45 | 0.5 | 0.5 | 0.45 | 0.4 | 0.4 | 0.35 | 0.4 | 0.55 | 0.55 | 0.5 | 0.55 | 0.4 | 0.3
Kitchen | DHW Sch | Weekdays | 0.2 | 0.15 | 0.15 | 0 | 0 | 0 | 0 | 0.6 | 0.55 | 0.45 | 0.4 | 0.45 | 0.4 | 0.35 | 0.3 | 0.3 | 0.3 | 0.4 | 0.55 | 0.6 | 0.5 | 0.55 | 0.45 | 0.25
Kitchen | Elec Equip Sch | AllDays | 1 | 1 | 1 | 1 | 1 | 1 | 1 | 1 | 1 | 1 | 1 | 1 | 1 | 1 | 1 | 1 | 1 | 1 | 1 | 1 | 1 | 1 | 1 | 1
Kitchen | Elec Equip Sch | AllOtherDays | 0.2 | 0.15 | 0.15 | 0.15 | 0.15 | 0.15 | 0.3 | 0.3 | 0.5 | 0.5 | 0.7 | 0.7 | 0.7 | 0.7 | 0.7 | 0.7 | 0.6 | 0.6 | 0.6 | 0.6 | 0.6 | 0.6 | 0.5 | 0.3
Kitchen | Elec Equip Sch | Saturdays | 0.2 | 0.15 | 0.15 | 0.15 | 0.15 | 0.15 | 0.3 | 0.3 | 0.6 | 0.6 | 0.8 | 0.8 | 0.8 | 0.8 | 0.8 | 0.8 | 0.8 | 0.9 | 0.9 | 0.9 | 0.9 | 0.9 | 0.5 | 0.3
Kitchen | Elec Equip Sch | Weekdays | 0.15 | 0.15 | 0.15 | 0.15 | 0.15 | 0.2 | 0.4 | 0.4 | 0.6 | 0.6 | 0.9 | 0.9 | 0.9 | 0.9 | 0.9 | 0.9 | 0.9 | 0.9 | 0.9 | 0.9 | 0.9 | 0.9 | 0.5 | 0.3
Kitchen | Heating Setpoint Schedule | AllOtherDays | 69.98 | 69.98 | 69.98 | 60.08 | 60.08 | 60.08 | 60.08 | 60.08 | 60.08 | 69.98 | 69.98 | 69.98 | 69.98 | 69.98 | 69.98 | 69.98 | 69.98 | 69.98 | 69.98 | 69.98 | 69.98 | 69.98 | 69.98 | 69.98
Kitchen | Heating Setpoint Schedule | Saturdays | 69.98 | 69.98 | 69.98 | 60.08 | 60.08 | 60.08 | 60.08 | 60.08 | 69.98 | 69.98 | 69.98 | 69.98 | 69.98 | 69.98 | 69.98 | 69.98 | 69.98 | 69.98 | 69.98 | 69.98 | 69.98 | 69.98 | 69.98 | 69.98
Kitchen | Heating Setpoint Schedule | Weekdays | 69.98 | 69.98 | 69.98 | 60.08 | 60.08 | 60.08 | 69.98 | 69.98 | 69.98 | 69.98 | 69.98 | 69.98 | 69.98 | 69.98 | 69.98 | 69.98 | 69.98 | 69.98 | 69.98 | 69.98 | 69.98 | 69.98 | 69.98 | 69.98
Kitchen | Infiltration Schedule | AllDays | 1 | 1 | 1 | 1 | 1 | 1 | 1 | 1 | 1 | 1 | 1 | 1 | 1 | 1 | 1 | 1 | 1 | 1 | 1 | 1 | 1 | 1 | 1 | 1
Kitchen | Lighting Schedule | AllOtherDays | 0.2 | 0.15 | 0.15 | 0.15 | 0.15 | 0.15 | 0.3 | 0.3 | 0.45 | 0.45 | 0.65 | 0.65 | 0.65 | 0.65 | 0.65 | 0.65 | 0.55 | 0.55 | 0.55 | 0.55 | 0.55 | 0.55 | 0.45 | 0.3
Kitchen | Lighting Schedule | Saturdays | 0.2 | 0.15 | 0.15 | 0.15 | 0.15 | 0.15 | 0.3 | 0.3 | 0.55 | 0.55 | 0.75 | 0.75 | 0.75 | 0.75 | 0.75 | 0.75 | 0.75 | 0.85 | 0.85 | 0.85 | 0.85 | 0.85 | 0.45 | 0.3
Kitchen | Lighting Schedule | Weekdays | 0.15 | 0.15 | 0.15 | 0.15 | 0.15 | 0.2 | 0.35 | 0.35 | 0.55 | 0.55 | 0.85 | 0.85 | 0.85 | 0.85 | 0.85 | 0.85 | 0.85 | 0.85 | 0.85 | 0.85 | 0.85 | 0.85 | 0.45 | 0.3
Kitchen | OA Schedule | AllOtherDays | 1 | 1 | 1 | 0 | 0 | 0 | 0 | 0 | 0 | 1 | 1 | 1 | 1 | 1 | 1 | 1 | 1 | 1 | 1 | 1 | 1 | 1 | 1 | 1
Kitchen | OA Schedule | Saturdays | 1 | 1 | 1 | 0 | 0 | 0 | 0 | 0 | 1 | 1 | 1 | 1 | 1 | 1 | 1 | 1 | 1 | 1 | 1 | 1 | 1 | 1 | 1 | 1
Kitchen | OA Schedule | Weekdays | 1 | 1 | 1 | 0 | 0 | 0 | 1 | 1 | 1 | 1 | 1 | 1 | 1 | 1 | 1 | 1 | 1 | 1 | 1 | 1 | 1 | 1 | 1 | 1
Kitchen | Occupant Sch | AllOtherDays | 0.2 | 0.2 | 0.05 | 0 | 0 | 0 | 0 | 0 | 0 | 0 | 0.1 | 0.2 | 0.25 | 0.25 | 0.15 | 0.2 | 0.25 | 0.35 | 0.55 | 0.65 | 0.7 | 0.35 | 0.2 | 0.2
Kitchen | Occupant Sch | Saturdays | 0.3 | 0.25 | 0.05 | 0 | 0 | 0 | 0 | 0 | 0 | 0.05 | 0.2 | 0.45 | 0.5 | 0.5 | 0.35 | 0.3 | 0.3 | 0.3 | 0.7 | 0.9 | 0.7 | 0.65 | 0.55 | 0.35
Kitchen | Occupant Sch | Weekdays | 0.15 | 0.15 | 0.05 | 0 | 0 | 0 | 0 | 0.05 | 0.05 | 0.05 | 0.2 | 0.5 | 0.8 | 0.7 | 0.4 | 0.2 | 0.25 | 0.5 | 0.8 | 0.8 | 0.8 | 0.5 | 0.35 | 0.2
Plenum | Infiltration Schedule | AllDays | 1 | 1 | 1 | 1 | 1 | 1 | 1 | 1 | 1 | 1 | 1 | 1 | 1 | 1 | 1 | 1 | 1 | 1 | 1 | 1 | 1 | 1 | 1 | 1
Restaurant | Cooling Setpoint Schedule | AllOtherDays | 75.02 | 75.02 | 75.02 | 84.92 | 84.92 | 84.92 | 84.92 | 84.92 | 84.92 | 75.02 | 75.02 | 75.02 | 75.02 | 75.02 | 75.02 | 75.02 | 75.02 | 75.02 | 75.02 | 75.02 | 75.02 | 75.02 | 75.02 | 75.02
Restaurant | Cooling Setpoint Schedule | Saturdays | 75.02 | 75.02 | 75.02 | 84.92 | 84.92 | 84.92 | 84.92 | 84.92 | 75.02 | 75.02 | 75.02 | 75.02 | 75.02 | 75.02 | 75.02 | 75.02 | 75.02 | 75.02 | 75.02 | 75.02 | 75.02 | 75.02 | 75.02 | 75.02
Restaurant | Cooling Setpoint Schedule | Weekdays | 75.02 | 75.02 | 75.02 | 84.92 | 84.92 | 84.92 | 75.02 | 75.02 | 75.02 | 75.02 | 75.02 | 75.02 | 75.02 | 75.02 | 75.02 | 75.02 | 75.02 | 75.02 | 75.02 | 75.02 | 75.02 | 75.02 | 75.02 | 75.02
Restaurant | DHW Sch | AllOtherDays | 0.25 | 0.2 | 0.2 | 0 | 0 | 0 | 0 | 0 | 0 | 0 | 0.5 | 0.5 | 0.4 | 0.4 | 0.3 | 0.3 | 0.3 | 0.4 | 0.5 | 0.5 | 0.4 | 0.5 | 0.4 | 0.2
Restaurant | DHW Sch | Saturdays | 0.2 | 0.15 | 0.15 | 0 | 0 | 0 | 0 | 0 | 0 | 0.5 | 0.45 | 0.5 | 0.5 | 0.45 | 0.4 | 0.4 | 0.35 | 0.4 | 0.55 | 0.55 | 0.5 | 0.55 | 0.4 | 0.3
Restaurant | DHW Sch | Weekdays | 0.2 | 0.15 | 0.15 | 0 | 0 | 0 | 0 | 0.6 | 0.55 | 0.45 | 0.4 | 0.45 | 0.4 | 0.35 | 0.3 | 0.3 | 0.3 | 0.4 | 0.55 | 0.6 | 0.5 | 0.55 | 0.45 | 0.25
Restaurant | Elec Equip Sch | AllOtherDays | 0.2 | 0.15 | 0.15 | 0.15 | 0.15 | 0.15 | 0.3 | 0.3 | 0.5 | 0.5 | 0.7 | 0.7 | 0.7 | 0.7 | 0.7 | 0.7 | 0.6 | 0.6 | 0.6 | 0.6 | 0.6 | 0.6 | 0.5 | 0.3
Restaurant | Elec Equip Sch | Saturdays | 0.2 | 0.15 | 0.15 | 0.15 | 0.15 | 0.15 | 0.3 | 0.3 | 0.6 | 0.6 | 0.8 | 0.8 | 0.8 | 0.8 | 0.8 | 0.8 | 0.8 | 0.9 | 0.9 | 0.9 | 0.9 | 0.9 | 0.5 | 0.3
Restaurant | Elec Equip Sch | Weekdays | 0.15 | 0.15 | 0.15 | 0.15 | 0.15 | 0.2 | 0.4 | 0.4 | 0.6 | 0.6 | 0.9 | 0.9 | 0.9 | 0.9 | 0.9 | 0.9 | 0.9 | 0.9 | 0.9 | 0.9 | 0.9 | 0.9 | 0.5 | 0.3
Restaurant | Heating Setpoint Schedule | AllOtherDays | 69.98 | 69.98 | 69.98 | 60.08 | 60.08 | 60.08 | 60.08 | 60.08 | 60.08 | 69.98 | 69.98 | 69.98 | 69.98 | 69.98 | 69.98 | 69.98 | 69.98 | 69.98 | 69.98 | 69.98 | 69.98 | 69.98 | 69.98 | 69.98
Restaurant | Heating Setpoint Schedule | Saturdays | 69.98 | 69.98 | 69.98 | 60.08 | 60.08 | 60.08 | 60.08 | 60.08 | 69.98 | 69.98 | 69.98 | 69.98 | 69.98 | 69.98 | 69.98 | 69.98 | 69.98 | 69.98 | 69.98 | 69.98 | 69.98 | 69.98 | 69.98 | 69.98
Restaurant | Heating Setpoint Schedule | Weekdays | 69.98 | 69.98 | 69.98 | 60.08 | 60.08 | 60.08 | 69.98 | 69.98 | 69.98 | 69.98 | 69.98 | 69.98 | 69.98 | 69.98 | 69.98 | 69.98 | 69.98 | 69.98 | 69.98 | 69.98 | 69.98 | 69.98 | 69.98 | 69.98
Restaurant | Infiltration Schedule | AllDays | 1 | 1 | 1 | 1 | 1 | 1 | 1 | 1 | 1 | 1 | 1 | 1 | 1 | 1 | 1 | 1 | 1 | 1 | 1 | 1 | 1 | 1 | 1 | 1
Restaurant | Lighting Schedule | AllOtherDays | 0.2 | 0.15 | 0.15 | 0.15 | 0.15 | 0.15 | 0.3 | 0.3 | 0.45 | 0.45 | 0.65 | 0.65 | 0.65 | 0.65 | 0.65 | 0.65 | 0.55 | 0.55 | 0.55 | 0.55 | 0.55 | 0.55 | 0.45 | 0.3
Restaurant | Lighting Schedule | Saturdays | 0.2 | 0.15 | 0.15 | 0.15 | 0.15 | 0.15 | 0.3 | 0.3 | 0.55 | 0.55 | 0.75 | 0.75 | 0.75 | 0.75 | 0.75 | 0.75 | 0.75 | 0.85 | 0.85 | 0.85 | 0.85 | 0.85 | 0.45 | 0.3
Restaurant | Lighting Schedule | Weekdays | 0.15 | 0.15 | 0.15 | 0.15 | 0.15 | 0.2 | 0.35 | 0.35 | 0.55 | 0.55 | 0.85 | 0.85 | 0.85 | 0.85 | 0.85 | 0.85 | 0.85 | 0.85 | 0.85 | 0.85 | 0.85 | 0.85 | 0.45 | 0.3
Restaurant | OA Schedule | AllOtherDays | 1 | 1 | 1 | 0 | 0 | 0 | 0 | 0 | 0 | 1 | 1 | 1 | 1 | 1 | 1 | 1 | 1 | 1 | 1 | 1 | 1 | 1 | 1 | 1
Restaurant | OA Schedule | Saturdays | 1 | 1 | 1 | 0 | 0 | 0 | 0 | 0 | 1 | 1 | 1 | 1 | 1 | 1 | 1 | 1 | 1 | 1 | 1 | 1 | 1 | 1 | 1 | 1
Restaurant | OA Schedule | Weekdays | 1 | 1 | 1 | 0 | 0 | 0 | 1 | 1 | 1 | 1 | 1 | 1 | 1 | 1 | 1 | 1 | 1 | 1 | 1 | 1 | 1 | 1 | 1 | 1
Restaurant | Occupant Sch | AllOtherDays | 0.2 | 0.2 | 0.05 | 0 | 0 | 0 | 0 | 0 | 0 | 0 | 0.1 | 0.2 | 0.25 | 0.25 | 0.15 | 0.2 | 0.25 | 0.35 | 0.55 | 0.65 | 0.7 | 0.35 | 0.2 | 0.2
Restaurant | Occupant Sch | Saturdays | 0.3 | 0.25 | 0.05 | 0 | 0 | 0 | 0 | 0 | 0 | 0.05 | 0.2 | 0.45 | 0.5 | 0.5 | 0.35 | 0.3 | 0.3 | 0.3 | 0.7 | 0.9 | 0.7 | 0.65 | 0.55 | 0.35
Restaurant | Occupant Sch | Weekdays | 0.15 | 0.15 | 0.05 | 0 | 0 | 0 | 0 | 0.05 | 0.05 | 0.05 | 0.2 | 0.5 | 0.8 | 0.7 | 0.4 | 0.2 | 0.25 | 0.5 | 0.8 | 0.8 | 0.8 | 0.5 | 0.35 | 0.2

## Energy Usage
Energy Consumption - Restaurant - Sit-Down
Climate Zone | HVAC Type | Vintage | Total Floorspace (Excluding Plenums and Crawl Space) (ft²) | Annual Electricity Intensity (kBtu/ft²) | Annual Gas Intensity (kBtu/ft²) | Notes
CZ01 | cAVVG | Existing | 5603.08 | 64.4725 | 91.5547
CZ01 | cAVVG | New Construction | 5603.08 | 51.6047 | 97.7992
CZ01 | cDXGF | Existing | 5603.08 | 66.3498 | 89.6264
CZ01 | cDXGF | New Construction | 5603.08 | 51.7526 | 96.9114
CZ01 | cDXHP | Existing | 5603.08 | 67.0245 | 86.9446
CZ01 | cDXHP | New Construction | 5603.08 | 52.8133 | 92.5542
CZ01 | cDXOH | Existing | 5603.08 | 66.3034 | 87.0964
CZ01 | cDXOH | New Construction | 5603.08 | 51.6717 | 92.6308
CZ01 | cPVVG | Existing | 5603.08 | 63.9361 | 91.1475
CZ01 | cPVVG | New Construction | 5603.08 | 50.1581 | 98.2958
CZ02 | cAVVG | Existing | 5603.08 | 71.5222 | 85.1232
CZ02 | cAVVG | New Construction | 5603.08 | 56.7615 | 87.2174
CZ02 | cDXGF | Existing | 5603.08 | 73.6077 | 83.5982
CZ02 | cDXGF | New Construction | 5603.08 | 57.2784 | 86.3285
CZ02 | cDXHP | Existing | 5603.08 | 74.0245 | 82.0694
CZ02 | cDXHP | New Construction | 5603.08 | 57.9005 | 83.9422
CZ02 | cDXOH | Existing | 5603.08 | 73.5774 | 82.1528
CZ02 | cDXOH | New Construction | 5603.08 | 57.2263 | 83.9728
CZ02 | cPVVG | Existing | 5603.08 | 70.8868 | 84.5287
CZ02 | cPVVG | New Construction | 5603.08 | 55.5092 | 87.1836
CZ03 | cAVVG | Existing | 5603.08 | 66.9055 | 77.3368
CZ03 | cAVVG | New Construction | 5603.08 | 53.3903 | 80.937
CZ03 | cDXGF | Existing | 5603.08 | 69.428 | 76.3213
CZ03 | cDXGF | New Construction | 5603.08 | 54.3862 | 79.9428
CZ03 | cDXHP | Existing | 5603.08 | 69.6177 | 75.5523
CZ03 | cDXHP | New Construction | 5603.08 | 54.7675 | 78.3737
CZ03 | cDXOH | Existing | 5603.08 | 69.4141 | 75.5936
CZ03 | cDXOH | New Construction | 5603.08 | 54.354 | 78.3561
CZ03 | cPVVG | Existing | 5603.08 | 66.8191 | 76.9766
CZ03 | cPVVG | New Construction | 5603.08 | 52.6008 | 80.7728
CZ04 | cAVVG | Existing | 5603.08 | 73.1357 | 79.1178
CZ04 | cAVVG | New Construction | 5603.08 | 57.7678 | 80.4904
CZ04 | cDXGF | Existing | 5603.08 | 75.2509 | 77.9992
CZ04 | cDXGF | New Construction | 5603.08 | 58.3836 | 79.6303
CZ04 | cDXHP | Existing | 5603.08 | 75.4169 | 77.3309
CZ04 | cDXHP | New Construction | 5603.08 | 58.7074 | 78.3239
CZ04 | cDXOH | Existing | 5603.08 | 75.2356 | 77.358
CZ04 | cDXOH | New Construction | 5603.08 | 58.3555 | 78.3151
CZ04 | cPVVG | Existing | 5603.08 | 72.5483 | 78.6166
CZ04 | cPVVG | New Construction | 5603.08 | 56.6228 | 80.2983
CZ05 | cAVVG | Existing | 5603.08 | 68.3051 | 77.738
CZ05 | cAVVG | New Construction | 5603.08 | 54.4833 | 82.1483
CZ05 | cDXGF | Existing | 5603.08 | 70.6331 | 76.9014
CZ05 | cDXGF | New Construction | 5603.08 | 55.3146 | 81.2053
CZ05 | cDXHP | Existing | 5603.08 | 70.8228 | 76.1765
CZ05 | cDXHP | New Construction | 5603.08 | 55.7155 | 79.6245
CZ05 | cDXOH | Existing | 5603.08 | 70.6178 | 76.2078
CZ05 | cDXOH | New Construction | 5603.08 | 55.2836 | 79.6131
CZ05 | cPVVG | Existing | 5603.08 | 68.1035 | 77.4956
CZ05 | cPVVG | New Construction | 5603.08 | 53.5825 | 81.9685
CZ06 | cAVVG | Existing | 5603.08 | 73.2836 | 68.823
CZ06 | cAVVG | New Construction | 5603.08 | 57.5689 | 71.1524
CZ06 | cDXGF | Existing | 5603.08 | 74.8869 | 68.5529
CZ06 | cDXGF | New Construction | 5603.08 | 58.2811 | 70.5798
CZ06 | cDXHP | Existing | 5603.08 | 74.8269 | 68.4813
CZ06 | cDXHP | New Construction | 5603.08 | 58.3276 | 70.2978
CZ06 | cDXOH | Existing | 5603.08 | 74.896 | 68.477
CZ06 | cDXOH | New Construction | 5603.08 | 58.2967 | 70.2948
CZ06 | cPVVG | Existing | 5603.08 | 72.4849 | 68.7296
CZ06 | cPVVG | New Construction | 5603.08 | 56.5198 | 70.8825
CZ07 | cAVVG | Existing | 5603.08 | 74.8479 | 68.8447
CZ07 | cAVVG | New Construction | 5603.08 | 59.3011 | 71.7379
CZ07 | cDXGF | Existing | 5603.08 | 75.6924 | 68.4998
CZ07 | cDXGF | New Construction | 5603.08 | 59.4808 | 70.8697
CZ07 | cDXHP | Existing | 5603.08 | 75.6558 | 68.4365
CZ07 | cDXHP | New Construction | 5603.08 | 59.5059 | 70.5637
CZ07 | cDXOH | Existing | 5603.08 | 75.6907 | 68.4408
CZ07 | cDXOH | New Construction | 5603.08 | 59.4664 | 70.5577
CZ07 | cPVVG | Existing | 5603.08 | 73.277 | 68.6634
CZ07 | cPVVG | New Construction | 5603.08 | 57.6702 | 71.1142
CZ08 | cAVVG | Existing | 5603.08 | 78.1833 | 73.1375
CZ08 | cAVVG | New Construction | 5603.08 | 61.6478 | 75.8725
CZ08 | cDXGF | Existing | 5603.08 | 79.5051 | 72.5191
CZ08 | cDXGF | New Construction | 5603.08 | 61.9972 | 74.8962
CZ08 | cDXHP | Existing | 5603.08 | 79.5161 | 72.3549
CZ08 | cDXHP | New Construction | 5603.08 | 62.1006 | 74.4158
CZ08 | cDXOH | Existing | 5603.08 | 79.498 | 72.3643
CZ08 | cDXOH | New Construction | 5603.08 | 61.9916 | 74.4088
CZ08 | cPVVG | Existing | 5603.08 | 76.9035 | 72.7555
CZ08 | cPVVG | New Construction | 5603.08 | 60.1556 | 75.245
CZ09 | cAVVG | Existing | 5603.08 | 81.3677 | 73.0786
CZ09 | cAVVG | New Construction | 5603.08 | 62.7355 | 74.3225
CZ09 | cDXGF | Existing | 5603.08 | 82.5783 | 72.3833
CZ09 | cDXGF | New Construction | 5603.08 | 62.8735 | 73.4994
CZ09 | cDXHP | Existing | 5603.08 | 82.5804 | 72.2734
CZ09 | cDXHP | New Construction | 5603.08 | 62.9418 | 73.1599
CZ09 | cDXOH | Existing | 5603.08 | 82.5842 | 72.2839
CZ09 | cDXOH | New Construction | 5603.08 | 62.9054 | 73.2199
CZ09 | cPVVG | Existing | 5603.08 | 79.8778 | 72.5903
CZ09 | cPVVG | New Construction | 5603.08 | 61.1347 | 73.779
CZ10 | cAVVG | Existing | 5603.08 | 87.1217 | 80.3657
CZ10 | cAVVG | New Construction | 5603.08 | 67.8515 | 81.2667
CZ10 | cDXGF | Existing | 5603.08 | 87.8257 | 79.0846
CZ10 | cDXGF | New Construction | 5603.08 | 67.7986 | 80.1766
CZ10 | cDXHP | Existing | 5603.08 | 87.9618 | 78.5962
CZ10 | cDXHP | New Construction | 5603.08 | 68.0254 | 79.2935
CZ10 | cDXOH | Existing | 5603.08 | 87.8114 | 78.6173
CZ10 | cDXOH | New Construction | 5603.08 | 67.7748 | 79.2814
CZ10 | cPVVG | Existing | 5603.08 | 85.1746 | 79.4973
CZ10 | cPVVG | New Construction | 5603.08 | 65.9555 | 80.5953
CZ11 | cAVVG | Existing | 5603.08 | 89.9646 | 91.5762
CZ11 | cAVVG | New Construction | 5603.08 | 68.6963 | 88.4636
CZ11 | cDXGF | Existing | 5603.08 | 90.8731 | 89.2682
CZ11 | cDXGF | New Construction | 5603.08 | 68.5128 | 87.1905
CZ11 | cDXHP | Existing | 5603.08 | 91.3131 | 87.692
CZ11 | cDXHP | New Construction | 5603.08 | 69.0953 | 84.9309
CZ11 | cDXOH | Existing | 5603.08 | 90.8441 | 87.7844
CZ11 | cDXOH | New Construction | 5603.08 | 68.4703 | 84.9926
CZ11 | cPVVG | Existing | 5603.08 | 88.0777 | 90.2291
CZ11 | cPVVG | New Construction | 5603.08 | 66.7313 | 87.9647
CZ12 | cAVVG | Existing | 5603.08 | 83.5755 | 88.9801
CZ12 | cAVVG | New Construction | 5603.08 | 64.6167 | 87.3667
CZ12 | cDXGF | Existing | 5603.08 | 84.7788 | 87.2031
CZ12 | cDXGF | New Construction | 5603.08 | 64.6531 | 86.3014
CZ12 | cDXHP | Existing | 5603.08 | 85.1904 | 85.7093
CZ12 | cDXHP | New Construction | 5603.08 | 65.2197 | 84.0922
CZ12 | cDXOH | Existing | 5603.08 | 84.7515 | 85.8035
CZ12 | cDXOH | New Construction | 5603.08 | 64.6045 | 84.1395
CZ12 | cPVVG | Existing | 5603.08 | 82.1347 | 88.0376
CZ12 | cPVVG | New Construction | 5603.08 | 62.9085 | 87.016
CZ13 | cAVVG | Existing | 5603.08 | 92.6789 | 88.2357
CZ13 | cAVVG | New Construction | 5603.08 | 70.9239 | 85.9098
CZ13 | cDXGF | Existing | 5603.08 | 93.2582 | 86.3325
CZ13 | cDXGF | New Construction | 5603.08 | 70.6403 | 84.7606
CZ13 | cDXHP | Existing | 5603.08 | 93.5768 | 85.1591
CZ13 | cDXHP | New Construction | 5603.08 | 71.103 | 82.9457
CZ13 | cDXOH | Existing | 5603.08 | 93.2351 | 85.2322
CZ13 | cDXOH | New Construction | 5603.08 | 70.6049 | 83.0007
CZ13 | cPVVG | Existing | 5603.08 | 90.5657 | 87.0868
CZ13 | cPVVG | New Construction | 5603.08 | 68.8702 | 85.4136
CZ14 | cAVVG | Existing | 5603.08 | 100.0625 | 85.0418
CZ14 | cAVVG | New Construction | 5603.08 | 76.5995 | 83.3421
CZ14 | cDXGF | Existing | 5603.08 | 100.3223 | 83.1146
CZ14 | cDXGF | New Construction | 5603.08 | 76.2351 | 81.9842
CZ14 | cDXHP | Existing | 5603.08 | 100.4932 | 82.5071
CZ14 | cDXHP | New Construction | 5603.08 | 76.5327 | 80.8426
CZ14 | cDXOH | Existing | 5603.08 | 100.3079 | 82.538
CZ14 | cDXOH | New Construction | 5603.08 | 76.2203 | 80.8623
CZ14 | cPVVG | Existing | 5603.08 | 97.4532 | 83.6368
CZ14 | cPVVG | New Construction | 5603.08 | 74.3384 | 82.5461
CZ15 | cAVVG | Existing | 5603.08 | 111.7401 | 77.633
CZ15 | cAVVG | New Construction | 5603.08 | 84.6287 | 75.1559
CZ15 | cDXGF | Existing | 5603.08 | 110.4813 | 76.1079
CZ15 | cDXGF | New Construction | 5603.08 | 83.0509 | 73.7928
CZ15 | cDXHP | Existing | 5603.08 | 110.5239 | 75.9457
CZ15 | cDXHP | New Construction | 5603.08 | 83.142 | 73.4319
CZ15 | cDXOH | Existing | 5603.08 | 110.4758 | 75.9524
CZ15 | cDXOH | New Construction | 5603.08 | 83.0391 | 73.4236
CZ15 | cPVVG | Existing | 5603.08 | 107.9931 | 76.3013
CZ15 | cPVVG | New Construction | 5603.08 | 81.4706 | 74.0408
CZ16 | cAVVG | Existing | 5603.08 | 88.6311 | 98.9705
CZ16 | cAVVG | New Construction | 5603.08 | 67.649 | 98.0626
CZ16 | cDXGF | Existing | 5603.08 | 89.4758 | 96.4615
CZ16 | cDXGF | New Construction | 5603.08 | 67.8647 | 96.7382
CZ16 | cDXHP | Existing | 5603.08 | 90.3588 | 94.0593
CZ16 | cDXHP | New Construction | 5603.08 | 68.9369 | 93.3997
CZ16 | cDXOH | Existing | 5603.08 | 89.4506 | 94.2115
CZ16 | cDXOH | New Construction | 5603.08 | 67.8257 | 93.5575
CZ16 | cPVVG | Existing | 5603.08 | 86.4994 | 97.5932
CZ16 | cPVVG | New Construction | 5603.08 | 65.8302 | 97.6772

## Energy Usage_Figures
Energy Figures (from 'Energy Usage' Tab)
cAVVG ¦ Annual Electricity Intensity (kBtu/ft²) |  |  | cAVVG ¦ Annual Gas Intensity (kBtu/ft²)
Climate Zone | Existing | New Construction | Climate Zone | Existing | New Construction
CZ01 | 64.4725 | 51.6047 | CZ01 | 91.5547 | 97.7992
CZ02 | 71.5222 | 56.7615 | CZ02 | 85.1232 | 87.2174
CZ03 | 66.9055 | 53.3903 | CZ03 | 77.3368 | 80.937
CZ04 | 73.1357 | 57.7678 | CZ04 | 79.1178 | 80.4904
CZ05 | 68.3051 | 54.4833 | CZ05 | 77.738 | 82.1483
CZ06 | 73.2836 | 57.5689 | CZ06 | 68.823 | 71.1524
CZ07 | 74.8479 | 59.3011 | CZ07 | 68.8447 | 71.7379
CZ08 | 78.1833 | 61.6478 | CZ08 | 73.1375 | 75.8725
CZ09 | 81.3677 | 62.7355 | CZ09 | 73.0786 | 74.3225
CZ10 | 87.1217 | 67.8515 | CZ10 | 80.3657 | 81.2667
CZ11 | 89.9646 | 68.6963 | CZ11 | 91.5762 | 88.4636
CZ12 | 83.5755 | 64.6167 | CZ12 | 88.9801 | 87.3667
CZ13 | 92.6789 | 70.9239 | CZ13 | 88.2357 | 85.9098
CZ14 | 100.0625 | 76.5995 | CZ14 | 85.0418 | 83.3421
CZ15 | 111.7401 | 84.6287 | CZ15 | 77.633 | 75.1559
CZ16 | 88.6311 | 67.649 | CZ16 | 98.9705 | 98.0626
cDXGF ¦ Annual Electricity Intensity (kBtu/ft²) |  |  | cDXGF ¦ Annual Gas Intensity (kBtu/ft²)
Climate Zone | Existing | New Construction | Climate Zone | Existing | New Construction
CZ01 | 66.3498 | 51.7526 | CZ01 | 89.6264 | 96.9114
CZ02 | 73.6077 | 57.2784 | CZ02 | 83.5982 | 86.3285
CZ03 | 69.428 | 54.3862 | CZ03 | 76.3213 | 79.9428
CZ04 | 75.2509 | 58.3836 | CZ04 | 77.9992 | 79.6303
CZ05 | 70.6331 | 55.3146 | CZ05 | 76.9014 | 81.2053
CZ06 | 74.8869 | 58.2811 | CZ06 | 68.5529 | 70.5798
CZ07 | 75.6924 | 59.4808 | CZ07 | 68.4998 | 70.8697
CZ08 | 79.5051 | 61.9972 | CZ08 | 72.5191 | 74.8962
CZ09 | 82.5783 | 62.8735 | CZ09 | 72.3833 | 73.4994
CZ10 | 87.8257 | 67.7986 | CZ10 | 79.0846 | 80.1766
CZ11 | 90.8731 | 68.5128 | CZ11 | 89.2682 | 87.1905
CZ12 | 84.7788 | 64.6531 | CZ12 | 87.2031 | 86.3014
CZ13 | 93.2582 | 70.6403 | CZ13 | 86.3325 | 84.7606
CZ14 | 100.3223 | 76.2351 | CZ14 | 83.1146 | 81.9842
CZ15 | 110.4813 | 83.0509 | CZ15 | 76.1079 | 73.7928
CZ16 | 89.4758 | 67.8647 | CZ16 | 96.4615 | 96.7382
cDXHP ¦ Annual Electricity Intensity (kBtu/ft²) |  |  | cDXHP ¦ Annual Gas Intensity (kBtu/ft²)
Climate Zone | Existing | New Construction | Climate Zone | Existing | New Construction
CZ01 | 67.0245 | 52.8133 | CZ01 | 86.9446 | 92.5542
CZ02 | 74.0245 | 57.9005 | CZ02 | 82.0694 | 83.9422
CZ03 | 69.6177 | 54.7675 | CZ03 | 75.5523 | 78.3737
CZ04 | 75.4169 | 58.7074 | CZ04 | 77.3309 | 78.3239
CZ05 | 70.8228 | 55.7155 | CZ05 | 76.1765 | 79.6245
CZ06 | 74.8269 | 58.3276 | CZ06 | 68.4813 | 70.2978
CZ07 | 75.6558 | 59.5059 | CZ07 | 68.4365 | 70.5637
CZ08 | 79.5161 | 62.1006 | CZ08 | 72.3549 | 74.4158
CZ09 | 82.5804 | 62.9418 | CZ09 | 72.2734 | 73.1599
CZ10 | 87.9618 | 68.0254 | CZ10 | 78.5962 | 79.2935
CZ11 | 91.3131 | 69.0953 | CZ11 | 87.692 | 84.9309
CZ12 | 85.1904 | 65.2197 | CZ12 | 85.7093 | 84.0922
CZ13 | 93.5768 | 71.103 | CZ13 | 85.1591 | 82.9457
CZ14 | 100.4932 | 76.5327 | CZ14 | 82.5071 | 80.8426
CZ15 | 110.5239 | 83.142 | CZ15 | 75.9457 | 73.4319
CZ16 | 90.3588 | 68.9369 | CZ16 | 94.0593 | 93.3997
cDXOH ¦ Annual Electricity Intensity (kBtu/ft²) |  |  | cDXOH ¦ Annual Gas Intensity (kBtu/ft²)
Climate Zone | Existing | New Construction | Climate Zone | Existing | New Construction
CZ01 | 66.3034 | 51.6717 | CZ01 | 87.0964 | 92.6308
CZ02 | 73.5774 | 57.2263 | CZ02 | 82.1528 | 83.9728
CZ03 | 69.4141 | 54.354 | CZ03 | 75.5936 | 78.3561
CZ04 | 75.2356 | 58.3555 | CZ04 | 77.358 | 78.3151
CZ05 | 70.6178 | 55.2836 | CZ05 | 76.2078 | 79.6131
CZ06 | 74.896 | 58.2967 | CZ06 | 68.477 | 70.2948
CZ07 | 75.6907 | 59.4664 | CZ07 | 68.4408 | 70.5577
CZ08 | 79.498 | 61.9916 | CZ08 | 72.3643 | 74.4088
CZ09 | 82.5842 | 62.9054 | CZ09 | 72.2839 | 73.2199
CZ10 | 87.8114 | 67.7748 | CZ10 | 78.6173 | 79.2814
CZ11 | 90.8441 | 68.4703 | CZ11 | 87.7844 | 84.9926
CZ12 | 84.7515 | 64.6045 | CZ12 | 85.8035 | 84.1395
CZ13 | 93.2351 | 70.6049 | CZ13 | 85.2322 | 83.0007
CZ14 | 100.3079 | 76.2203 | CZ14 | 82.538 | 80.8623
CZ15 | 110.4758 | 83.0391 | CZ15 | 75.9524 | 73.4236
CZ16 | 89.4506 | 67.8257 | CZ16 | 94.2115 | 93.5575
cPVVG ¦ Annual Electricity Intensity (kBtu/ft²) |  |  | cPVVG ¦ Annual Gas Intensity (kBtu/ft²)
Climate Zone | Existing | New Construction | Climate Zone | Existing | New Construction
CZ01 | 63.9361 | 50.1581 | CZ01 | 91.1475 | 98.2958
CZ02 | 70.8868 | 55.5092 | CZ02 | 84.5287 | 87.1836
CZ03 | 66.8191 | 52.6008 | CZ03 | 76.9766 | 80.7728
CZ04 | 72.5483 | 56.6228 | CZ04 | 78.6166 | 80.2983
CZ05 | 68.1035 | 53.5825 | CZ05 | 77.4956 | 81.9685
CZ06 | 72.4849 | 56.5198 | CZ06 | 68.7296 | 70.8825
CZ07 | 73.277 | 57.6702 | CZ07 | 68.6634 | 71.1142
CZ08 | 76.9035 | 60.1556 | CZ08 | 72.7555 | 75.245
CZ09 | 79.8778 | 61.1347 | CZ09 | 72.5903 | 73.779
CZ10 | 85.1746 | 65.9555 | CZ10 | 79.4973 | 80.5953
CZ11 | 88.0777 | 66.7313 | CZ11 | 90.2291 | 87.9647
CZ12 | 82.1347 | 62.9085 | CZ12 | 88.0376 | 87.016
CZ13 | 90.5657 | 68.8702 | CZ13 | 87.0868 | 85.4136
CZ14 | 97.4532 | 74.3384 | CZ14 | 83.6368 | 82.5461
CZ15 | 107.9931 | 81.4706 | CZ15 | 76.3013 | 74.0408
CZ16 | 86.4994 | 65.8302 | CZ16 | 97.5932 | 97.6772

## Raw_totalendusesannual (hidden)
Vintage | Climate Zone | HVAC System | Electricity (kBtu) | Natural Gas (kBtu)
Existing | CZ01 | cAVVG | 361244.49 | 512988.36
Existing | CZ02 | cAVVG | 400744.49 | 476952.26
Existing | CZ03 | cAVVG | 374877.02 | 433324.4
Existing | CZ04 | cAVVG | 409785.41 | 443303.51
Existing | CZ05 | cAVVG | 382718.66 | 435572.27
Existing | CZ06 | cAVVG | 410613.94 | 385620.75
Existing | CZ07 | cAVVG | 419378.57 | 385742.36
Existing | CZ08 | cAVVG | 438067.05 | 409795.1
Existing | CZ09 | cAVVG | 455910.01 | 409465.21
Existing | CZ10 | cAVVG | 488149.68 | 450295.22
Existing | CZ11 | cAVVG | 504078.6 | 513108.62
Existing | CZ12 | cAVVG | 468280.38 | 498562.78
Existing | CZ13 | cAVVG | 519287.49 | 494391.95
Existing | CZ14 | cAVVG | 560658.25 | 476495.97
Existing | CZ15 | cAVVG | 626088.75 | 434984.12
Existing | CZ16 | cAVVG | 496607.15 | 554539.67
New Construction | CZ01 | cAVVG | 289145.33 | 547976.64
New Construction | CZ02 | cAVVG | 318039.16 | 488685.85
New Construction | CZ03 | cAVVG | 299150.4 | 453496.33
New Construction | CZ04 | cAVVG | 323677.87 | 450994.15
New Construction | CZ05 | cAVVG | 305274.04 | 460283.63
New Construction | CZ06 | cAVVG | 322562.95 | 398672.61
New Construction | CZ07 | cAVVG | 332268.82 | 401953.36
New Construction | CZ08 | cAVVG | 345417.8 | 425119.66
New Construction | CZ09 | cAVVG | 351511.98 | 416435.03
New Construction | CZ10 | cAVVG | 380177.42 | 455344
New Construction | CZ11 | cAVVG | 384910.72 | 495668.85
New Construction | CZ12 | cAVVG | 362052.75 | 489522.67
New Construction | CZ13 | cAVVG | 397392.51 | 481359.49
New Construction | CZ14 | cAVVG | 429193.06 | 466972.49
New Construction | CZ15 | cAVVG | 474181.38 | 421104.47
New Construction | CZ16 | cAVVG | 379042.68 | 549452.39
Existing | CZ01 | cDXGF | 371763.2 | 502183.61
Existing | CZ02 | cDXGF | 412429.91 | 468407.37
Existing | CZ03 | cDXGF | 389010.91 | 427634.49
Existing | CZ04 | cDXGF | 421636.85 | 437035.72
Existing | CZ05 | cDXGF | 395763.13 | 430884.8
Existing | CZ06 | cDXGF | 419597.2 | 384107.63
Existing | CZ07 | cDXGF | 424110.72 | 383809.71
Existing | CZ08 | cDXGF | 445473.48 | 406330.12
Existing | CZ09 | cDXGF | 462692.91 | 405569.22
Existing | CZ10 | cDXGF | 492094.32 | 443117.39
Existing | CZ11 | cDXGF | 509169.45 | 500176.96
Existing | CZ12 | cDXGF | 475022.27 | 488606.03
Existing | CZ13 | cDXGF | 522533.28 | 483727.67
Existing | CZ14 | cDXGF | 562113.91 | 465697.49
Existing | CZ15 | cDXGF | 619035.47 | 426438.83
Existing | CZ16 | cDXGF | 501340.02 | 540481.77
New Construction | CZ01 | cDXGF | 289973.68 | 543002.3
New Construction | CZ02 | cDXGF | 320935.32 | 483705.31
New Construction | CZ03 | cDXGF | 304730.28 | 447925.71
New Construction | CZ04 | cDXGF | 327127.91 | 446174.72
New Construction | CZ05 | cDXGF | 309932.16 | 454999.95
New Construction | CZ06 | cDXGF | 326553.6 | 395464.23
New Construction | CZ07 | cDXGF | 333275.84 | 397088.76
New Construction | CZ08 | cDXGF | 347375.32 | 419649.62
New Construction | CZ09 | cDXGF | 352285.06 | 411822.99
New Construction | CZ10 | cDXGF | 379880.71 | 449235.64
New Construction | CZ11 | cDXGF | 383882.48 | 488535.41
New Construction | CZ12 | cDXGF | 362256.25 | 483553.71
New Construction | CZ13 | cDXGF | 395803.13 | 474920.49
New Construction | CZ14 | cDXGF | 427151.19 | 459364.28
New Construction | CZ15 | cDXGF | 465340.82 | 413466.83
New Construction | CZ16 | cDXGF | 380251.26 | 542031.84
Existing | CZ01 | cDXHP | 375543.61 | 487157.5
Existing | CZ02 | cDXHP | 414765.12 | 459841.68
Existing | CZ03 | cDXHP | 390073.42 | 423325.75
Existing | CZ04 | cDXHP | 422566.69 | 433291.24
Existing | CZ05 | cDXHP | 396825.7 | 426822.81
Existing | CZ06 | cDXHP | 419261.21 | 383706.42
Existing | CZ07 | cDXHP | 423905.7 | 383455.22
Existing | CZ08 | cDXHP | 445534.99 | 405410.29
Existing | CZ09 | cDXHP | 462704.45 | 404953.39
Existing | CZ10 | cDXHP | 492857.05 | 440380.68
Existing | CZ11 | cDXHP | 511634.82 | 491345.48
Existing | CZ12 | cDXHP | 477328.35 | 480236.09
Existing | CZ13 | cDXHP | 524318.24 | 477153.06
Existing | CZ14 | cDXHP | 563071.58 | 462293.96
Existing | CZ15 | cDXHP | 619274.16 | 425529.85
Existing | CZ16 | cDXHP | 506287.85 | 527021.99
New Construction | CZ01 | cDXHP | 295916.98 | 518588.44
New Construction | CZ02 | cDXHP | 324421.33 | 470335.14
New Construction | CZ03 | cDXHP | 306866.75 | 439133.88
New Construction | CZ04 | cDXHP | 328942.16 | 438855.17
New Construction | CZ05 | cDXHP | 312178.45 | 446142.23
New Construction | CZ06 | cDXHP | 326813.97 | 393883.92
New Construction | CZ07 | cDXHP | 333416.31 | 395374.23
New Construction | CZ08 | cDXHP | 347954.84 | 416957.87
New Construction | CZ09 | cDXHP | 352668.1 | 409920.79
New Construction | CZ10 | cDXHP | 381151.6 | 444288.1
New Construction | CZ11 | cDXHP | 387146.47 | 475874.63
New Construction | CZ12 | cDXHP | 365431.4 | 471175.25
New Construction | CZ13 | cDXHP | 398395.73 | 464751.49
New Construction | CZ14 | cDXHP | 428818.63 | 452967.68
New Construction | CZ15 | cDXHP | 465851.38 | 411444.55
New Construction | CZ16 | cDXHP | 386258.95 | 523326.07
Existing | CZ01 | cDXOH | 371503.46 | 488008.3
Existing | CZ02 | cDXOH | 412260.3 | 460308.92
Existing | CZ03 | cDXOH | 388932.77 | 423557.17
Existing | CZ04 | cDXOH | 421550.88 | 433443.06
Existing | CZ05 | cDXOH | 395677.44 | 426998.53
Existing | CZ06 | cDXOH | 419648.36 | 383682
Existing | CZ07 | cDXOH | 424101.12 | 383479.25
Existing | CZ08 | cDXOH | 445433.76 | 405462.89
Existing | CZ09 | cDXOH | 462725.79 | 405012.73
Existing | CZ10 | cDXOH | 492014.08 | 440498.97
Existing | CZ11 | cDXOH | 509007.01 | 491863.05
Existing | CZ12 | cDXOH | 474869.48 | 480763.63
Existing | CZ13 | cDXOH | 522403.96 | 477562.79
Existing | CZ14 | cDXOH | 562032.92 | 462467.04
Existing | CZ15 | cDXOH | 619004.9 | 425567.1
Existing | CZ16 | cDXOH | 501198.69 | 527874.84
New Construction | CZ01 | cDXOH | 289520.47 | 519017.66
New Construction | CZ02 | cDXOH | 320643.77 | 470506.2
New Construction | CZ03 | cDXOH | 304549.67 | 439035.53
New Construction | CZ04 | cDXOH | 326970.58 | 438805.71
New Construction | CZ05 | cDXOH | 309758.32 | 446078.46
New Construction | CZ06 | cDXOH | 326641.21 | 393867.2
New Construction | CZ07 | cDXOH | 333195.16 | 395340.63
New Construction | CZ08 | cDXOH | 347343.94 | 416918.27
New Construction | CZ09 | cDXOH | 352464.04 | 410256.89
New Construction | CZ10 | cDXOH | 379747.87 | 444219.81
New Construction | CZ11 | cDXOH | 383644.33 | 476220.5
New Construction | CZ12 | cDXOH | 361984.28 | 471440.51
New Construction | CZ13 | cDXOH | 395605.08 | 465059.39
New Construction | CZ14 | cDXOH | 427068.71 | 453077.98
New Construction | CZ15 | cDXOH | 465274.6 | 411398.42
New Construction | CZ16 | cDXOH | 380032.61 | 524210.22
Existing | CZ01 | cPVVG | 358239.11 | 510706.71
Existing | CZ02 | cPVVG | 397184.6 | 473620.99
Existing | CZ03 | cPVVG | 374392.72 | 431305.82
Existing | CZ04 | cPVVG | 406494.06 | 440494.87
Existing | CZ05 | cPVVG | 381589.35 | 434213.94
Existing | CZ06 | cPVVG | 406138.69 | 385097.29
Existing | CZ07 | cPVVG | 410576.79 | 384726.76
Existing | CZ08 | cPVVG | 430896.29 | 407654.78
Existing | CZ09 | cPVVG | 447561.52 | 406729.19
Existing | CZ10 | cPVVG | 477239.99 | 445429.61
Existing | CZ11 | cPVVG | 493506.43 | 505560.89
Existing | CZ12 | cPVVG | 460207.56 | 493281.58
Existing | CZ13 | cPVVG | 507446.97 | 487954.43
Existing | CZ14 | cPVVG | 546038.11 | 468623.56
Existing | CZ15 | cPVVG | 605093.77 | 427522.02
Existing | CZ16 | cPVVG | 484662.81 | 546822.39
New Construction | CZ01 | cPVVG | 281040 | 550759.33
New Construction | CZ02 | cPVVG | 311022.51 | 488496.9
New Construction | CZ03 | cPVVG | 294726.44 | 452576.6
New Construction | CZ04 | cPVVG | 317262.12 | 449917.92
New Construction | CZ05 | cPVVG | 300227.11 | 459276.09
New Construction | CZ06 | cPVVG | 316685.13 | 397160.49
New Construction | CZ07 | cPVVG | 323130.75 | 398458.37
New Construction | CZ08 | cPVVG | 337056.77 | 421603.81
New Construction | CZ09 | cPVVG | 342542.39 | 413389.48
New Construction | CZ10 | cPVVG | 369553.92 | 451582
New Construction | CZ11 | cPVVG | 373901.03 | 492873.49
New Construction | CZ12 | cPVVG | 352481.08 | 487557.76
New Construction | CZ13 | cPVVG | 385885.52 | 478579.25
New Construction | CZ14 | cPVVG | 416524.27 | 462512.52
New Construction | CZ15 | cPVVG | 456486.12 | 414856.39
New Construction | CZ16 | cPVVG | 368851.88 | 547292.99

## Energy Usage by End Use
Energy Consumption by End Use - Restaurant - Sit-Down
Climate Zone | HVAC System | Vintage | End Use | Electricity (kBtu) | Natural Gas (kBtu) | Note
CZ01 | cAVVG | Existing | Heating | 0 | 105861.95
CZ01 | cAVVG | Existing | Cooling | 28452.69 | 0
CZ01 | cAVVG | Existing | Interior Lighting | 123101.41 | 0
CZ01 | cAVVG | Existing | Exterior Lighting | 0 | 0
CZ01 | cAVVG | Existing | Interior Equipment | 127970.66 | 133412.26
CZ01 | cAVVG | Existing | Exterior Equipment | 0 | 0
CZ01 | cAVVG | Existing | Fans | 81646.65 | 0
CZ01 | cAVVG | Existing | Pumps | 73.08 | 0
CZ01 | cAVVG | Existing | Heat Rejection | 0 | 0
CZ01 | cAVVG | Existing | Humidification | 0 | 0
CZ01 | cAVVG | Existing | Heat Recovery | 0 | 0
CZ01 | cAVVG | Existing | Water Systems | 0 | 273714.14
CZ01 | cAVVG | Existing | Refrigeration | 0 | 0
CZ01 | cAVVG | Existing | Generators | 0 | 0
CZ01 | cAVVG | Existing | Total End Uses | 361244.49 | 512988.36
CZ02 | cAVVG | Existing | Heating | 0 | 91894.23
CZ02 | cAVVG | Existing | Cooling | 69942.88 | 0
CZ02 | cAVVG | Existing | Interior Lighting | 123101.41 | 0
CZ02 | cAVVG | Existing | Exterior Lighting | 0 | 0
CZ02 | cAVVG | Existing | Interior Equipment | 127970.66 | 133412.26
CZ02 | cAVVG | Existing | Exterior Equipment | 0 | 0
CZ02 | cAVVG | Existing | Fans | 79402.32 | 0
CZ02 | cAVVG | Existing | Pumps | 327.22 | 0
CZ02 | cAVVG | Existing | Heat Rejection | 0 | 0
CZ02 | cAVVG | Existing | Humidification | 0 | 0
CZ02 | cAVVG | Existing | Heat Recovery | 0 | 0
CZ02 | cAVVG | Existing | Water Systems | 0 | 251645.77
CZ02 | cAVVG | Existing | Refrigeration | 0 | 0
CZ02 | cAVVG | Existing | Generators | 0 | 0
CZ02 | cAVVG | Existing | Total End Uses | 400744.49 | 476952.26
CZ03 | cAVVG | Existing | Heating | 0 | 49251.39
CZ03 | cAVVG | Existing | Cooling | 55364.56 | 0
CZ03 | cAVVG | Existing | Interior Lighting | 123101.41 | 0
CZ03 | cAVVG | Existing | Exterior Lighting | 0 | 0
CZ03 | cAVVG | Existing | Interior Equipment | 127970.66 | 133412.26
CZ03 | cAVVG | Existing | Exterior Equipment | 0 | 0
CZ03 | cAVVG | Existing | Fans | 68141.09 | 0
CZ03 | cAVVG | Existing | Pumps | 299.3 | 0
CZ03 | cAVVG | Existing | Heat Rejection | 0 | 0
CZ03 | cAVVG | Existing | Humidification | 0 | 0
CZ03 | cAVVG | Existing | Heat Recovery | 0 | 0
CZ03 | cAVVG | Existing | Water Systems | 0 | 250660.75
CZ03 | cAVVG | Existing | Refrigeration | 0 | 0
CZ03 | cAVVG | Existing | Generators | 0 | 0
CZ03 | cAVVG | Existing | Total End Uses | 374877.02 | 433324.4
CZ04 | cAVVG | Existing | Heating | 0 | 67769.81
CZ04 | cAVVG | Existing | Cooling | 82022.04 | 0
CZ04 | cAVVG | Existing | Interior Lighting | 123101.41 | 0
CZ04 | cAVVG | Existing | Exterior Lighting | 0 | 0
CZ04 | cAVVG | Existing | Interior Equipment | 127970.66 | 133412.26
CZ04 | cAVVG | Existing | Exterior Equipment | 0 | 0
CZ04 | cAVVG | Existing | Fans | 76315.36 | 0
CZ04 | cAVVG | Existing | Pumps | 375.93 | 0
CZ04 | cAVVG | Existing | Heat Rejection | 0 | 0
CZ04 | cAVVG | Existing | Humidification | 0 | 0
CZ04 | cAVVG | Existing | Heat Recovery | 0 | 0
CZ04 | cAVVG | Existing | Water Systems | 0 | 242121.43
CZ04 | cAVVG | Existing | Refrigeration | 0 | 0
CZ04 | cAVVG | Existing | Generators | 0 | 0
CZ04 | cAVVG | Existing | Total End Uses | 409785.41 | 443303.51
CZ05 | cAVVG | Existing | Heating | 0 | 51487.43
CZ05 | cAVVG | Existing | Cooling | 60484.52 | 0
CZ05 | cAVVG | Existing | Interior Lighting | 123101.41 | 0
CZ05 | cAVVG | Existing | Exterior Lighting | 0 | 0
CZ05 | cAVVG | Existing | Interior Equipment | 127970.66 | 133412.26
CZ05 | cAVVG | Existing | Exterior Equipment | 0 | 0
CZ05 | cAVVG | Existing | Fans | 70831.19 | 0
CZ05 | cAVVG | Existing | Pumps | 330.88 | 0
CZ05 | cAVVG | Existing | Heat Rejection | 0 | 0
CZ05 | cAVVG | Existing | Humidification | 0 | 0
CZ05 | cAVVG | Existing | Heat Recovery | 0 | 0
CZ05 | cAVVG | Existing | Water Systems | 0 | 250672.58
CZ05 | cAVVG | Existing | Refrigeration | 0 | 0
CZ05 | cAVVG | Existing | Generators | 0 | 0
CZ05 | cAVVG | Existing | Total End Uses | 382718.66 | 435572.27
CZ06 | cAVVG | Existing | Heating | 0 | 21165.17
CZ06 | cAVVG | Existing | Cooling | 90060.68 | 0
CZ06 | cAVVG | Existing | Interior Lighting | 123101.41 | 0
CZ06 | cAVVG | Existing | Exterior Lighting | 0 | 0
CZ06 | cAVVG | Existing | Interior Equipment | 127970.66 | 133412.26
CZ06 | cAVVG | Existing | Exterior Equipment | 0 | 0
CZ06 | cAVVG | Existing | Fans | 68884.87 | 0
CZ06 | cAVVG | Existing | Pumps | 596.31 | 0
CZ06 | cAVVG | Existing | Heat Rejection | 0 | 0
CZ06 | cAVVG | Existing | Humidification | 0 | 0
CZ06 | cAVVG | Existing | Heat Recovery | 0 | 0
CZ06 | cAVVG | Existing | Water Systems | 0 | 231043.32
CZ06 | cAVVG | Existing | Refrigeration | 0 | 0
CZ06 | cAVVG | Existing | Generators | 0 | 0
CZ06 | cAVVG | Existing | Total End Uses | 410613.94 | 385620.75
CZ07 | cAVVG | Existing | Heating | 0 | 24211.17
CZ07 | cAVVG | Existing | Cooling | 95709.51 | 0
CZ07 | cAVVG | Existing | Interior Lighting | 123101.41 | 0
CZ07 | cAVVG | Existing | Exterior Lighting | 0 | 0
CZ07 | cAVVG | Existing | Interior Equipment | 127970.66 | 133412.26
CZ07 | cAVVG | Existing | Exterior Equipment | 0 | 0
CZ07 | cAVVG | Existing | Fans | 71900.2 | 0
CZ07 | cAVVG | Existing | Pumps | 696.78 | 0
CZ07 | cAVVG | Existing | Heat Rejection | 0 | 0
CZ07 | cAVVG | Existing | Humidification | 0 | 0
CZ07 | cAVVG | Existing | Heat Recovery | 0 | 0
CZ07 | cAVVG | Existing | Water Systems | 0 | 228118.93
CZ07 | cAVVG | Existing | Refrigeration | 0 | 0
CZ07 | cAVVG | Existing | Generators | 0 | 0
CZ07 | cAVVG | Existing | Total End Uses | 419378.57 | 385742.36
CZ08 | cAVVG | Existing | Heating | 0 | 48577.58
CZ08 | cAVVG | Existing | Cooling | 108204.56 | 0
CZ08 | cAVVG | Existing | Interior Lighting | 123101.41 | 0
CZ08 | cAVVG | Existing | Exterior Lighting | 0 | 0
CZ08 | cAVVG | Existing | Interior Equipment | 127970.66 | 133412.26
CZ08 | cAVVG | Existing | Exterior Equipment | 0 | 0
CZ08 | cAVVG | Existing | Fans | 78227.02 | 0
CZ08 | cAVVG | Existing | Pumps | 563.39 | 0
CZ08 | cAVVG | Existing | Heat Rejection | 0 | 0
CZ08 | cAVVG | Existing | Humidification | 0 | 0
CZ08 | cAVVG | Existing | Heat Recovery | 0 | 0
CZ08 | cAVVG | Existing | Water Systems | 0 | 227805.26
CZ08 | cAVVG | Existing | Refrigeration | 0 | 0
CZ08 | cAVVG | Existing | Generators | 0 | 0
CZ08 | cAVVG | Existing | Total End Uses | 438067.05 | 409795.1
CZ09 | cAVVG | Existing | Heating | 0 | 51387.34
CZ09 | cAVVG | Existing | Cooling | 120293.19 | 0
CZ09 | cAVVG | Existing | Interior Lighting | 123101.41 | 0
CZ09 | cAVVG | Existing | Exterior Lighting | 0 | 0
CZ09 | cAVVG | Existing | Interior Equipment | 127970.66 | 133412.26
CZ09 | cAVVG | Existing | Exterior Equipment | 0 | 0
CZ09 | cAVVG | Existing | Fans | 83941.48 | 0
CZ09 | cAVVG | Existing | Pumps | 603.26 | 0
CZ09 | cAVVG | Existing | Heat Rejection | 0 | 0
CZ09 | cAVVG | Existing | Humidification | 0 | 0
CZ09 | cAVVG | Existing | Heat Recovery | 0 | 0
CZ09 | cAVVG | Existing | Water Systems | 0 | 224665.61
CZ09 | cAVVG | Existing | Refrigeration | 0 | 0
CZ09 | cAVVG | Existing | Generators | 0 | 0
CZ09 | cAVVG | Existing | Total End Uses | 455910.01 | 409465.21
CZ10 | cAVVG | Existing | Heating | 0 | 93962.32
CZ10 | cAVVG | Existing | Cooling | 140161.38 | 0
CZ10 | cAVVG | Existing | Interior Lighting | 123101.41 | 0
CZ10 | cAVVG | Existing | Exterior Lighting | 0 | 0
CZ10 | cAVVG | Existing | Interior Equipment | 127970.66 | 133412.26
CZ10 | cAVVG | Existing | Exterior Equipment | 0 | 0
CZ10 | cAVVG | Existing | Fans | 96328.73 | 0
CZ10 | cAVVG | Existing | Pumps | 587.51 | 0
CZ10 | cAVVG | Existing | Heat Rejection | 0 | 0
CZ10 | cAVVG | Existing | Humidification | 0 | 0
CZ10 | cAVVG | Existing | Heat Recovery | 0 | 0
CZ10 | cAVVG | Existing | Water Systems | 0 | 222920.63
CZ10 | cAVVG | Existing | Refrigeration | 0 | 0
CZ10 | cAVVG | Existing | Generators | 0 | 0
CZ10 | cAVVG | Existing | Total End Uses | 488149.68 | 450295.22
CZ11 | cAVVG | Existing | Heating | 0 | 151823.33
CZ11 | cAVVG | Existing | Cooling | 145602.66 | 0
CZ11 | cAVVG | Existing | Interior Lighting | 123101.41 | 0
CZ11 | cAVVG | Existing | Exterior Lighting | 0 | 0
CZ11 | cAVVG | Existing | Interior Equipment | 127970.66 | 133412.26
CZ11 | cAVVG | Existing | Exterior Equipment | 0 | 0
CZ11 | cAVVG | Existing | Fans | 106839.66 | 0
CZ11 | cAVVG | Existing | Pumps | 564.2 | 0
CZ11 | cAVVG | Existing | Heat Rejection | 0 | 0
CZ11 | cAVVG | Existing | Humidification | 0 | 0
CZ11 | cAVVG | Existing | Heat Recovery | 0 | 0
CZ11 | cAVVG | Existing | Water Systems | 0 | 227873.03
CZ11 | cAVVG | Existing | Refrigeration | 0 | 0
CZ11 | cAVVG | Existing | Generators | 0 | 0
CZ11 | cAVVG | Existing | Total End Uses | 504078.6 | 513108.62
CZ12 | cAVVG | Existing | Heating | 0 | 130929.99
CZ12 | cAVVG | Existing | Cooling | 121852.12 | 0
CZ12 | cAVVG | Existing | Interior Lighting | 123101.41 | 0
CZ12 | cAVVG | Existing | Exterior Lighting | 0 | 0
CZ12 | cAVVG | Existing | Interior Equipment | 127970.66 | 133412.26
CZ12 | cAVVG | Existing | Exterior Equipment | 0 | 0
CZ12 | cAVVG | Existing | Fans | 94842.35 | 0
CZ12 | cAVVG | Existing | Pumps | 513.84 | 0
CZ12 | cAVVG | Existing | Heat Rejection | 0 | 0
CZ12 | cAVVG | Existing | Humidification | 0 | 0
CZ12 | cAVVG | Existing | Heat Recovery | 0 | 0
CZ12 | cAVVG | Existing | Water Systems | 0 | 234220.53
CZ12 | cAVVG | Existing | Refrigeration | 0 | 0
CZ12 | cAVVG | Existing | Generators | 0 | 0
CZ12 | cAVVG | Existing | Total End Uses | 468280.38 | 498562.78
CZ13 | cAVVG | Existing | Heating | 0 | 139672.9
CZ13 | cAVVG | Existing | Cooling | 159675.4 | 0
CZ13 | cAVVG | Existing | Interior Lighting | 123101.41 | 0
CZ13 | cAVVG | Existing | Exterior Lighting | 0 | 0
CZ13 | cAVVG | Existing | Interior Equipment | 127970.66 | 133412.26
CZ13 | cAVVG | Existing | Exterior Equipment | 0 | 0
CZ13 | cAVVG | Existing | Fans | 107914.48 | 0
CZ13 | cAVVG | Existing | Pumps | 625.54 | 0
CZ13 | cAVVG | Existing | Heat Rejection | 0 | 0
CZ13 | cAVVG | Existing | Humidification | 0 | 0
CZ13 | cAVVG | Existing | Heat Recovery | 0 | 0
CZ13 | cAVVG | Existing | Water Systems | 0 | 221306.79
CZ13 | cAVVG | Existing | Refrigeration | 0 | 0
CZ13 | cAVVG | Existing | Generators | 0 | 0
CZ13 | cAVVG | Existing | Total End Uses | 519287.49 | 494391.95
CZ14 | cAVVG | Existing | Heating | 0 | 132890.22
CZ14 | cAVVG | Existing | Cooling | 188483.74 | 0
CZ14 | cAVVG | Existing | Interior Lighting | 123101.41 | 0
CZ14 | cAVVG | Existing | Exterior Lighting | 0 | 0
CZ14 | cAVVG | Existing | Interior Equipment | 127970.66 | 133412.26
CZ14 | cAVVG | Existing | Exterior Equipment | 0 | 0
CZ14 | cAVVG | Existing | Fans | 120508.73 | 0
CZ14 | cAVVG | Existing | Pumps | 593.71 | 0
CZ14 | cAVVG | Existing | Heat Rejection | 0 | 0
CZ14 | cAVVG | Existing | Humidification | 0 | 0
CZ14 | cAVVG | Existing | Heat Recovery | 0 | 0
CZ14 | cAVVG | Existing | Water Systems | 0 | 210193.49
CZ14 | cAVVG | Existing | Refrigeration | 0 | 0
CZ14 | cAVVG | Existing | Generators | 0 | 0
CZ14 | cAVVG | Existing | Total End Uses | 560658.25 | 476495.97
CZ15 | cAVVG | Existing | Heating | 0 | 114786.95
CZ15 | cAVVG | Existing | Cooling | 248496.11 | 0
CZ15 | cAVVG | Existing | Interior Lighting | 123101.41 | 0
CZ15 | cAVVG | Existing | Exterior Lighting | 0 | 0
CZ15 | cAVVG | Existing | Interior Equipment | 127970.66 | 133412.26
CZ15 | cAVVG | Existing | Exterior Equipment | 0 | 0
CZ15 | cAVVG | Existing | Fans | 125691.11 | 0
CZ15 | cAVVG | Existing | Pumps | 829.46 | 0
CZ15 | cAVVG | Existing | Heat Rejection | 0 | 0
CZ15 | cAVVG | Existing | Humidification | 0 | 0
CZ15 | cAVVG | Existing | Heat Recovery | 0 | 0
CZ15 | cAVVG | Existing | Water Systems | 0 | 186784.91
CZ15 | cAVVG | Existing | Refrigeration | 0 | 0
CZ15 | cAVVG | Existing | Generators | 0 | 0
CZ15 | cAVVG | Existing | Total End Uses | 626088.75 | 434984.12
CZ16 | cAVVG | Existing | Heating | 0 | 173530.38
CZ16 | cAVVG | Existing | Cooling | 124200.23 | 0
CZ16 | cAVVG | Existing | Interior Lighting | 123101.41 | 0
CZ16 | cAVVG | Existing | Exterior Lighting | 0 | 0
CZ16 | cAVVG | Existing | Interior Equipment | 127970.66 | 133412.26
CZ16 | cAVVG | Existing | Exterior Equipment | 0 | 0
CZ16 | cAVVG | Existing | Fans | 120699.45 | 0
CZ16 | cAVVG | Existing | Pumps | 635.39 | 0
CZ16 | cAVVG | Existing | Heat Rejection | 0 | 0
CZ16 | cAVVG | Existing | Humidification | 0 | 0
CZ16 | cAVVG | Existing | Heat Recovery | 0 | 0
CZ16 | cAVVG | Existing | Water Systems | 0 | 247597.03
CZ16 | cAVVG | Existing | Refrigeration | 0 | 0
CZ16 | cAVVG | Existing | Generators | 0 | 0
CZ16 | cAVVG | Existing | Total End Uses | 496607.15 | 554539.67
CZ01 | cAVVG | New Construction | Heating | 0 | 140962.48
CZ01 | cAVVG | New Construction | Cooling | 24463.93 | 0
CZ01 | cAVVG | New Construction | Interior Lighting | 55409.82 | 0
CZ01 | cAVVG | New Construction | Exterior Lighting | 0 | 0
CZ01 | cAVVG | New Construction | Interior Equipment | 127970.66 | 133412.26
CZ01 | cAVVG | New Construction | Exterior Equipment | 0 | 0
CZ01 | cAVVG | New Construction | Fans | 81235.11 | 0
CZ01 | cAVVG | New Construction | Pumps | 65.81 | 0
CZ01 | cAVVG | New Construction | Heat Rejection | 0 | 0
CZ01 | cAVVG | New Construction | Humidification | 0 | 0
CZ01 | cAVVG | New Construction | Heat Recovery | 0 | 0
CZ01 | cAVVG | New Construction | Water Systems | 0 | 273601.9
CZ01 | cAVVG | New Construction | Refrigeration | 0 | 0
CZ01 | cAVVG | New Construction | Generators | 0 | 0
CZ01 | cAVVG | New Construction | Total End Uses | 289145.33 | 547976.64
CZ02 | cAVVG | New Construction | Heating | 0 | 103701.86
CZ02 | cAVVG | New Construction | Cooling | 57759.2 | 0
CZ02 | cAVVG | New Construction | Interior Lighting | 55409.82 | 0
CZ02 | cAVVG | New Construction | Exterior Lighting | 0 | 0
CZ02 | cAVVG | New Construction | Interior Equipment | 127970.66 | 133412.26
CZ02 | cAVVG | New Construction | Exterior Equipment | 0 | 0
CZ02 | cAVVG | New Construction | Fans | 76672.02 | 0
CZ02 | cAVVG | New Construction | Pumps | 227.45 | 0
CZ02 | cAVVG | New Construction | Heat Rejection | 0 | 0
CZ02 | cAVVG | New Construction | Humidification | 0 | 0
CZ02 | cAVVG | New Construction | Heat Recovery | 0 | 0
CZ02 | cAVVG | New Construction | Water Systems | 0 | 251571.73
CZ02 | cAVVG | New Construction | Refrigeration | 0 | 0
CZ02 | cAVVG | New Construction | Generators | 0 | 0
CZ02 | cAVVG | New Construction | Total End Uses | 318039.16 | 488685.85
CZ03 | cAVVG | New Construction | Heating | 0 | 69502.36
CZ03 | cAVVG | New Construction | Cooling | 45629.92 | 0
CZ03 | cAVVG | New Construction | Interior Lighting | 55409.82 | 0
CZ03 | cAVVG | New Construction | Exterior Lighting | 0 | 0
CZ03 | cAVVG | New Construction | Interior Equipment | 127970.66 | 133412.26
CZ03 | cAVVG | New Construction | Exterior Equipment | 0 | 0
CZ03 | cAVVG | New Construction | Fans | 69951.36 | 0
CZ03 | cAVVG | New Construction | Pumps | 188.63 | 0
CZ03 | cAVVG | New Construction | Heat Rejection | 0 | 0
CZ03 | cAVVG | New Construction | Humidification | 0 | 0
CZ03 | cAVVG | New Construction | Heat Recovery | 0 | 0
CZ03 | cAVVG | New Construction | Water Systems | 0 | 250581.71
CZ03 | cAVVG | New Construction | Refrigeration | 0 | 0
CZ03 | cAVVG | New Construction | Generators | 0 | 0
CZ03 | cAVVG | New Construction | Total End Uses | 299150.4 | 453496.33
CZ04 | cAVVG | New Construction | Heating | 0 | 75523.86
CZ04 | cAVVG | New Construction | Cooling | 66473.6 | 0
CZ04 | cAVVG | New Construction | Interior Lighting | 55409.82 | 0
CZ04 | cAVVG | New Construction | Exterior Lighting | 0 | 0
CZ04 | cAVVG | New Construction | Interior Equipment | 127970.66 | 133412.26
CZ04 | cAVVG | New Construction | Exterior Equipment | 0 | 0
CZ04 | cAVVG | New Construction | Fans | 73565.97 | 0
CZ04 | cAVVG | New Construction | Pumps | 257.82 | 0
CZ04 | cAVVG | New Construction | Heat Rejection | 0 | 0
CZ04 | cAVVG | New Construction | Humidification | 0 | 0
CZ04 | cAVVG | New Construction | Heat Recovery | 0 | 0
CZ04 | cAVVG | New Construction | Water Systems | 0 | 242058.03
CZ04 | cAVVG | New Construction | Refrigeration | 0 | 0
CZ04 | cAVVG | New Construction | Generators | 0 | 0
CZ04 | cAVVG | New Construction | Total End Uses | 323677.87 | 450994.15
CZ05 | cAVVG | New Construction | Heating | 0 | 76273.69
CZ05 | cAVVG | New Construction | Cooling | 49395.18 | 0
CZ05 | cAVVG | New Construction | Interior Lighting | 55409.82 | 0
CZ05 | cAVVG | New Construction | Exterior Lighting | 0 | 0
CZ05 | cAVVG | New Construction | Interior Equipment | 127970.66 | 133412.26
CZ05 | cAVVG | New Construction | Exterior Equipment | 0 | 0
CZ05 | cAVVG | New Construction | Fans | 72289.88 | 0
CZ05 | cAVVG | New Construction | Pumps | 208.49 | 0
CZ05 | cAVVG | New Construction | Heat Rejection | 0 | 0
CZ05 | cAVVG | New Construction | Humidification | 0 | 0
CZ05 | cAVVG | New Construction | Heat Recovery | 0 | 0
CZ05 | cAVVG | New Construction | Water Systems | 0 | 250597.67
CZ05 | cAVVG | New Construction | Refrigeration | 0 | 0
CZ05 | cAVVG | New Construction | Generators | 0 | 0
CZ05 | cAVVG | New Construction | Total End Uses | 305274.04 | 460283.63
CZ06 | cAVVG | New Construction | Heating | 0 | 34278.83
CZ06 | cAVVG | New Construction | Cooling | 73241.28 | 0
CZ06 | cAVVG | New Construction | Interior Lighting | 55409.82 | 0
CZ06 | cAVVG | New Construction | Exterior Lighting | 0 | 0
CZ06 | cAVVG | New Construction | Interior Equipment | 127970.66 | 133412.26
CZ06 | cAVVG | New Construction | Exterior Equipment | 0 | 0
CZ06 | cAVVG | New Construction | Fans | 65515.51 | 0
CZ06 | cAVVG | New Construction | Pumps | 425.68 | 0
CZ06 | cAVVG | New Construction | Heat Rejection | 0 | 0
CZ06 | cAVVG | New Construction | Humidification | 0 | 0
CZ06 | cAVVG | New Construction | Heat Recovery | 0 | 0
CZ06 | cAVVG | New Construction | Water Systems | 0 | 230981.52
CZ06 | cAVVG | New Construction | Refrigeration | 0 | 0
CZ06 | cAVVG | New Construction | Generators | 0 | 0
CZ06 | cAVVG | New Construction | Total End Uses | 322562.95 | 398672.61
CZ07 | cAVVG | New Construction | Heating | 0 | 40475.23
CZ07 | cAVVG | New Construction | Cooling | 80061.54 | 0
CZ07 | cAVVG | New Construction | Interior Lighting | 55409.82 | 0
CZ07 | cAVVG | New Construction | Exterior Lighting | 0 | 0
CZ07 | cAVVG | New Construction | Interior Equipment | 127970.66 | 133412.26
CZ07 | cAVVG | New Construction | Exterior Equipment | 0 | 0
CZ07 | cAVVG | New Construction | Fans | 68417.48 | 0
CZ07 | cAVVG | New Construction | Pumps | 409.32 | 0
CZ07 | cAVVG | New Construction | Heat Rejection | 0 | 0
CZ07 | cAVVG | New Construction | Humidification | 0 | 0
CZ07 | cAVVG | New Construction | Heat Recovery | 0 | 0
CZ07 | cAVVG | New Construction | Water Systems | 0 | 228065.87
CZ07 | cAVVG | New Construction | Refrigeration | 0 | 0
CZ07 | cAVVG | New Construction | Generators | 0 | 0
CZ07 | cAVVG | New Construction | Total End Uses | 332268.82 | 401953.36
CZ08 | cAVVG | New Construction | Heating | 0 | 63964.65
CZ08 | cAVVG | New Construction | Cooling | 89477.87 | 0
CZ08 | cAVVG | New Construction | Interior Lighting | 55409.82 | 0
CZ08 | cAVVG | New Construction | Exterior Lighting | 0 | 0
CZ08 | cAVVG | New Construction | Interior Equipment | 127970.66 | 133412.26
CZ08 | cAVVG | New Construction | Exterior Equipment | 0 | 0
CZ08 | cAVVG | New Construction | Fans | 72154.51 | 0
CZ08 | cAVVG | New Construction | Pumps | 404.93 | 0
CZ08 | cAVVG | New Construction | Heat Rejection | 0 | 0
CZ08 | cAVVG | New Construction | Humidification | 0 | 0
CZ08 | cAVVG | New Construction | Heat Recovery | 0 | 0
CZ08 | cAVVG | New Construction | Water Systems | 0 | 227742.74
CZ08 | cAVVG | New Construction | Refrigeration | 0 | 0
CZ08 | cAVVG | New Construction | Generators | 0 | 0
CZ08 | cAVVG | New Construction | Total End Uses | 345417.8 | 425119.66
CZ09 | cAVVG | New Construction | Heating | 0 | 58411.49
CZ09 | cAVVG | New Construction | Cooling | 94414.22 | 0
CZ09 | cAVVG | New Construction | Interior Lighting | 55409.82 | 0
CZ09 | cAVVG | New Construction | Exterior Lighting | 0 | 0
CZ09 | cAVVG | New Construction | Interior Equipment | 127970.66 | 133412.26
CZ09 | cAVVG | New Construction | Exterior Equipment | 0 | 0
CZ09 | cAVVG | New Construction | Fans | 73322.57 | 0
CZ09 | cAVVG | New Construction | Pumps | 394.71 | 0
CZ09 | cAVVG | New Construction | Heat Rejection | 0 | 0
CZ09 | cAVVG | New Construction | Humidification | 0 | 0
CZ09 | cAVVG | New Construction | Heat Recovery | 0 | 0
CZ09 | cAVVG | New Construction | Water Systems | 0 | 224611.28
CZ09 | cAVVG | New Construction | Refrigeration | 0 | 0
CZ09 | cAVVG | New Construction | Generators | 0 | 0
CZ09 | cAVVG | New Construction | Total End Uses | 351511.98 | 416435.03
CZ10 | cAVVG | New Construction | Heating | 0 | 99075.73
CZ10 | cAVVG | New Construction | Cooling | 113324.06 | 0
CZ10 | cAVVG | New Construction | Interior Lighting | 55409.82 | 0
CZ10 | cAVVG | New Construction | Exterior Lighting | 0 | 0
CZ10 | cAVVG | New Construction | Interior Equipment | 127970.66 | 133412.26
CZ10 | cAVVG | New Construction | Exterior Equipment | 0 | 0
CZ10 | cAVVG | New Construction | Fans | 83060.47 | 0
CZ10 | cAVVG | New Construction | Pumps | 412.4 | 0
CZ10 | cAVVG | New Construction | Heat Rejection | 0 | 0
CZ10 | cAVVG | New Construction | Humidification | 0 | 0
CZ10 | cAVVG | New Construction | Heat Recovery | 0 | 0
CZ10 | cAVVG | New Construction | Water Systems | 0 | 222856
CZ10 | cAVVG | New Construction | Refrigeration | 0 | 0
CZ10 | cAVVG | New Construction | Generators | 0 | 0
CZ10 | cAVVG | New Construction | Total End Uses | 380177.42 | 455344
CZ11 | cAVVG | New Construction | Heating | 0 | 134460.33
CZ11 | cAVVG | New Construction | Cooling | 112006.63 | 0
CZ11 | cAVVG | New Construction | Interior Lighting | 55409.82 | 0
CZ11 | cAVVG | New Construction | Exterior Lighting | 0 | 0
CZ11 | cAVVG | New Construction | Interior Equipment | 127970.66 | 133412.26
CZ11 | cAVVG | New Construction | Exterior Equipment | 0 | 0
CZ11 | cAVVG | New Construction | Fans | 89160.3 | 0
CZ11 | cAVVG | New Construction | Pumps | 363.3 | 0
CZ11 | cAVVG | New Construction | Heat Rejection | 0 | 0
CZ11 | cAVVG | New Construction | Humidification | 0 | 0
CZ11 | cAVVG | New Construction | Heat Recovery | 0 | 0
CZ11 | cAVVG | New Construction | Water Systems | 0 | 227796.26
CZ11 | cAVVG | New Construction | Refrigeration | 0 | 0
CZ11 | cAVVG | New Construction | Generators | 0 | 0
CZ11 | cAVVG | New Construction | Total End Uses | 384910.72 | 495668.85
CZ12 | cAVVG | New Construction | Heating | 0 | 121961.78
CZ12 | cAVVG | New Construction | Cooling | 95163.23 | 0
CZ12 | cAVVG | New Construction | Interior Lighting | 55409.82 | 0
CZ12 | cAVVG | New Construction | Exterior Lighting | 0 | 0
CZ12 | cAVVG | New Construction | Interior Equipment | 127970.66 | 133412.26
CZ12 | cAVVG | New Construction | Exterior Equipment | 0 | 0
CZ12 | cAVVG | New Construction | Fans | 83161.42 | 0
CZ12 | cAVVG | New Construction | Pumps | 347.61 | 0
CZ12 | cAVVG | New Construction | Heat Rejection | 0 | 0
CZ12 | cAVVG | New Construction | Humidification | 0 | 0
CZ12 | cAVVG | New Construction | Heat Recovery | 0 | 0
CZ12 | cAVVG | New Construction | Water Systems | 0 | 234148.63
CZ12 | cAVVG | New Construction | Refrigeration | 0 | 0
CZ12 | cAVVG | New Construction | Generators | 0 | 0
CZ12 | cAVVG | New Construction | Total End Uses | 362052.75 | 489522.67
CZ13 | cAVVG | New Construction | Heating | 0 | 126720.43
CZ13 | cAVVG | New Construction | Cooling | 123390.63 | 0
CZ13 | cAVVG | New Construction | Interior Lighting | 55409.82 | 0
CZ13 | cAVVG | New Construction | Exterior Lighting | 0 | 0
CZ13 | cAVVG | New Construction | Interior Equipment | 127970.66 | 133412.26
CZ13 | cAVVG | New Construction | Exterior Equipment | 0 | 0
CZ13 | cAVVG | New Construction | Fans | 90202.3 | 0
CZ13 | cAVVG | New Construction | Pumps | 419.09 | 0
CZ13 | cAVVG | New Construction | Heat Rejection | 0 | 0
CZ13 | cAVVG | New Construction | Humidification | 0 | 0
CZ13 | cAVVG | New Construction | Heat Recovery | 0 | 0
CZ13 | cAVVG | New Construction | Water Systems | 0 | 221226.79
CZ13 | cAVVG | New Construction | Refrigeration | 0 | 0
CZ13 | cAVVG | New Construction | Generators | 0 | 0
CZ13 | cAVVG | New Construction | Total End Uses | 397392.51 | 481359.49
CZ14 | cAVVG | New Construction | Heating | 0 | 123453.34
CZ14 | cAVVG | New Construction | Cooling | 147993.3 | 0
CZ14 | cAVVG | New Construction | Interior Lighting | 55409.82 | 0
CZ14 | cAVVG | New Construction | Exterior Lighting | 0 | 0
CZ14 | cAVVG | New Construction | Interior Equipment | 127970.66 | 133412.26
CZ14 | cAVVG | New Construction | Exterior Equipment | 0 | 0
CZ14 | cAVVG | New Construction | Fans | 97420.01 | 0
CZ14 | cAVVG | New Construction | Pumps | 399.27 | 0
CZ14 | cAVVG | New Construction | Heat Rejection | 0 | 0
CZ14 | cAVVG | New Construction | Humidification | 0 | 0
CZ14 | cAVVG | New Construction | Heat Recovery | 0 | 0
CZ14 | cAVVG | New Construction | Water Systems | 0 | 210106.88
CZ14 | cAVVG | New Construction | Refrigeration | 0 | 0
CZ14 | cAVVG | New Construction | Generators | 0 | 0
CZ14 | cAVVG | New Construction | Total End Uses | 429193.06 | 466972.49
CZ15 | cAVVG | New Construction | Heating | 0 | 100969.63
CZ15 | cAVVG | New Construction | Cooling | 193455.17 | 0
CZ15 | cAVVG | New Construction | Interior Lighting | 55409.82 | 0
CZ15 | cAVVG | New Construction | Exterior Lighting | 0 | 0
CZ15 | cAVVG | New Construction | Interior Equipment | 127970.66 | 133412.26
CZ15 | cAVVG | New Construction | Exterior Equipment | 0 | 0
CZ15 | cAVVG | New Construction | Fans | 96739.37 | 0
CZ15 | cAVVG | New Construction | Pumps | 606.36 | 0
CZ15 | cAVVG | New Construction | Heat Rejection | 0 | 0
CZ15 | cAVVG | New Construction | Humidification | 0 | 0
CZ15 | cAVVG | New Construction | Heat Recovery | 0 | 0
CZ15 | cAVVG | New Construction | Water Systems | 0 | 186722.57
CZ15 | cAVVG | New Construction | Refrigeration | 0 | 0
CZ15 | cAVVG | New Construction | Generators | 0 | 0
CZ15 | cAVVG | New Construction | Total End Uses | 474181.38 | 421104.47
CZ16 | cAVVG | New Construction | Heating | 0 | 168533.02
CZ16 | cAVVG | New Construction | Cooling | 96930.7 | 0
CZ16 | cAVVG | New Construction | Interior Lighting | 55409.82 | 0
CZ16 | cAVVG | New Construction | Exterior Lighting | 0 | 0
CZ16 | cAVVG | New Construction | Interior Equipment | 127970.66 | 133412.26
CZ16 | cAVVG | New Construction | Exterior Equipment | 0 | 0
CZ16 | cAVVG | New Construction | Fans | 98360.02 | 0
CZ16 | cAVVG | New Construction | Pumps | 371.48 | 0
CZ16 | cAVVG | New Construction | Heat Rejection | 0 | 0
CZ16 | cAVVG | New Construction | Humidification | 0 | 0
CZ16 | cAVVG | New Construction | Heat Recovery | 0 | 0
CZ16 | cAVVG | New Construction | Water Systems | 0 | 247507.11
CZ16 | cAVVG | New Construction | Refrigeration | 0 | 0
CZ16 | cAVVG | New Construction | Generators | 0 | 0
CZ16 | cAVVG | New Construction | Total End Uses | 379042.68 | 549452.39
CZ01 | cDXGF | Existing | Heating | 0 | 95056.48
CZ01 | cDXGF | Existing | Cooling | 28498.29 | 0
CZ01 | cDXGF | Existing | Interior Lighting | 123101.41 | 0
CZ01 | cDXGF | Existing | Exterior Lighting | 0 | 0
CZ01 | cDXGF | Existing | Interior Equipment | 127970.66 | 133412.26
CZ01 | cDXGF | Existing | Exterior Equipment | 0 | 0
CZ01 | cDXGF | Existing | Fans | 92168.82 | 0
CZ01 | cDXGF | Existing | Pumps | 24.01 | 0
CZ01 | cDXGF | Existing | Heat Rejection | 0 | 0
CZ01 | cDXGF | Existing | Humidification | 0 | 0
CZ01 | cDXGF | Existing | Heat Recovery | 0 | 0
CZ01 | cDXGF | Existing | Water Systems | 0 | 273714.86
CZ01 | cDXGF | Existing | Refrigeration | 0 | 0
CZ01 | cDXGF | Existing | Generators | 0 | 0
CZ01 | cDXGF | Existing | Total End Uses | 371763.2 | 502183.61
CZ02 | cDXGF | Existing | Heating | 0 | 83348.97
CZ02 | cDXGF | Existing | Cooling | 67828.42 | 0
CZ02 | cDXGF | Existing | Interior Lighting | 123101.41 | 0
CZ02 | cDXGF | Existing | Exterior Lighting | 0 | 0
CZ02 | cDXGF | Existing | Interior Equipment | 127970.66 | 133412.26
CZ02 | cDXGF | Existing | Exterior Equipment | 0 | 0
CZ02 | cDXGF | Existing | Fans | 93503.64 | 0
CZ02 | cDXGF | Existing | Pumps | 25.78 | 0
CZ02 | cDXGF | Existing | Heat Rejection | 0 | 0
CZ02 | cDXGF | Existing | Humidification | 0 | 0
CZ02 | cDXGF | Existing | Heat Recovery | 0 | 0
CZ02 | cDXGF | Existing | Water Systems | 0 | 251646.13
CZ02 | cDXGF | Existing | Refrigeration | 0 | 0
CZ02 | cDXGF | Existing | Generators | 0 | 0
CZ02 | cDXGF | Existing | Total End Uses | 412429.91 | 468407.37
CZ03 | cDXGF | Existing | Heating | 0 | 43561.65
CZ03 | cDXGF | Existing | Cooling | 53910.26 | 0
CZ03 | cDXGF | Existing | Interior Lighting | 123101.41 | 0
CZ03 | cDXGF | Existing | Exterior Lighting | 0 | 0
CZ03 | cDXGF | Existing | Interior Equipment | 127970.66 | 133412.26
CZ03 | cDXGF | Existing | Exterior Equipment | 0 | 0
CZ03 | cDXGF | Existing | Fans | 84013.53 | 0
CZ03 | cDXGF | Existing | Pumps | 15.04 | 0
CZ03 | cDXGF | Existing | Heat Rejection | 0 | 0
CZ03 | cDXGF | Existing | Humidification | 0 | 0
CZ03 | cDXGF | Existing | Heat Recovery | 0 | 0
CZ03 | cDXGF | Existing | Water Systems | 0 | 250660.57
CZ03 | cDXGF | Existing | Refrigeration | 0 | 0
CZ03 | cDXGF | Existing | Generators | 0 | 0
CZ03 | cDXGF | Existing | Total End Uses | 389010.91 | 427634.49
CZ04 | cDXGF | Existing | Heating | 0 | 61502.18
CZ04 | cDXGF | Existing | Cooling | 79389.72 | 0
CZ04 | cDXGF | Existing | Interior Lighting | 123101.41 | 0
CZ04 | cDXGF | Existing | Exterior Lighting | 0 | 0
CZ04 | cDXGF | Existing | Interior Equipment | 127970.66 | 133412.26
CZ04 | cDXGF | Existing | Exterior Equipment | 0 | 0
CZ04 | cDXGF | Existing | Fans | 91137.59 | 0
CZ04 | cDXGF | Existing | Pumps | 37.47 | 0
CZ04 | cDXGF | Existing | Heat Rejection | 0 | 0
CZ04 | cDXGF | Existing | Humidification | 0 | 0
CZ04 | cDXGF | Existing | Heat Recovery | 0 | 0
CZ04 | cDXGF | Existing | Water Systems | 0 | 242121.28
CZ04 | cDXGF | Existing | Refrigeration | 0 | 0
CZ04 | cDXGF | Existing | Generators | 0 | 0
CZ04 | cDXGF | Existing | Total End Uses | 421636.85 | 437035.72
CZ05 | cDXGF | Existing | Heating | 0 | 46799.49
CZ05 | cDXGF | Existing | Cooling | 59195.17 | 0
CZ05 | cDXGF | Existing | Interior Lighting | 123101.41 | 0
CZ05 | cDXGF | Existing | Exterior Lighting | 0 | 0
CZ05 | cDXGF | Existing | Interior Equipment | 127970.66 | 133412.26
CZ05 | cDXGF | Existing | Exterior Equipment | 0 | 0
CZ05 | cDXGF | Existing | Fans | 85470.61 | 0
CZ05 | cDXGF | Existing | Pumps | 25.28 | 0
CZ05 | cDXGF | Existing | Heat Rejection | 0 | 0
CZ05 | cDXGF | Existing | Humidification | 0 | 0
CZ05 | cDXGF | Existing | Heat Recovery | 0 | 0
CZ05 | cDXGF | Existing | Water Systems | 0 | 250673.05
CZ05 | cDXGF | Existing | Refrigeration | 0 | 0
CZ05 | cDXGF | Existing | Generators | 0 | 0
CZ05 | cDXGF | Existing | Total End Uses | 395763.13 | 430884.8
CZ06 | cDXGF | Existing | Heating | 0 | 19654.09
CZ06 | cDXGF | Existing | Cooling | 86003.8 | 0
CZ06 | cDXGF | Existing | Interior Lighting | 123101.41 | 0
CZ06 | cDXGF | Existing | Exterior Lighting | 0 | 0
CZ06 | cDXGF | Existing | Interior Equipment | 127970.66 | 133412.26
CZ06 | cDXGF | Existing | Exterior Equipment | 0 | 0
CZ06 | cDXGF | Existing | Fans | 82492.82 | 0
CZ06 | cDXGF | Existing | Pumps | 28.51 | 0
CZ06 | cDXGF | Existing | Heat Rejection | 0 | 0
CZ06 | cDXGF | Existing | Humidification | 0 | 0
CZ06 | cDXGF | Existing | Heat Recovery | 0 | 0
CZ06 | cDXGF | Existing | Water Systems | 0 | 231041.27
CZ06 | cDXGF | Existing | Refrigeration | 0 | 0
CZ06 | cDXGF | Existing | Generators | 0 | 0
CZ06 | cDXGF | Existing | Total End Uses | 419597.2 | 384107.63
CZ07 | cDXGF | Existing | Heating | 0 | 22278.92
CZ07 | cDXGF | Existing | Cooling | 90377.14 | 0
CZ07 | cDXGF | Existing | Interior Lighting | 123101.41 | 0
CZ07 | cDXGF | Existing | Exterior Lighting | 0 | 0
CZ07 | cDXGF | Existing | Interior Equipment | 127970.66 | 133412.26
CZ07 | cDXGF | Existing | Exterior Equipment | 0 | 0
CZ07 | cDXGF | Existing | Fans | 82622.73 | 0
CZ07 | cDXGF | Existing | Pumps | 38.76 | 0
CZ07 | cDXGF | Existing | Heat Rejection | 0 | 0
CZ07 | cDXGF | Existing | Humidification | 0 | 0
CZ07 | cDXGF | Existing | Heat Recovery | 0 | 0
CZ07 | cDXGF | Existing | Water Systems | 0 | 228118.53
CZ07 | cDXGF | Existing | Refrigeration | 0 | 0
CZ07 | cDXGF | Existing | Generators | 0 | 0
CZ07 | cDXGF | Existing | Total End Uses | 424110.72 | 383809.71
CZ08 | cDXGF | Existing | Heating | 0 | 45112.97
CZ08 | cDXGF | Existing | Cooling | 103196.92 | 0
CZ08 | cDXGF | Existing | Interior Lighting | 123101.41 | 0
CZ08 | cDXGF | Existing | Exterior Lighting | 0 | 0
CZ08 | cDXGF | Existing | Interior Equipment | 127970.66 | 133412.26
CZ08 | cDXGF | Existing | Exterior Equipment | 0 | 0
CZ08 | cDXGF | Existing | Fans | 91144.5 | 0
CZ08 | cDXGF | Existing | Pumps | 59.98 | 0
CZ08 | cDXGF | Existing | Heat Rejection | 0 | 0
CZ08 | cDXGF | Existing | Humidification | 0 | 0
CZ08 | cDXGF | Existing | Heat Recovery | 0 | 0
CZ08 | cDXGF | Existing | Water Systems | 0 | 227804.88
CZ08 | cDXGF | Existing | Refrigeration | 0 | 0
CZ08 | cDXGF | Existing | Generators | 0 | 0
CZ08 | cDXGF | Existing | Total End Uses | 445473.48 | 406330.12
CZ09 | cDXGF | Existing | Heating | 0 | 47491.71
CZ09 | cDXGF | Existing | Cooling | 114690.26 | 0
CZ09 | cDXGF | Existing | Interior Lighting | 123101.41 | 0
CZ09 | cDXGF | Existing | Exterior Lighting | 0 | 0
CZ09 | cDXGF | Existing | Interior Equipment | 127970.66 | 133412.26
CZ09 | cDXGF | Existing | Exterior Equipment | 0 | 0
CZ09 | cDXGF | Existing | Fans | 96858.4 | 0
CZ09 | cDXGF | Existing | Pumps | 72.17 | 0
CZ09 | cDXGF | Existing | Heat Rejection | 0 | 0
CZ09 | cDXGF | Existing | Humidification | 0 | 0
CZ09 | cDXGF | Existing | Heat Recovery | 0 | 0
CZ09 | cDXGF | Existing | Water Systems | 0 | 224665.25
CZ09 | cDXGF | Existing | Refrigeration | 0 | 0
CZ09 | cDXGF | Existing | Generators | 0 | 0
CZ09 | cDXGF | Existing | Total End Uses | 462692.91 | 405569.22
CZ10 | cDXGF | Existing | Heating | 0 | 86784.66
CZ10 | cDXGF | Existing | Cooling | 134220.81 | 0
CZ10 | cDXGF | Existing | Interior Lighting | 123101.41 | 0
CZ10 | cDXGF | Existing | Exterior Lighting | 0 | 0
CZ10 | cDXGF | Existing | Interior Equipment | 127970.66 | 133412.26
CZ10 | cDXGF | Existing | Exterior Equipment | 0 | 0
CZ10 | cDXGF | Existing | Fans | 106709.87 | 0
CZ10 | cDXGF | Existing | Pumps | 91.58 | 0
CZ10 | cDXGF | Existing | Heat Rejection | 0 | 0
CZ10 | cDXGF | Existing | Humidification | 0 | 0
CZ10 | cDXGF | Existing | Heat Recovery | 0 | 0
CZ10 | cDXGF | Existing | Water Systems | 0 | 222920.47
CZ10 | cDXGF | Existing | Refrigeration | 0 | 0
CZ10 | cDXGF | Existing | Generators | 0 | 0
CZ10 | cDXGF | Existing | Total End Uses | 492094.32 | 443117.39
CZ11 | cDXGF | Existing | Heating | 0 | 138892.17
CZ11 | cDXGF | Existing | Cooling | 140100.64 | 0
CZ11 | cDXGF | Existing | Interior Lighting | 123101.41 | 0
CZ11 | cDXGF | Existing | Exterior Lighting | 0 | 0
CZ11 | cDXGF | Existing | Interior Equipment | 127970.66 | 133412.26
CZ11 | cDXGF | Existing | Exterior Equipment | 0 | 0
CZ11 | cDXGF | Existing | Fans | 117902.25 | 0
CZ11 | cDXGF | Existing | Pumps | 94.5 | 0
CZ11 | cDXGF | Existing | Heat Rejection | 0 | 0
CZ11 | cDXGF | Existing | Humidification | 0 | 0
CZ11 | cDXGF | Existing | Heat Recovery | 0 | 0
CZ11 | cDXGF | Existing | Water Systems | 0 | 227872.53
CZ11 | cDXGF | Existing | Refrigeration | 0 | 0
CZ11 | cDXGF | Existing | Generators | 0 | 0
CZ11 | cDXGF | Existing | Total End Uses | 509169.45 | 500176.96
CZ12 | cDXGF | Existing | Heating | 0 | 120973.33
CZ12 | cDXGF | Existing | Cooling | 117524.8 | 0
CZ12 | cDXGF | Existing | Interior Lighting | 123101.41 | 0
CZ12 | cDXGF | Existing | Exterior Lighting | 0 | 0
CZ12 | cDXGF | Existing | Interior Equipment | 127970.66 | 133412.26
CZ12 | cDXGF | Existing | Exterior Equipment | 0 | 0
CZ12 | cDXGF | Existing | Fans | 106357.52 | 0
CZ12 | cDXGF | Existing | Pumps | 67.89 | 0
CZ12 | cDXGF | Existing | Heat Rejection | 0 | 0
CZ12 | cDXGF | Existing | Humidification | 0 | 0
CZ12 | cDXGF | Existing | Heat Recovery | 0 | 0
CZ12 | cDXGF | Existing | Water Systems | 0 | 234220.44
CZ12 | cDXGF | Existing | Refrigeration | 0 | 0
CZ12 | cDXGF | Existing | Generators | 0 | 0
CZ12 | cDXGF | Existing | Total End Uses | 475022.27 | 488606.03
CZ13 | cDXGF | Existing | Heating | 0 | 129015.08
CZ13 | cDXGF | Existing | Cooling | 153745.11 | 0
CZ13 | cDXGF | Existing | Interior Lighting | 123101.41 | 0
CZ13 | cDXGF | Existing | Exterior Lighting | 0 | 0
CZ13 | cDXGF | Existing | Interior Equipment | 127970.66 | 133412.26
CZ13 | cDXGF | Existing | Exterior Equipment | 0 | 0
CZ13 | cDXGF | Existing | Fans | 117620 | 0
CZ13 | cDXGF | Existing | Pumps | 96.09 | 0
CZ13 | cDXGF | Existing | Heat Rejection | 0 | 0
CZ13 | cDXGF | Existing | Humidification | 0 | 0
CZ13 | cDXGF | Existing | Heat Recovery | 0 | 0
CZ13 | cDXGF | Existing | Water Systems | 0 | 221300.32
CZ13 | cDXGF | Existing | Refrigeration | 0 | 0
CZ13 | cDXGF | Existing | Generators | 0 | 0
CZ13 | cDXGF | Existing | Total End Uses | 522533.28 | 483727.67
CZ14 | cDXGF | Existing | Heating | 0 | 122092.05
CZ14 | cDXGF | Existing | Cooling | 181306.08 | 0
CZ14 | cDXGF | Existing | Interior Lighting | 123101.41 | 0
CZ14 | cDXGF | Existing | Exterior Lighting | 0 | 0
CZ14 | cDXGF | Existing | Interior Equipment | 127970.66 | 133412.26
CZ14 | cDXGF | Existing | Exterior Equipment | 0 | 0
CZ14 | cDXGF | Existing | Fans | 129625.97 | 0
CZ14 | cDXGF | Existing | Pumps | 109.79 | 0
CZ14 | cDXGF | Existing | Heat Rejection | 0 | 0
CZ14 | cDXGF | Existing | Humidification | 0 | 0
CZ14 | cDXGF | Existing | Heat Recovery | 0 | 0
CZ14 | cDXGF | Existing | Water Systems | 0 | 210193.18
CZ14 | cDXGF | Existing | Refrigeration | 0 | 0
CZ14 | cDXGF | Existing | Generators | 0 | 0
CZ14 | cDXGF | Existing | Total End Uses | 562113.91 | 465697.49
CZ15 | cDXGF | Existing | Heating | 0 | 106242.68
CZ15 | cDXGF | Existing | Cooling | 236395.42 | 0
CZ15 | cDXGF | Existing | Interior Lighting | 123101.41 | 0
CZ15 | cDXGF | Existing | Exterior Lighting | 0 | 0
CZ15 | cDXGF | Existing | Interior Equipment | 127970.66 | 133412.26
CZ15 | cDXGF | Existing | Exterior Equipment | 0 | 0
CZ15 | cDXGF | Existing | Fans | 131438.63 | 0
CZ15 | cDXGF | Existing | Pumps | 129.34 | 0
CZ15 | cDXGF | Existing | Heat Rejection | 0 | 0
CZ15 | cDXGF | Existing | Humidification | 0 | 0
CZ15 | cDXGF | Existing | Heat Recovery | 0 | 0
CZ15 | cDXGF | Existing | Water Systems | 0 | 186783.89
CZ15 | cDXGF | Existing | Refrigeration | 0 | 0
CZ15 | cDXGF | Existing | Generators | 0 | 0
CZ15 | cDXGF | Existing | Total End Uses | 619035.47 | 426438.83
CZ16 | cDXGF | Existing | Heating | 0 | 159472.8
CZ16 | cDXGF | Existing | Cooling | 120060.57 | 0
CZ16 | cDXGF | Existing | Interior Lighting | 123101.41 | 0
CZ16 | cDXGF | Existing | Exterior Lighting | 0 | 0
CZ16 | cDXGF | Existing | Interior Equipment | 127970.66 | 133412.26
CZ16 | cDXGF | Existing | Exterior Equipment | 0 | 0
CZ16 | cDXGF | Existing | Fans | 130134.31 | 0
CZ16 | cDXGF | Existing | Pumps | 73.07 | 0
CZ16 | cDXGF | Existing | Heat Rejection | 0 | 0
CZ16 | cDXGF | Existing | Humidification | 0 | 0
CZ16 | cDXGF | Existing | Heat Recovery | 0 | 0
CZ16 | cDXGF | Existing | Water Systems | 0 | 247596.71
CZ16 | cDXGF | Existing | Refrigeration | 0 | 0
CZ16 | cDXGF | Existing | Generators | 0 | 0
CZ16 | cDXGF | Existing | Total End Uses | 501340.02 | 540481.77
CZ01 | cDXGF | New Construction | Heating | 0 | 136035.09
CZ01 | cDXGF | New Construction | Cooling | 24453.02 | 0
CZ01 | cDXGF | New Construction | Interior Lighting | 55409.82 | 0
CZ01 | cDXGF | New Construction | Exterior Lighting | 0 | 0
CZ01 | cDXGF | New Construction | Interior Equipment | 127970.66 | 133412.26
CZ01 | cDXGF | New Construction | Exterior Equipment | 0 | 0
CZ01 | cDXGF | New Construction | Fans | 82112.31 | 0
CZ01 | cDXGF | New Construction | Pumps | 27.87 | 0
CZ01 | cDXGF | New Construction | Heat Rejection | 0 | 0
CZ01 | cDXGF | New Construction | Humidification | 0 | 0
CZ01 | cDXGF | New Construction | Heat Recovery | 0 | 0
CZ01 | cDXGF | New Construction | Water Systems | 0 | 273554.94
CZ01 | cDXGF | New Construction | Refrigeration | 0 | 0
CZ01 | cDXGF | New Construction | Generators | 0 | 0
CZ01 | cDXGF | New Construction | Total End Uses | 289973.68 | 543002.3
CZ02 | cDXGF | New Construction | Heating | 0 | 98761.47
CZ02 | cDXGF | New Construction | Cooling | 55826.76 | 0
CZ02 | cDXGF | New Construction | Interior Lighting | 55409.82 | 0
CZ02 | cDXGF | New Construction | Exterior Lighting | 0 | 0
CZ02 | cDXGF | New Construction | Interior Equipment | 127970.66 | 133412.26
CZ02 | cDXGF | New Construction | Exterior Equipment | 0 | 0
CZ02 | cDXGF | New Construction | Fans | 81705.29 | 0
CZ02 | cDXGF | New Construction | Pumps | 22.79 | 0
CZ02 | cDXGF | New Construction | Heat Rejection | 0 | 0
CZ02 | cDXGF | New Construction | Humidification | 0 | 0
CZ02 | cDXGF | New Construction | Heat Recovery | 0 | 0
CZ02 | cDXGF | New Construction | Water Systems | 0 | 251531.58
CZ02 | cDXGF | New Construction | Refrigeration | 0 | 0
CZ02 | cDXGF | New Construction | Generators | 0 | 0
CZ02 | cDXGF | New Construction | Total End Uses | 320935.32 | 483705.31
CZ03 | cDXGF | New Construction | Heating | 0 | 63970.71
CZ03 | cDXGF | New Construction | Cooling | 44105.43 | 0
CZ03 | cDXGF | New Construction | Interior Lighting | 55409.82 | 0
CZ03 | cDXGF | New Construction | Exterior Lighting | 0 | 0
CZ03 | cDXGF | New Construction | Interior Equipment | 127970.66 | 133412.26
CZ03 | cDXGF | New Construction | Exterior Equipment | 0 | 0
CZ03 | cDXGF | New Construction | Fans | 77228.56 | 0
CZ03 | cDXGF | New Construction | Pumps | 15.81 | 0
CZ03 | cDXGF | New Construction | Heat Rejection | 0 | 0
CZ03 | cDXGF | New Construction | Humidification | 0 | 0
CZ03 | cDXGF | New Construction | Heat Recovery | 0 | 0
CZ03 | cDXGF | New Construction | Water Systems | 0 | 250542.73
CZ03 | cDXGF | New Construction | Refrigeration | 0 | 0
CZ03 | cDXGF | New Construction | Generators | 0 | 0
CZ03 | cDXGF | New Construction | Total End Uses | 304730.28 | 447925.71
CZ04 | cDXGF | New Construction | Heating | 0 | 70747.56
CZ04 | cDXGF | New Construction | Cooling | 63974.44 | 0
CZ04 | cDXGF | New Construction | Interior Lighting | 55409.82 | 0
CZ04 | cDXGF | New Construction | Exterior Lighting | 0 | 0
CZ04 | cDXGF | New Construction | Interior Equipment | 127970.66 | 133412.26
CZ04 | cDXGF | New Construction | Exterior Equipment | 0 | 0
CZ04 | cDXGF | New Construction | Fans | 79755.8 | 0
CZ04 | cDXGF | New Construction | Pumps | 17.19 | 0
CZ04 | cDXGF | New Construction | Heat Rejection | 0 | 0
CZ04 | cDXGF | New Construction | Humidification | 0 | 0
CZ04 | cDXGF | New Construction | Heat Recovery | 0 | 0
CZ04 | cDXGF | New Construction | Water Systems | 0 | 242014.89
CZ04 | cDXGF | New Construction | Refrigeration | 0 | 0
CZ04 | cDXGF | New Construction | Generators | 0 | 0
CZ04 | cDXGF | New Construction | Total End Uses | 327127.91 | 446174.72
CZ05 | cDXGF | New Construction | Heating | 0 | 71046.84
CZ05 | cDXGF | New Construction | Cooling | 47824.89 | 0
CZ05 | cDXGF | New Construction | Interior Lighting | 55409.82 | 0
CZ05 | cDXGF | New Construction | Exterior Lighting | 0 | 0
CZ05 | cDXGF | New Construction | Interior Equipment | 127970.66 | 133412.26
CZ05 | cDXGF | New Construction | Exterior Equipment | 0 | 0
CZ05 | cDXGF | New Construction | Fans | 78708.76 | 0
CZ05 | cDXGF | New Construction | Pumps | 18.03 | 0
CZ05 | cDXGF | New Construction | Heat Rejection | 0 | 0
CZ05 | cDXGF | New Construction | Humidification | 0 | 0
CZ05 | cDXGF | New Construction | Heat Recovery | 0 | 0
CZ05 | cDXGF | New Construction | Water Systems | 0 | 250540.84
CZ05 | cDXGF | New Construction | Refrigeration | 0 | 0
CZ05 | cDXGF | New Construction | Generators | 0 | 0
CZ05 | cDXGF | New Construction | Total End Uses | 309932.16 | 454999.95
CZ06 | cDXGF | New Construction | Heating | 0 | 31090.51
CZ06 | cDXGF | New Construction | Cooling | 69316.95 | 0
CZ06 | cDXGF | New Construction | Interior Lighting | 55409.82 | 0
CZ06 | cDXGF | New Construction | Exterior Lighting | 0 | 0
CZ06 | cDXGF | New Construction | Interior Equipment | 127970.66 | 133412.26
CZ06 | cDXGF | New Construction | Exterior Equipment | 0 | 0
CZ06 | cDXGF | New Construction | Fans | 73842.98 | 0
CZ06 | cDXGF | New Construction | Pumps | 13.19 | 0
CZ06 | cDXGF | New Construction | Heat Rejection | 0 | 0
CZ06 | cDXGF | New Construction | Humidification | 0 | 0
CZ06 | cDXGF | New Construction | Heat Recovery | 0 | 0
CZ06 | cDXGF | New Construction | Water Systems | 0 | 230961.46
CZ06 | cDXGF | New Construction | Refrigeration | 0 | 0
CZ06 | cDXGF | New Construction | Generators | 0 | 0
CZ06 | cDXGF | New Construction | Total End Uses | 326553.6 | 395464.23
CZ07 | cDXGF | New Construction | Heating | 0 | 35640.07
CZ07 | cDXGF | New Construction | Cooling | 74959.35 | 0
CZ07 | cDXGF | New Construction | Interior Lighting | 55409.82 | 0
CZ07 | cDXGF | New Construction | Exterior Lighting | 0 | 0
CZ07 | cDXGF | New Construction | Interior Equipment | 127970.66 | 133412.26
CZ07 | cDXGF | New Construction | Exterior Equipment | 0 | 0
CZ07 | cDXGF | New Construction | Fans | 74920.64 | 0
CZ07 | cDXGF | New Construction | Pumps | 15.37 | 0
CZ07 | cDXGF | New Construction | Heat Rejection | 0 | 0
CZ07 | cDXGF | New Construction | Humidification | 0 | 0
CZ07 | cDXGF | New Construction | Heat Recovery | 0 | 0
CZ07 | cDXGF | New Construction | Water Systems | 0 | 228036.42
CZ07 | cDXGF | New Construction | Refrigeration | 0 | 0
CZ07 | cDXGF | New Construction | Generators | 0 | 0
CZ07 | cDXGF | New Construction | Total End Uses | 333275.84 | 397088.76
CZ08 | cDXGF | New Construction | Heating | 0 | 58524.59
CZ08 | cDXGF | New Construction | Cooling | 84550.13 | 0
CZ08 | cDXGF | New Construction | Interior Lighting | 55409.82 | 0
CZ08 | cDXGF | New Construction | Exterior Lighting | 0 | 0
CZ08 | cDXGF | New Construction | Interior Equipment | 127970.66 | 133412.26
CZ08 | cDXGF | New Construction | Exterior Equipment | 0 | 0
CZ08 | cDXGF | New Construction | Fans | 79417.61 | 0
CZ08 | cDXGF | New Construction | Pumps | 27.09 | 0
CZ08 | cDXGF | New Construction | Heat Rejection | 0 | 0
CZ08 | cDXGF | New Construction | Humidification | 0 | 0
CZ08 | cDXGF | New Construction | Heat Recovery | 0 | 0
CZ08 | cDXGF | New Construction | Water Systems | 0 | 227712.76
CZ08 | cDXGF | New Construction | Refrigeration | 0 | 0
CZ08 | cDXGF | New Construction | Generators | 0 | 0
CZ08 | cDXGF | New Construction | Total End Uses | 347375.32 | 419649.62
CZ09 | cDXGF | New Construction | Heating | 0 | 53836.22
CZ09 | cDXGF | New Construction | Cooling | 89447.8 | 0
CZ09 | cDXGF | New Construction | Interior Lighting | 55409.82 | 0
CZ09 | cDXGF | New Construction | Exterior Lighting | 0 | 0
CZ09 | cDXGF | New Construction | Interior Equipment | 127970.66 | 133412.26
CZ09 | cDXGF | New Construction | Exterior Equipment | 0 | 0
CZ09 | cDXGF | New Construction | Fans | 79429.9 | 0
CZ09 | cDXGF | New Construction | Pumps | 26.88 | 0
CZ09 | cDXGF | New Construction | Heat Rejection | 0 | 0
CZ09 | cDXGF | New Construction | Humidification | 0 | 0
CZ09 | cDXGF | New Construction | Heat Recovery | 0 | 0
CZ09 | cDXGF | New Construction | Water Systems | 0 | 224574.5
CZ09 | cDXGF | New Construction | Refrigeration | 0 | 0
CZ09 | cDXGF | New Construction | Generators | 0 | 0
CZ09 | cDXGF | New Construction | Total End Uses | 352285.06 | 411822.99
CZ10 | cDXGF | New Construction | Heating | 0 | 93001.35
CZ10 | cDXGF | New Construction | Cooling | 108240.8 | 0
CZ10 | cDXGF | New Construction | Interior Lighting | 55409.82 | 0
CZ10 | cDXGF | New Construction | Exterior Lighting | 0 | 0
CZ10 | cDXGF | New Construction | Interior Equipment | 127970.66 | 133412.26
CZ10 | cDXGF | New Construction | Exterior Equipment | 0 | 0
CZ10 | cDXGF | New Construction | Fans | 88219.87 | 0
CZ10 | cDXGF | New Construction | Pumps | 39.55 | 0
CZ10 | cDXGF | New Construction | Heat Rejection | 0 | 0
CZ10 | cDXGF | New Construction | Humidification | 0 | 0
CZ10 | cDXGF | New Construction | Heat Recovery | 0 | 0
CZ10 | cDXGF | New Construction | Water Systems | 0 | 222822.03
CZ10 | cDXGF | New Construction | Refrigeration | 0 | 0
CZ10 | cDXGF | New Construction | Generators | 0 | 0
CZ10 | cDXGF | New Construction | Total End Uses | 379880.71 | 449235.64
CZ11 | cDXGF | New Construction | Heating | 0 | 127361.08
CZ11 | cDXGF | New Construction | Cooling | 107409.44 | 0
CZ11 | cDXGF | New Construction | Interior Lighting | 55409.82 | 0
CZ11 | cDXGF | New Construction | Exterior Lighting | 0 | 0
CZ11 | cDXGF | New Construction | Interior Equipment | 127970.66 | 133412.26
CZ11 | cDXGF | New Construction | Exterior Equipment | 0 | 0
CZ11 | cDXGF | New Construction | Fans | 93063.01 | 0
CZ11 | cDXGF | New Construction | Pumps | 29.55 | 0
CZ11 | cDXGF | New Construction | Heat Rejection | 0 | 0
CZ11 | cDXGF | New Construction | Humidification | 0 | 0
CZ11 | cDXGF | New Construction | Heat Recovery | 0 | 0
CZ11 | cDXGF | New Construction | Water Systems | 0 | 227762.07
CZ11 | cDXGF | New Construction | Refrigeration | 0 | 0
CZ11 | cDXGF | New Construction | Generators | 0 | 0
CZ11 | cDXGF | New Construction | Total End Uses | 383882.48 | 488535.41
CZ12 | cDXGF | New Construction | Heating | 0 | 116026.31
CZ12 | cDXGF | New Construction | Cooling | 91302.8 | 0
CZ12 | cDXGF | New Construction | Interior Lighting | 55409.82 | 0
CZ12 | cDXGF | New Construction | Exterior Lighting | 0 | 0
CZ12 | cDXGF | New Construction | Interior Equipment | 127970.66 | 133412.26
CZ12 | cDXGF | New Construction | Exterior Equipment | 0 | 0
CZ12 | cDXGF | New Construction | Fans | 87547.56 | 0
CZ12 | cDXGF | New Construction | Pumps | 25.4 | 0
CZ12 | cDXGF | New Construction | Heat Rejection | 0 | 0
CZ12 | cDXGF | New Construction | Humidification | 0 | 0
CZ12 | cDXGF | New Construction | Heat Recovery | 0 | 0
CZ12 | cDXGF | New Construction | Water Systems | 0 | 234115.14
CZ12 | cDXGF | New Construction | Refrigeration | 0 | 0
CZ12 | cDXGF | New Construction | Generators | 0 | 0
CZ12 | cDXGF | New Construction | Total End Uses | 362256.25 | 483553.71
CZ13 | cDXGF | New Construction | Heating | 0 | 120307.68
CZ13 | cDXGF | New Construction | Cooling | 118313.38 | 0
CZ13 | cDXGF | New Construction | Interior Lighting | 55409.82 | 0
CZ13 | cDXGF | New Construction | Exterior Lighting | 0 | 0
CZ13 | cDXGF | New Construction | Interior Equipment | 127970.66 | 133412.26
CZ13 | cDXGF | New Construction | Exterior Equipment | 0 | 0
CZ13 | cDXGF | New Construction | Fans | 94080.28 | 0
CZ13 | cDXGF | New Construction | Pumps | 28.99 | 0
CZ13 | cDXGF | New Construction | Heat Rejection | 0 | 0
CZ13 | cDXGF | New Construction | Humidification | 0 | 0
CZ13 | cDXGF | New Construction | Heat Recovery | 0 | 0
CZ13 | cDXGF | New Construction | Water Systems | 0 | 221200.55
CZ13 | cDXGF | New Construction | Refrigeration | 0 | 0
CZ13 | cDXGF | New Construction | Generators | 0 | 0
CZ13 | cDXGF | New Construction | Total End Uses | 395803.13 | 474920.49
CZ14 | cDXGF | New Construction | Heating | 0 | 115866.46
CZ14 | cDXGF | New Construction | Cooling | 142071.68 | 0
CZ14 | cDXGF | New Construction | Interior Lighting | 55409.82 | 0
CZ14 | cDXGF | New Construction | Exterior Lighting | 0 | 0
CZ14 | cDXGF | New Construction | Interior Equipment | 127970.66 | 133412.26
CZ14 | cDXGF | New Construction | Exterior Equipment | 0 | 0
CZ14 | cDXGF | New Construction | Fans | 101649.74 | 0
CZ14 | cDXGF | New Construction | Pumps | 49.29 | 0
CZ14 | cDXGF | New Construction | Heat Rejection | 0 | 0
CZ14 | cDXGF | New Construction | Humidification | 0 | 0
CZ14 | cDXGF | New Construction | Heat Recovery | 0 | 0
CZ14 | cDXGF | New Construction | Water Systems | 0 | 210085.55
CZ14 | cDXGF | New Construction | Refrigeration | 0 | 0
CZ14 | cDXGF | New Construction | Generators | 0 | 0
CZ14 | cDXGF | New Construction | Total End Uses | 427151.19 | 459364.28
CZ15 | cDXGF | New Construction | Heating | 0 | 93365.33
CZ15 | cDXGF | New Construction | Cooling | 182585.31 | 0
CZ15 | cDXGF | New Construction | Interior Lighting | 55409.82 | 0
CZ15 | cDXGF | New Construction | Exterior Lighting | 0 | 0
CZ15 | cDXGF | New Construction | Interior Equipment | 127970.66 | 133412.26
CZ15 | cDXGF | New Construction | Exterior Equipment | 0 | 0
CZ15 | cDXGF | New Construction | Fans | 99304.92 | 0
CZ15 | cDXGF | New Construction | Pumps | 70.11 | 0
CZ15 | cDXGF | New Construction | Heat Rejection | 0 | 0
CZ15 | cDXGF | New Construction | Humidification | 0 | 0
CZ15 | cDXGF | New Construction | Heat Recovery | 0 | 0
CZ15 | cDXGF | New Construction | Water Systems | 0 | 186689.23
CZ15 | cDXGF | New Construction | Refrigeration | 0 | 0
CZ15 | cDXGF | New Construction | Generators | 0 | 0
CZ15 | cDXGF | New Construction | Total End Uses | 465340.82 | 413466.83
CZ16 | cDXGF | New Construction | Heating | 0 | 161123.65
CZ16 | cDXGF | New Construction | Cooling | 94187.96 | 0
CZ16 | cDXGF | New Construction | Interior Lighting | 55409.82 | 0
CZ16 | cDXGF | New Construction | Exterior Lighting | 0 | 0
CZ16 | cDXGF | New Construction | Interior Equipment | 127970.66 | 133412.26
CZ16 | cDXGF | New Construction | Exterior Equipment | 0 | 0
CZ16 | cDXGF | New Construction | Fans | 102648.8 | 0
CZ16 | cDXGF | New Construction | Pumps | 34.02 | 0
CZ16 | cDXGF | New Construction | Heat Rejection | 0 | 0
CZ16 | cDXGF | New Construction | Humidification | 0 | 0
CZ16 | cDXGF | New Construction | Heat Recovery | 0 | 0
CZ16 | cDXGF | New Construction | Water Systems | 0 | 247495.93
CZ16 | cDXGF | New Construction | Refrigeration | 0 | 0
CZ16 | cDXGF | New Construction | Generators | 0 | 0
CZ16 | cDXGF | New Construction | Total End Uses | 380251.26 | 542031.84
CZ01 | cDXHP | Existing | Heating | 3882.92 | 80030.38
CZ01 | cDXHP | Existing | Cooling | 28395.76 | 0
CZ01 | cDXHP | Existing | Interior Lighting | 123101.41 | 0
CZ01 | cDXHP | Existing | Exterior Lighting | 0 | 0
CZ01 | cDXHP | Existing | Interior Equipment | 127970.66 | 133412.26
CZ01 | cDXHP | Existing | Exterior Equipment | 0 | 0
CZ01 | cDXHP | Existing | Fans | 92168.84 | 0
CZ01 | cDXHP | Existing | Pumps | 24.01 | 0
CZ01 | cDXHP | Existing | Heat Rejection | 0 | 0
CZ01 | cDXHP | Existing | Humidification | 0 | 0
CZ01 | cDXHP | Existing | Heat Recovery | 0 | 0
CZ01 | cDXHP | Existing | Water Systems | 0 | 273714.86
CZ01 | cDXHP | Existing | Refrigeration | 0 | 0
CZ01 | cDXHP | Existing | Generators | 0 | 0
CZ01 | cDXHP | Existing | Total End Uses | 375543.61 | 487157.5
CZ02 | cDXHP | Existing | Heating | 2524.35 | 74783.29
CZ02 | cDXHP | Existing | Cooling | 67644.14 | 0
CZ02 | cDXHP | Existing | Interior Lighting | 123101.41 | 0
CZ02 | cDXHP | Existing | Exterior Lighting | 0 | 0
CZ02 | cDXHP | Existing | Interior Equipment | 127970.66 | 133412.26
CZ02 | cDXHP | Existing | Exterior Equipment | 0 | 0
CZ02 | cDXHP | Existing | Fans | 93498.77 | 0
CZ02 | cDXHP | Existing | Pumps | 25.78 | 0
CZ02 | cDXHP | Existing | Heat Rejection | 0 | 0
CZ02 | cDXHP | Existing | Humidification | 0 | 0
CZ02 | cDXHP | Existing | Heat Recovery | 0 | 0
CZ02 | cDXHP | Existing | Water Systems | 0 | 251646.12
CZ02 | cDXHP | Existing | Refrigeration | 0 | 0
CZ02 | cDXHP | Existing | Generators | 0 | 0
CZ02 | cDXHP | Existing | Total End Uses | 414765.12 | 459841.68
CZ03 | cDXHP | Existing | Heating | 1128.11 | 39253.01
CZ03 | cDXHP | Existing | Cooling | 53844.9 | 0
CZ03 | cDXHP | Existing | Interior Lighting | 123101.41 | 0
CZ03 | cDXHP | Existing | Exterior Lighting | 0 | 0
CZ03 | cDXHP | Existing | Interior Equipment | 127970.66 | 133412.26
CZ03 | cDXHP | Existing | Exterior Equipment | 0 | 0
CZ03 | cDXHP | Existing | Fans | 84013.29 | 0
CZ03 | cDXHP | Existing | Pumps | 15.04 | 0
CZ03 | cDXHP | Existing | Heat Rejection | 0 | 0
CZ03 | cDXHP | Existing | Humidification | 0 | 0
CZ03 | cDXHP | Existing | Heat Recovery | 0 | 0
CZ03 | cDXHP | Existing | Water Systems | 0 | 250660.47
CZ03 | cDXHP | Existing | Refrigeration | 0 | 0
CZ03 | cDXHP | Existing | Generators | 0 | 0
CZ03 | cDXHP | Existing | Total End Uses | 390073.42 | 423325.75
CZ04 | cDXHP | Existing | Heating | 1003.04 | 57757.77
CZ04 | cDXHP | Existing | Cooling | 79317.55 | 0
CZ04 | cDXHP | Existing | Interior Lighting | 123101.41 | 0
CZ04 | cDXHP | Existing | Exterior Lighting | 0 | 0
CZ04 | cDXHP | Existing | Interior Equipment | 127970.66 | 133412.26
CZ04 | cDXHP | Existing | Exterior Equipment | 0 | 0
CZ04 | cDXHP | Existing | Fans | 91136.51 | 0
CZ04 | cDXHP | Existing | Pumps | 37.52 | 0
CZ04 | cDXHP | Existing | Heat Rejection | 0 | 0
CZ04 | cDXHP | Existing | Humidification | 0 | 0
CZ04 | cDXHP | Existing | Heat Recovery | 0 | 0
CZ04 | cDXHP | Existing | Water Systems | 0 | 242121.21
CZ04 | cDXHP | Existing | Refrigeration | 0 | 0
CZ04 | cDXHP | Existing | Generators | 0 | 0
CZ04 | cDXHP | Existing | Total End Uses | 422566.69 | 433291.24
CZ05 | cDXHP | Existing | Heating | 1149.84 | 42737.51
CZ05 | cDXHP | Existing | Cooling | 59107.85 | 0
CZ05 | cDXHP | Existing | Interior Lighting | 123101.41 | 0
CZ05 | cDXHP | Existing | Exterior Lighting | 0 | 0
CZ05 | cDXHP | Existing | Interior Equipment | 127970.66 | 133412.26
CZ05 | cDXHP | Existing | Exterior Equipment | 0 | 0
CZ05 | cDXHP | Existing | Fans | 85470.67 | 0
CZ05 | cDXHP | Existing | Pumps | 25.27 | 0
CZ05 | cDXHP | Existing | Heat Rejection | 0 | 0
CZ05 | cDXHP | Existing | Humidification | 0 | 0
CZ05 | cDXHP | Existing | Heat Recovery | 0 | 0
CZ05 | cDXHP | Existing | Water Systems | 0 | 250673.04
CZ05 | cDXHP | Existing | Refrigeration | 0 | 0
CZ05 | cDXHP | Existing | Generators | 0 | 0
CZ05 | cDXHP | Existing | Total End Uses | 396825.7 | 426822.81
CZ06 | cDXHP | Existing | Heating | 107.81 | 19252.73
CZ06 | cDXHP | Existing | Cooling | 85589.11 | 0
CZ06 | cDXHP | Existing | Interior Lighting | 123101.41 | 0
CZ06 | cDXHP | Existing | Exterior Lighting | 0 | 0
CZ06 | cDXHP | Existing | Interior Equipment | 127970.66 | 133412.26
CZ06 | cDXHP | Existing | Exterior Equipment | 0 | 0
CZ06 | cDXHP | Existing | Fans | 82463.49 | 0
CZ06 | cDXHP | Existing | Pumps | 28.72 | 0
CZ06 | cDXHP | Existing | Heat Rejection | 0 | 0
CZ06 | cDXHP | Existing | Humidification | 0 | 0
CZ06 | cDXHP | Existing | Heat Recovery | 0 | 0
CZ06 | cDXHP | Existing | Water Systems | 0 | 231041.43
CZ06 | cDXHP | Existing | Refrigeration | 0 | 0
CZ06 | cDXHP | Existing | Generators | 0 | 0
CZ06 | cDXHP | Existing | Total End Uses | 419261.21 | 383706.42
CZ07 | cDXHP | Existing | Heating | 95.14 | 21924.43
CZ07 | cDXHP | Existing | Cooling | 90078.49 | 0
CZ07 | cDXHP | Existing | Interior Lighting | 123101.41 | 0
CZ07 | cDXHP | Existing | Exterior Lighting | 0 | 0
CZ07 | cDXHP | Existing | Interior Equipment | 127970.66 | 133412.26
CZ07 | cDXHP | Existing | Exterior Equipment | 0 | 0
CZ07 | cDXHP | Existing | Fans | 82621.21 | 0
CZ07 | cDXHP | Existing | Pumps | 38.78 | 0
CZ07 | cDXHP | Existing | Heat Rejection | 0 | 0
CZ07 | cDXHP | Existing | Humidification | 0 | 0
CZ07 | cDXHP | Existing | Heat Recovery | 0 | 0
CZ07 | cDXHP | Existing | Water Systems | 0 | 228118.53
CZ07 | cDXHP | Existing | Refrigeration | 0 | 0
CZ07 | cDXHP | Existing | Generators | 0 | 0
CZ07 | cDXHP | Existing | Total End Uses | 423905.7 | 383455.22
CZ08 | cDXHP | Existing | Heating | 225.75 | 44193.04
CZ08 | cDXHP | Existing | Cooling | 103036.61 | 0
CZ08 | cDXHP | Existing | Interior Lighting | 123101.41 | 0
CZ08 | cDXHP | Existing | Exterior Lighting | 0 | 0
CZ08 | cDXHP | Existing | Interior Equipment | 127970.66 | 133412.26
CZ08 | cDXHP | Existing | Exterior Equipment | 0 | 0
CZ08 | cDXHP | Existing | Fans | 91140.64 | 0
CZ08 | cDXHP | Existing | Pumps | 59.92 | 0
CZ08 | cDXHP | Existing | Heat Rejection | 0 | 0
CZ08 | cDXHP | Existing | Humidification | 0 | 0
CZ08 | cDXHP | Existing | Heat Recovery | 0 | 0
CZ08 | cDXHP | Existing | Water Systems | 0 | 227804.98
CZ08 | cDXHP | Existing | Refrigeration | 0 | 0
CZ08 | cDXHP | Existing | Generators | 0 | 0
CZ08 | cDXHP | Existing | Total End Uses | 445534.99 | 405410.29
CZ09 | cDXHP | Existing | Heating | 154.22 | 46875.88
CZ09 | cDXHP | Existing | Cooling | 114538.31 | 0
CZ09 | cDXHP | Existing | Interior Lighting | 123101.41 | 0
CZ09 | cDXHP | Existing | Exterior Lighting | 0 | 0
CZ09 | cDXHP | Existing | Interior Equipment | 127970.66 | 133412.26
CZ09 | cDXHP | Existing | Exterior Equipment | 0 | 0
CZ09 | cDXHP | Existing | Fans | 96867.71 | 0
CZ09 | cDXHP | Existing | Pumps | 72.14 | 0
CZ09 | cDXHP | Existing | Heat Rejection | 0 | 0
CZ09 | cDXHP | Existing | Humidification | 0 | 0
CZ09 | cDXHP | Existing | Heat Recovery | 0 | 0
CZ09 | cDXHP | Existing | Water Systems | 0 | 224665.25
CZ09 | cDXHP | Existing | Refrigeration | 0 | 0
CZ09 | cDXHP | Existing | Generators | 0 | 0
CZ09 | cDXHP | Existing | Total End Uses | 462704.45 | 404953.39
CZ10 | cDXHP | Existing | Heating | 832.66 | 84047.95
CZ10 | cDXHP | Existing | Cooling | 134150.88 | 0
CZ10 | cDXHP | Existing | Interior Lighting | 123101.41 | 0
CZ10 | cDXHP | Existing | Exterior Lighting | 0 | 0
CZ10 | cDXHP | Existing | Interior Equipment | 127970.66 | 133412.26
CZ10 | cDXHP | Existing | Exterior Equipment | 0 | 0
CZ10 | cDXHP | Existing | Fans | 106709.86 | 0
CZ10 | cDXHP | Existing | Pumps | 91.58 | 0
CZ10 | cDXHP | Existing | Heat Rejection | 0 | 0
CZ10 | cDXHP | Existing | Humidification | 0 | 0
CZ10 | cDXHP | Existing | Heat Recovery | 0 | 0
CZ10 | cDXHP | Existing | Water Systems | 0 | 222920.47
CZ10 | cDXHP | Existing | Refrigeration | 0 | 0
CZ10 | cDXHP | Existing | Generators | 0 | 0
CZ10 | cDXHP | Existing | Total End Uses | 492857.05 | 440380.68
CZ11 | cDXHP | Existing | Heating | 2535.06 | 130060.69
CZ11 | cDXHP | Existing | Cooling | 140030.93 | 0
CZ11 | cDXHP | Existing | Interior Lighting | 123101.41 | 0
CZ11 | cDXHP | Existing | Exterior Lighting | 0 | 0
CZ11 | cDXHP | Existing | Interior Equipment | 127970.66 | 133412.26
CZ11 | cDXHP | Existing | Exterior Equipment | 0 | 0
CZ11 | cDXHP | Existing | Fans | 117902.25 | 0
CZ11 | cDXHP | Existing | Pumps | 94.5 | 0
CZ11 | cDXHP | Existing | Heat Rejection | 0 | 0
CZ11 | cDXHP | Existing | Humidification | 0 | 0
CZ11 | cDXHP | Existing | Heat Recovery | 0 | 0
CZ11 | cDXHP | Existing | Water Systems | 0 | 227872.53
CZ11 | cDXHP | Existing | Refrigeration | 0 | 0
CZ11 | cDXHP | Existing | Generators | 0 | 0
CZ11 | cDXHP | Existing | Total End Uses | 511634.82 | 491345.48
CZ12 | cDXHP | Existing | Heating | 2424.83 | 112603.4
CZ12 | cDXHP | Existing | Cooling | 117406.08 | 0
CZ12 | cDXHP | Existing | Interior Lighting | 123101.41 | 0
CZ12 | cDXHP | Existing | Exterior Lighting | 0 | 0
CZ12 | cDXHP | Existing | Interior Equipment | 127970.66 | 133412.26
CZ12 | cDXHP | Existing | Exterior Equipment | 0 | 0
CZ12 | cDXHP | Existing | Fans | 106357.48 | 0
CZ12 | cDXHP | Existing | Pumps | 67.89 | 0
CZ12 | cDXHP | Existing | Heat Rejection | 0 | 0
CZ12 | cDXHP | Existing | Humidification | 0 | 0
CZ12 | cDXHP | Existing | Heat Recovery | 0 | 0
CZ12 | cDXHP | Existing | Water Systems | 0 | 234220.42
CZ12 | cDXHP | Existing | Refrigeration | 0 | 0
CZ12 | cDXHP | Existing | Generators | 0 | 0
CZ12 | cDXHP | Existing | Total End Uses | 477328.35 | 480236.09
CZ13 | cDXHP | Existing | Heating | 1861.18 | 122440.47
CZ13 | cDXHP | Existing | Cooling | 153668.89 | 0
CZ13 | cDXHP | Existing | Interior Lighting | 123101.41 | 0
CZ13 | cDXHP | Existing | Exterior Lighting | 0 | 0
CZ13 | cDXHP | Existing | Interior Equipment | 127970.66 | 133412.26
CZ13 | cDXHP | Existing | Exterior Equipment | 0 | 0
CZ13 | cDXHP | Existing | Fans | 117620.01 | 0
CZ13 | cDXHP | Existing | Pumps | 96.09 | 0
CZ13 | cDXHP | Existing | Heat Rejection | 0 | 0
CZ13 | cDXHP | Existing | Humidification | 0 | 0
CZ13 | cDXHP | Existing | Heat Recovery | 0 | 0
CZ13 | cDXHP | Existing | Water Systems | 0 | 221300.32
CZ13 | cDXHP | Existing | Refrigeration | 0 | 0
CZ13 | cDXHP | Existing | Generators | 0 | 0
CZ13 | cDXHP | Existing | Total End Uses | 524318.24 | 477153.06
CZ14 | cDXHP | Existing | Heating | 1063.05 | 118688.52
CZ14 | cDXHP | Existing | Cooling | 181200.68 | 0
CZ14 | cDXHP | Existing | Interior Lighting | 123101.41 | 0
CZ14 | cDXHP | Existing | Exterior Lighting | 0 | 0
CZ14 | cDXHP | Existing | Interior Equipment | 127970.66 | 133412.26
CZ14 | cDXHP | Existing | Exterior Equipment | 0 | 0
CZ14 | cDXHP | Existing | Fans | 129625.99 | 0
CZ14 | cDXHP | Existing | Pumps | 109.79 | 0
CZ14 | cDXHP | Existing | Heat Rejection | 0 | 0
CZ14 | cDXHP | Existing | Humidification | 0 | 0
CZ14 | cDXHP | Existing | Heat Recovery | 0 | 0
CZ14 | cDXHP | Existing | Water Systems | 0 | 210193.18
CZ14 | cDXHP | Existing | Refrigeration | 0 | 0
CZ14 | cDXHP | Existing | Generators | 0 | 0
CZ14 | cDXHP | Existing | Total End Uses | 563071.58 | 462293.96
CZ15 | cDXHP | Existing | Heating | 263.35 | 105333.7
CZ15 | cDXHP | Existing | Cooling | 236370.78 | 0
CZ15 | cDXHP | Existing | Interior Lighting | 123101.41 | 0
CZ15 | cDXHP | Existing | Exterior Lighting | 0 | 0
CZ15 | cDXHP | Existing | Interior Equipment | 127970.66 | 133412.26
CZ15 | cDXHP | Existing | Exterior Equipment | 0 | 0
CZ15 | cDXHP | Existing | Fans | 131438.62 | 0
CZ15 | cDXHP | Existing | Pumps | 129.34 | 0
CZ15 | cDXHP | Existing | Heat Rejection | 0 | 0
CZ15 | cDXHP | Existing | Humidification | 0 | 0
CZ15 | cDXHP | Existing | Heat Recovery | 0 | 0
CZ15 | cDXHP | Existing | Water Systems | 0 | 186783.89
CZ15 | cDXHP | Existing | Refrigeration | 0 | 0
CZ15 | cDXHP | Existing | Generators | 0 | 0
CZ15 | cDXHP | Existing | Total End Uses | 619274.16 | 425529.85
CZ16 | cDXHP | Existing | Heating | 5269.98 | 146013
CZ16 | cDXHP | Existing | Cooling | 119736.91 | 0
CZ16 | cDXHP | Existing | Interior Lighting | 123101.41 | 0
CZ16 | cDXHP | Existing | Exterior Lighting | 0 | 0
CZ16 | cDXHP | Existing | Interior Equipment | 127970.66 | 133412.26
CZ16 | cDXHP | Existing | Exterior Equipment | 0 | 0
CZ16 | cDXHP | Existing | Fans | 130135.82 | 0
CZ16 | cDXHP | Existing | Pumps | 73.07 | 0
CZ16 | cDXHP | Existing | Heat Rejection | 0 | 0
CZ16 | cDXHP | Existing | Humidification | 0 | 0
CZ16 | cDXHP | Existing | Heat Recovery | 0 | 0
CZ16 | cDXHP | Existing | Water Systems | 0 | 247596.73
CZ16 | cDXHP | Existing | Refrigeration | 0 | 0
CZ16 | cDXHP | Existing | Generators | 0 | 0
CZ16 | cDXHP | Existing | Total End Uses | 506287.85 | 527021.99
CZ01 | cDXHP | New Construction | Heating | 6043.81 | 111621.22
CZ01 | cDXHP | New Construction | Cooling | 24352.51 | 0
CZ01 | cDXHP | New Construction | Interior Lighting | 55409.82 | 0
CZ01 | cDXHP | New Construction | Exterior Lighting | 0 | 0
CZ01 | cDXHP | New Construction | Interior Equipment | 127970.66 | 133412.26
CZ01 | cDXHP | New Construction | Exterior Equipment | 0 | 0
CZ01 | cDXHP | New Construction | Fans | 82112.31 | 0
CZ01 | cDXHP | New Construction | Pumps | 27.87 | 0
CZ01 | cDXHP | New Construction | Heat Rejection | 0 | 0
CZ01 | cDXHP | New Construction | Humidification | 0 | 0
CZ01 | cDXHP | New Construction | Heat Recovery | 0 | 0
CZ01 | cDXHP | New Construction | Water Systems | 0 | 273554.95
CZ01 | cDXHP | New Construction | Refrigeration | 0 | 0
CZ01 | cDXHP | New Construction | Generators | 0 | 0
CZ01 | cDXHP | New Construction | Total End Uses | 295916.98 | 518588.44
CZ02 | cDXHP | New Construction | Heating | 3633.97 | 85388.72
CZ02 | cDXHP | New Construction | Cooling | 55676.28 | 0
CZ02 | cDXHP | New Construction | Interior Lighting | 55409.82 | 0
CZ02 | cDXHP | New Construction | Exterior Lighting | 0 | 0
CZ02 | cDXHP | New Construction | Interior Equipment | 127970.66 | 133412.26
CZ02 | cDXHP | New Construction | Exterior Equipment | 0 | 0
CZ02 | cDXHP | New Construction | Fans | 81707.8 | 0
CZ02 | cDXHP | New Construction | Pumps | 22.8 | 0
CZ02 | cDXHP | New Construction | Heat Rejection | 0 | 0
CZ02 | cDXHP | New Construction | Humidification | 0 | 0
CZ02 | cDXHP | New Construction | Heat Recovery | 0 | 0
CZ02 | cDXHP | New Construction | Water Systems | 0 | 251534.16
CZ02 | cDXHP | New Construction | Refrigeration | 0 | 0
CZ02 | cDXHP | New Construction | Generators | 0 | 0
CZ02 | cDXHP | New Construction | Total End Uses | 324421.33 | 470335.14
CZ03 | cDXHP | New Construction | Heating | 2178.37 | 55178.9
CZ03 | cDXHP | New Construction | Cooling | 44061.91 | 0
CZ03 | cDXHP | New Construction | Interior Lighting | 55409.82 | 0
CZ03 | cDXHP | New Construction | Exterior Lighting | 0 | 0
CZ03 | cDXHP | New Construction | Interior Equipment | 127970.66 | 133412.26
CZ03 | cDXHP | New Construction | Exterior Equipment | 0 | 0
CZ03 | cDXHP | New Construction | Fans | 77230.16 | 0
CZ03 | cDXHP | New Construction | Pumps | 15.82 | 0
CZ03 | cDXHP | New Construction | Heat Rejection | 0 | 0
CZ03 | cDXHP | New Construction | Humidification | 0 | 0
CZ03 | cDXHP | New Construction | Heat Recovery | 0 | 0
CZ03 | cDXHP | New Construction | Water Systems | 0 | 250542.72
CZ03 | cDXHP | New Construction | Refrigeration | 0 | 0
CZ03 | cDXHP | New Construction | Generators | 0 | 0
CZ03 | cDXHP | New Construction | Total End Uses | 306866.75 | 439133.88
CZ04 | cDXHP | New Construction | Heating | 1840.29 | 63427.98
CZ04 | cDXHP | New Construction | Cooling | 63940.54 | 0
CZ04 | cDXHP | New Construction | Interior Lighting | 55409.82 | 0
CZ04 | cDXHP | New Construction | Exterior Lighting | 0 | 0
CZ04 | cDXHP | New Construction | Interior Equipment | 127970.66 | 133412.26
CZ04 | cDXHP | New Construction | Exterior Equipment | 0 | 0
CZ04 | cDXHP | New Construction | Fans | 79763.65 | 0
CZ04 | cDXHP | New Construction | Pumps | 17.19 | 0
CZ04 | cDXHP | New Construction | Heat Rejection | 0 | 0
CZ04 | cDXHP | New Construction | Humidification | 0 | 0
CZ04 | cDXHP | New Construction | Heat Recovery | 0 | 0
CZ04 | cDXHP | New Construction | Water Systems | 0 | 242014.93
CZ04 | cDXHP | New Construction | Refrigeration | 0 | 0
CZ04 | cDXHP | New Construction | Generators | 0 | 0
CZ04 | cDXHP | New Construction | Total End Uses | 328942.16 | 438855.17
CZ05 | cDXHP | New Construction | Heating | 2299.69 | 62189.51
CZ05 | cDXHP | New Construction | Cooling | 47767.44 | 0
CZ05 | cDXHP | New Construction | Interior Lighting | 55409.82 | 0
CZ05 | cDXHP | New Construction | Exterior Lighting | 0 | 0
CZ05 | cDXHP | New Construction | Interior Equipment | 127970.66 | 133412.26
CZ05 | cDXHP | New Construction | Exterior Equipment | 0 | 0
CZ05 | cDXHP | New Construction | Fans | 78712.82 | 0
CZ05 | cDXHP | New Construction | Pumps | 18.02 | 0
CZ05 | cDXHP | New Construction | Heat Rejection | 0 | 0
CZ05 | cDXHP | New Construction | Humidification | 0 | 0
CZ05 | cDXHP | New Construction | Heat Recovery | 0 | 0
CZ05 | cDXHP | New Construction | Water Systems | 0 | 250540.45
CZ05 | cDXHP | New Construction | Refrigeration | 0 | 0
CZ05 | cDXHP | New Construction | Generators | 0 | 0
CZ05 | cDXHP | New Construction | Total End Uses | 312178.45 | 446142.23
CZ06 | cDXHP | New Construction | Heating | 412.74 | 29510.23
CZ06 | cDXHP | New Construction | Cooling | 69129.63 | 0
CZ06 | cDXHP | New Construction | Interior Lighting | 55409.82 | 0
CZ06 | cDXHP | New Construction | Exterior Lighting | 0 | 0
CZ06 | cDXHP | New Construction | Interior Equipment | 127970.66 | 133412.26
CZ06 | cDXHP | New Construction | Exterior Equipment | 0 | 0
CZ06 | cDXHP | New Construction | Fans | 73877.87 | 0
CZ06 | cDXHP | New Construction | Pumps | 13.24 | 0
CZ06 | cDXHP | New Construction | Heat Rejection | 0 | 0
CZ06 | cDXHP | New Construction | Humidification | 0 | 0
CZ06 | cDXHP | New Construction | Heat Recovery | 0 | 0
CZ06 | cDXHP | New Construction | Water Systems | 0 | 230961.43
CZ06 | cDXHP | New Construction | Refrigeration | 0 | 0
CZ06 | cDXHP | New Construction | Generators | 0 | 0
CZ06 | cDXHP | New Construction | Total End Uses | 326813.97 | 393883.92
CZ07 | cDXHP | New Construction | Heating | 386.35 | 33925.29
CZ07 | cDXHP | New Construction | Cooling | 74726.18 | 0
CZ07 | cDXHP | New Construction | Interior Lighting | 55409.82 | 0
CZ07 | cDXHP | New Construction | Exterior Lighting | 0 | 0
CZ07 | cDXHP | New Construction | Interior Equipment | 127970.66 | 133412.26
CZ07 | cDXHP | New Construction | Exterior Equipment | 0 | 0
CZ07 | cDXHP | New Construction | Fans | 74907.98 | 0
CZ07 | cDXHP | New Construction | Pumps | 15.33 | 0
CZ07 | cDXHP | New Construction | Heat Rejection | 0 | 0
CZ07 | cDXHP | New Construction | Humidification | 0 | 0
CZ07 | cDXHP | New Construction | Heat Recovery | 0 | 0
CZ07 | cDXHP | New Construction | Water Systems | 0 | 228036.68
CZ07 | cDXHP | New Construction | Refrigeration | 0 | 0
CZ07 | cDXHP | New Construction | Generators | 0 | 0
CZ07 | cDXHP | New Construction | Total End Uses | 333416.31 | 395374.23
CZ08 | cDXHP | New Construction | Heating | 648.19 | 55833
CZ08 | cDXHP | New Construction | Cooling | 84481.92 | 0
CZ08 | cDXHP | New Construction | Interior Lighting | 55409.82 | 0
CZ08 | cDXHP | New Construction | Exterior Lighting | 0 | 0
CZ08 | cDXHP | New Construction | Interior Equipment | 127970.66 | 133412.26
CZ08 | cDXHP | New Construction | Exterior Equipment | 0 | 0
CZ08 | cDXHP | New Construction | Fans | 79417.18 | 0
CZ08 | cDXHP | New Construction | Pumps | 27.08 | 0
CZ08 | cDXHP | New Construction | Heat Rejection | 0 | 0
CZ08 | cDXHP | New Construction | Humidification | 0 | 0
CZ08 | cDXHP | New Construction | Heat Recovery | 0 | 0
CZ08 | cDXHP | New Construction | Water Systems | 0 | 227712.6
CZ08 | cDXHP | New Construction | Refrigeration | 0 | 0
CZ08 | cDXHP | New Construction | Generators | 0 | 0
CZ08 | cDXHP | New Construction | Total End Uses | 347954.84 | 416957.87
CZ09 | cDXHP | New Construction | Heating | 458.28 | 51934.41
CZ09 | cDXHP | New Construction | Cooling | 89368.37 | 0
CZ09 | cDXHP | New Construction | Interior Lighting | 55409.82 | 0
CZ09 | cDXHP | New Construction | Exterior Lighting | 0 | 0
CZ09 | cDXHP | New Construction | Interior Equipment | 127970.66 | 133412.26
CZ09 | cDXHP | New Construction | Exterior Equipment | 0 | 0
CZ09 | cDXHP | New Construction | Fans | 79434.08 | 0
CZ09 | cDXHP | New Construction | Pumps | 26.88 | 0
CZ09 | cDXHP | New Construction | Heat Rejection | 0 | 0
CZ09 | cDXHP | New Construction | Humidification | 0 | 0
CZ09 | cDXHP | New Construction | Heat Recovery | 0 | 0
CZ09 | cDXHP | New Construction | Water Systems | 0 | 224574.11
CZ09 | cDXHP | New Construction | Refrigeration | 0 | 0
CZ09 | cDXHP | New Construction | Generators | 0 | 0
CZ09 | cDXHP | New Construction | Total End Uses | 352668.1 | 409920.79
CZ10 | cDXHP | New Construction | Heating | 1352.23 | 88053.81
CZ10 | cDXHP | New Construction | Cooling | 108162.99 | 0
CZ10 | cDXHP | New Construction | Interior Lighting | 55409.82 | 0
CZ10 | cDXHP | New Construction | Exterior Lighting | 0 | 0
CZ10 | cDXHP | New Construction | Interior Equipment | 127970.66 | 133412.26
CZ10 | cDXHP | New Construction | Exterior Equipment | 0 | 0
CZ10 | cDXHP | New Construction | Fans | 88216.36 | 0
CZ10 | cDXHP | New Construction | Pumps | 39.53 | 0
CZ10 | cDXHP | New Construction | Heat Rejection | 0 | 0
CZ10 | cDXHP | New Construction | Humidification | 0 | 0
CZ10 | cDXHP | New Construction | Heat Recovery | 0 | 0
CZ10 | cDXHP | New Construction | Water Systems | 0 | 222822.03
CZ10 | cDXHP | New Construction | Refrigeration | 0 | 0
CZ10 | cDXHP | New Construction | Generators | 0 | 0
CZ10 | cDXHP | New Construction | Total End Uses | 381151.6 | 444288.1
CZ11 | cDXHP | New Construction | Heating | 3414.56 | 114700.21
CZ11 | cDXHP | New Construction | Cooling | 107258.86 | 0
CZ11 | cDXHP | New Construction | Interior Lighting | 55409.82 | 0
CZ11 | cDXHP | New Construction | Exterior Lighting | 0 | 0
CZ11 | cDXHP | New Construction | Interior Equipment | 127970.66 | 133412.26
CZ11 | cDXHP | New Construction | Exterior Equipment | 0 | 0
CZ11 | cDXHP | New Construction | Fans | 93063.01 | 0
CZ11 | cDXHP | New Construction | Pumps | 29.56 | 0
CZ11 | cDXHP | New Construction | Heat Rejection | 0 | 0
CZ11 | cDXHP | New Construction | Humidification | 0 | 0
CZ11 | cDXHP | New Construction | Heat Recovery | 0 | 0
CZ11 | cDXHP | New Construction | Water Systems | 0 | 227762.15
CZ11 | cDXHP | New Construction | Refrigeration | 0 | 0
CZ11 | cDXHP | New Construction | Generators | 0 | 0
CZ11 | cDXHP | New Construction | Total End Uses | 387146.47 | 475874.63
CZ12 | cDXHP | New Construction | Heating | 3320.42 | 103647.8
CZ12 | cDXHP | New Construction | Cooling | 91157.55 | 0
CZ12 | cDXHP | New Construction | Interior Lighting | 55409.82 | 0
CZ12 | cDXHP | New Construction | Exterior Lighting | 0 | 0
CZ12 | cDXHP | New Construction | Interior Equipment | 127970.66 | 133412.26
CZ12 | cDXHP | New Construction | Exterior Equipment | 0 | 0
CZ12 | cDXHP | New Construction | Fans | 87547.57 | 0
CZ12 | cDXHP | New Construction | Pumps | 25.37 | 0
CZ12 | cDXHP | New Construction | Heat Rejection | 0 | 0
CZ12 | cDXHP | New Construction | Humidification | 0 | 0
CZ12 | cDXHP | New Construction | Heat Recovery | 0 | 0
CZ12 | cDXHP | New Construction | Water Systems | 0 | 234115.18
CZ12 | cDXHP | New Construction | Refrigeration | 0 | 0
CZ12 | cDXHP | New Construction | Generators | 0 | 0
CZ12 | cDXHP | New Construction | Total End Uses | 365431.4 | 471175.25
CZ13 | cDXHP | New Construction | Heating | 2692.22 | 110138.68
CZ13 | cDXHP | New Construction | Cooling | 118213.76 | 0
CZ13 | cDXHP | New Construction | Interior Lighting | 55409.82 | 0
CZ13 | cDXHP | New Construction | Exterior Lighting | 0 | 0
CZ13 | cDXHP | New Construction | Interior Equipment | 127970.66 | 133412.26
CZ13 | cDXHP | New Construction | Exterior Equipment | 0 | 0
CZ13 | cDXHP | New Construction | Fans | 94080.29 | 0
CZ13 | cDXHP | New Construction | Pumps | 28.99 | 0
CZ13 | cDXHP | New Construction | Heat Rejection | 0 | 0
CZ13 | cDXHP | New Construction | Humidification | 0 | 0
CZ13 | cDXHP | New Construction | Heat Recovery | 0 | 0
CZ13 | cDXHP | New Construction | Water Systems | 0 | 221200.55
CZ13 | cDXHP | New Construction | Refrigeration | 0 | 0
CZ13 | cDXHP | New Construction | Generators | 0 | 0
CZ13 | cDXHP | New Construction | Total End Uses | 398395.73 | 464751.49
CZ14 | cDXHP | New Construction | Heating | 1795.4 | 109469.86
CZ14 | cDXHP | New Construction | Cooling | 141943.72 | 0
CZ14 | cDXHP | New Construction | Interior Lighting | 55409.82 | 0
CZ14 | cDXHP | New Construction | Exterior Lighting | 0 | 0
CZ14 | cDXHP | New Construction | Interior Equipment | 127970.66 | 133412.26
CZ14 | cDXHP | New Construction | Exterior Equipment | 0 | 0
CZ14 | cDXHP | New Construction | Fans | 101649.74 | 0
CZ14 | cDXHP | New Construction | Pumps | 49.29 | 0
CZ14 | cDXHP | New Construction | Heat Rejection | 0 | 0
CZ14 | cDXHP | New Construction | Humidification | 0 | 0
CZ14 | cDXHP | New Construction | Heat Recovery | 0 | 0
CZ14 | cDXHP | New Construction | Water Systems | 0 | 210085.55
CZ14 | cDXHP | New Construction | Refrigeration | 0 | 0
CZ14 | cDXHP | New Construction | Generators | 0 | 0
CZ14 | cDXHP | New Construction | Total End Uses | 428818.63 | 452967.68
CZ15 | cDXHP | New Construction | Heating | 536.71 | 91343.05
CZ15 | cDXHP | New Construction | Cooling | 182559.16 | 0
CZ15 | cDXHP | New Construction | Interior Lighting | 55409.82 | 0
CZ15 | cDXHP | New Construction | Exterior Lighting | 0 | 0
CZ15 | cDXHP | New Construction | Interior Equipment | 127970.66 | 133412.26
CZ15 | cDXHP | New Construction | Exterior Equipment | 0 | 0
CZ15 | cDXHP | New Construction | Fans | 99304.92 | 0
CZ15 | cDXHP | New Construction | Pumps | 70.11 | 0
CZ15 | cDXHP | New Construction | Heat Rejection | 0 | 0
CZ15 | cDXHP | New Construction | Humidification | 0 | 0
CZ15 | cDXHP | New Construction | Heat Recovery | 0 | 0
CZ15 | cDXHP | New Construction | Water Systems | 0 | 186689.23
CZ15 | cDXHP | New Construction | Refrigeration | 0 | 0
CZ15 | cDXHP | New Construction | Generators | 0 | 0
CZ15 | cDXHP | New Construction | Total End Uses | 465851.38 | 411444.55
CZ16 | cDXHP | New Construction | Heating | 6498.38 | 142415.15
CZ16 | cDXHP | New Construction | Cooling | 93695.57 | 0
CZ16 | cDXHP | New Construction | Interior Lighting | 55409.82 | 0
CZ16 | cDXHP | New Construction | Exterior Lighting | 0 | 0
CZ16 | cDXHP | New Construction | Interior Equipment | 127970.66 | 133412.26
CZ16 | cDXHP | New Construction | Exterior Equipment | 0 | 0
CZ16 | cDXHP | New Construction | Fans | 102650.58 | 0
CZ16 | cDXHP | New Construction | Pumps | 33.94 | 0
CZ16 | cDXHP | New Construction | Heat Rejection | 0 | 0
CZ16 | cDXHP | New Construction | Humidification | 0 | 0
CZ16 | cDXHP | New Construction | Heat Recovery | 0 | 0
CZ16 | cDXHP | New Construction | Water Systems | 0 | 247498.66
CZ16 | cDXHP | New Construction | Refrigeration | 0 | 0
CZ16 | cDXHP | New Construction | Generators | 0 | 0
CZ16 | cDXHP | New Construction | Total End Uses | 386258.95 | 523326.07
CZ01 | cDXOH | Existing | Heating | 0 | 80880.71
CZ01 | cDXOH | Existing | Cooling | 28202.33 | 0
CZ01 | cDXOH | Existing | Interior Lighting | 123101.41 | 0
CZ01 | cDXOH | Existing | Exterior Lighting | 0 | 0
CZ01 | cDXOH | Existing | Interior Equipment | 127970.66 | 133412.26
CZ01 | cDXOH | Existing | Exterior Equipment | 0 | 0
CZ01 | cDXOH | Existing | Fans | 92204.89 | 0
CZ01 | cDXOH | Existing | Pumps | 24.16 | 0
CZ01 | cDXOH | Existing | Heat Rejection | 0 | 0
CZ01 | cDXOH | Existing | Humidification | 0 | 0
CZ01 | cDXOH | Existing | Heat Recovery | 0 | 0
CZ01 | cDXOH | Existing | Water Systems | 0 | 273715.33
CZ01 | cDXOH | Existing | Refrigeration | 0 | 0
CZ01 | cDXOH | Existing | Generators | 0 | 0
CZ01 | cDXOH | Existing | Total End Uses | 371503.46 | 488008.3
CZ02 | cDXOH | Existing | Heating | 0 | 75251.15
CZ02 | cDXOH | Existing | Cooling | 67635.46 | 0
CZ02 | cDXOH | Existing | Interior Lighting | 123101.41 | 0
CZ02 | cDXOH | Existing | Exterior Lighting | 0 | 0
CZ02 | cDXOH | Existing | Interior Equipment | 127970.66 | 133412.26
CZ02 | cDXOH | Existing | Exterior Equipment | 0 | 0
CZ02 | cDXOH | Existing | Fans | 93526.85 | 0
CZ02 | cDXOH | Existing | Pumps | 25.91 | 0
CZ02 | cDXOH | Existing | Heat Rejection | 0 | 0
CZ02 | cDXOH | Existing | Humidification | 0 | 0
CZ02 | cDXOH | Existing | Heat Recovery | 0 | 0
CZ02 | cDXOH | Existing | Water Systems | 0 | 251645.5
CZ02 | cDXOH | Existing | Refrigeration | 0 | 0
CZ02 | cDXOH | Existing | Generators | 0 | 0
CZ02 | cDXOH | Existing | Total End Uses | 412260.3 | 460308.92
CZ03 | cDXOH | Existing | Heating | 0 | 39483.92
CZ03 | cDXOH | Existing | Cooling | 53824.72 | 0
CZ03 | cDXOH | Existing | Interior Lighting | 123101.41 | 0
CZ03 | cDXOH | Existing | Exterior Lighting | 0 | 0
CZ03 | cDXOH | Existing | Interior Equipment | 127970.66 | 133412.26
CZ03 | cDXOH | Existing | Exterior Equipment | 0 | 0
CZ03 | cDXOH | Existing | Fans | 84020.88 | 0
CZ03 | cDXOH | Existing | Pumps | 15.09 | 0
CZ03 | cDXOH | Existing | Heat Rejection | 0 | 0
CZ03 | cDXOH | Existing | Humidification | 0 | 0
CZ03 | cDXOH | Existing | Heat Recovery | 0 | 0
CZ03 | cDXOH | Existing | Water Systems | 0 | 250660.99
CZ03 | cDXOH | Existing | Refrigeration | 0 | 0
CZ03 | cDXOH | Existing | Generators | 0 | 0
CZ03 | cDXOH | Existing | Total End Uses | 388932.77 | 423557.17
CZ04 | cDXOH | Existing | Heating | 0 | 57909.32
CZ04 | cDXOH | Existing | Cooling | 79304.52 | 0
CZ04 | cDXOH | Existing | Interior Lighting | 123101.41 | 0
CZ04 | cDXOH | Existing | Exterior Lighting | 0 | 0
CZ04 | cDXOH | Existing | Interior Equipment | 127970.66 | 133412.26
CZ04 | cDXOH | Existing | Exterior Equipment | 0 | 0
CZ04 | cDXOH | Existing | Fans | 91136.78 | 0
CZ04 | cDXOH | Existing | Pumps | 37.51 | 0
CZ04 | cDXOH | Existing | Heat Rejection | 0 | 0
CZ04 | cDXOH | Existing | Humidification | 0 | 0
CZ04 | cDXOH | Existing | Heat Recovery | 0 | 0
CZ04 | cDXOH | Existing | Water Systems | 0 | 242121.47
CZ04 | cDXOH | Existing | Refrigeration | 0 | 0
CZ04 | cDXOH | Existing | Generators | 0 | 0
CZ04 | cDXOH | Existing | Total End Uses | 421550.88 | 433443.06
CZ05 | cDXOH | Existing | Heating | 0 | 42912.61
CZ05 | cDXOH | Existing | Cooling | 59102.3 | 0
CZ05 | cDXOH | Existing | Interior Lighting | 123101.41 | 0
CZ05 | cDXOH | Existing | Exterior Lighting | 0 | 0
CZ05 | cDXOH | Existing | Interior Equipment | 127970.66 | 133412.26
CZ05 | cDXOH | Existing | Exterior Equipment | 0 | 0
CZ05 | cDXOH | Existing | Fans | 85477.77 | 0
CZ05 | cDXOH | Existing | Pumps | 25.3 | 0
CZ05 | cDXOH | Existing | Heat Rejection | 0 | 0
CZ05 | cDXOH | Existing | Humidification | 0 | 0
CZ05 | cDXOH | Existing | Heat Recovery | 0 | 0
CZ05 | cDXOH | Existing | Water Systems | 0 | 250673.65
CZ05 | cDXOH | Existing | Refrigeration | 0 | 0
CZ05 | cDXOH | Existing | Generators | 0 | 0
CZ05 | cDXOH | Existing | Total End Uses | 395677.44 | 426998.53
CZ06 | cDXOH | Existing | Heating | 0 | 19228.52
CZ06 | cDXOH | Existing | Cooling | 86014.09 | 0
CZ06 | cDXOH | Existing | Interior Lighting | 123101.41 | 0
CZ06 | cDXOH | Existing | Exterior Lighting | 0 | 0
CZ06 | cDXOH | Existing | Interior Equipment | 127970.66 | 133412.26
CZ06 | cDXOH | Existing | Exterior Equipment | 0 | 0
CZ06 | cDXOH | Existing | Fans | 82533.81 | 0
CZ06 | cDXOH | Existing | Pumps | 28.39 | 0
CZ06 | cDXOH | Existing | Heat Rejection | 0 | 0
CZ06 | cDXOH | Existing | Humidification | 0 | 0
CZ06 | cDXOH | Existing | Heat Recovery | 0 | 0
CZ06 | cDXOH | Existing | Water Systems | 0 | 231041.22
CZ06 | cDXOH | Existing | Refrigeration | 0 | 0
CZ06 | cDXOH | Existing | Generators | 0 | 0
CZ06 | cDXOH | Existing | Total End Uses | 419648.36 | 383682
CZ07 | cDXOH | Existing | Heating | 0 | 21948.42
CZ07 | cDXOH | Existing | Cooling | 90380.92 | 0
CZ07 | cDXOH | Existing | Interior Lighting | 123101.41 | 0
CZ07 | cDXOH | Existing | Exterior Lighting | 0 | 0
CZ07 | cDXOH | Existing | Interior Equipment | 127970.66 | 133412.26
CZ07 | cDXOH | Existing | Exterior Equipment | 0 | 0
CZ07 | cDXOH | Existing | Fans | 82609.31 | 0
CZ07 | cDXOH | Existing | Pumps | 38.81 | 0
CZ07 | cDXOH | Existing | Heat Rejection | 0 | 0
CZ07 | cDXOH | Existing | Humidification | 0 | 0
CZ07 | cDXOH | Existing | Heat Recovery | 0 | 0
CZ07 | cDXOH | Existing | Water Systems | 0 | 228118.56
CZ07 | cDXOH | Existing | Refrigeration | 0 | 0
CZ07 | cDXOH | Existing | Generators | 0 | 0
CZ07 | cDXOH | Existing | Total End Uses | 424101.12 | 383479.25
CZ08 | cDXOH | Existing | Heating | 0 | 44245.62
CZ08 | cDXOH | Existing | Cooling | 103168.41 | 0
CZ08 | cDXOH | Existing | Interior Lighting | 123101.41 | 0
CZ08 | cDXOH | Existing | Exterior Lighting | 0 | 0
CZ08 | cDXOH | Existing | Interior Equipment | 127970.66 | 133412.26
CZ08 | cDXOH | Existing | Exterior Equipment | 0 | 0
CZ08 | cDXOH | Existing | Fans | 91133.28 | 0
CZ08 | cDXOH | Existing | Pumps | 59.99 | 0
CZ08 | cDXOH | Existing | Heat Rejection | 0 | 0
CZ08 | cDXOH | Existing | Humidification | 0 | 0
CZ08 | cDXOH | Existing | Heat Recovery | 0 | 0
CZ08 | cDXOH | Existing | Water Systems | 0 | 227805.01
CZ08 | cDXOH | Existing | Refrigeration | 0 | 0
CZ08 | cDXOH | Existing | Generators | 0 | 0
CZ08 | cDXOH | Existing | Total End Uses | 445433.76 | 405462.89
CZ09 | cDXOH | Existing | Heating | 0 | 46935.19
CZ09 | cDXOH | Existing | Cooling | 114700.9 | 0
CZ09 | cDXOH | Existing | Interior Lighting | 123101.41 | 0
CZ09 | cDXOH | Existing | Exterior Lighting | 0 | 0
CZ09 | cDXOH | Existing | Interior Equipment | 127970.66 | 133412.26
CZ09 | cDXOH | Existing | Exterior Equipment | 0 | 0
CZ09 | cDXOH | Existing | Fans | 96880.65 | 0
CZ09 | cDXOH | Existing | Pumps | 72.17 | 0
CZ09 | cDXOH | Existing | Heat Rejection | 0 | 0
CZ09 | cDXOH | Existing | Humidification | 0 | 0
CZ09 | cDXOH | Existing | Heat Recovery | 0 | 0
CZ09 | cDXOH | Existing | Water Systems | 0 | 224665.28
CZ09 | cDXOH | Existing | Refrigeration | 0 | 0
CZ09 | cDXOH | Existing | Generators | 0 | 0
CZ09 | cDXOH | Existing | Total End Uses | 462725.79 | 405012.73
CZ10 | cDXOH | Existing | Heating | 0 | 84165.71
CZ10 | cDXOH | Existing | Cooling | 134135.46 | 0
CZ10 | cDXOH | Existing | Interior Lighting | 123101.41 | 0
CZ10 | cDXOH | Existing | Exterior Lighting | 0 | 0
CZ10 | cDXOH | Existing | Interior Equipment | 127970.66 | 133412.26
CZ10 | cDXOH | Existing | Exterior Equipment | 0 | 0
CZ10 | cDXOH | Existing | Fans | 106714.95 | 0
CZ10 | cDXOH | Existing | Pumps | 91.6 | 0
CZ10 | cDXOH | Existing | Heat Rejection | 0 | 0
CZ10 | cDXOH | Existing | Humidification | 0 | 0
CZ10 | cDXOH | Existing | Heat Recovery | 0 | 0
CZ10 | cDXOH | Existing | Water Systems | 0 | 222920.99
CZ10 | cDXOH | Existing | Refrigeration | 0 | 0
CZ10 | cDXOH | Existing | Generators | 0 | 0
CZ10 | cDXOH | Existing | Total End Uses | 492014.08 | 440498.97
CZ11 | cDXOH | Existing | Heating | 0 | 130571.94
CZ11 | cDXOH | Existing | Cooling | 139909.12 | 0
CZ11 | cDXOH | Existing | Interior Lighting | 123101.41 | 0
CZ11 | cDXOH | Existing | Exterior Lighting | 0 | 0
CZ11 | cDXOH | Existing | Interior Equipment | 127970.66 | 133412.26
CZ11 | cDXOH | Existing | Exterior Equipment | 0 | 0
CZ11 | cDXOH | Existing | Fans | 117931.22 | 0
CZ11 | cDXOH | Existing | Pumps | 94.6 | 0
CZ11 | cDXOH | Existing | Heat Rejection | 0 | 0
CZ11 | cDXOH | Existing | Humidification | 0 | 0
CZ11 | cDXOH | Existing | Heat Recovery | 0 | 0
CZ11 | cDXOH | Existing | Water Systems | 0 | 227878.85
CZ11 | cDXOH | Existing | Refrigeration | 0 | 0
CZ11 | cDXOH | Existing | Generators | 0 | 0
CZ11 | cDXOH | Existing | Total End Uses | 509007.01 | 491863.05
CZ12 | cDXOH | Existing | Heating | 0 | 113125.06
CZ12 | cDXOH | Existing | Cooling | 117342.06 | 0
CZ12 | cDXOH | Existing | Interior Lighting | 123101.41 | 0
CZ12 | cDXOH | Existing | Exterior Lighting | 0 | 0
CZ12 | cDXOH | Existing | Interior Equipment | 127970.66 | 133412.26
CZ12 | cDXOH | Existing | Exterior Equipment | 0 | 0
CZ12 | cDXOH | Existing | Fans | 106387.31 | 0
CZ12 | cDXOH | Existing | Pumps | 68.03 | 0
CZ12 | cDXOH | Existing | Heat Rejection | 0 | 0
CZ12 | cDXOH | Existing | Humidification | 0 | 0
CZ12 | cDXOH | Existing | Heat Recovery | 0 | 0
CZ12 | cDXOH | Existing | Water Systems | 0 | 234226.3
CZ12 | cDXOH | Existing | Refrigeration | 0 | 0
CZ12 | cDXOH | Existing | Generators | 0 | 0
CZ12 | cDXOH | Existing | Total End Uses | 474869.48 | 480763.63
CZ13 | cDXOH | Existing | Heating | 0 | 122843.74
CZ13 | cDXOH | Existing | Cooling | 153600.72 | 0
CZ13 | cDXOH | Existing | Interior Lighting | 123101.41 | 0
CZ13 | cDXOH | Existing | Exterior Lighting | 0 | 0
CZ13 | cDXOH | Existing | Interior Equipment | 127970.66 | 133412.26
CZ13 | cDXOH | Existing | Exterior Equipment | 0 | 0
CZ13 | cDXOH | Existing | Fans | 117635 | 0
CZ13 | cDXOH | Existing | Pumps | 96.16 | 0
CZ13 | cDXOH | Existing | Heat Rejection | 0 | 0
CZ13 | cDXOH | Existing | Humidification | 0 | 0
CZ13 | cDXOH | Existing | Heat Recovery | 0 | 0
CZ13 | cDXOH | Existing | Water Systems | 0 | 221306.79
CZ13 | cDXOH | Existing | Refrigeration | 0 | 0
CZ13 | cDXOH | Existing | Generators | 0 | 0
CZ13 | cDXOH | Existing | Total End Uses | 522403.96 | 477562.79
CZ14 | cDXOH | Existing | Heating | 0 | 118861.42
CZ14 | cDXOH | Existing | Cooling | 181218.69 | 0
CZ14 | cDXOH | Existing | Interior Lighting | 123101.41 | 0
CZ14 | cDXOH | Existing | Exterior Lighting | 0 | 0
CZ14 | cDXOH | Existing | Interior Equipment | 127970.66 | 133412.26
CZ14 | cDXOH | Existing | Exterior Equipment | 0 | 0
CZ14 | cDXOH | Existing | Fans | 129632.31 | 0
CZ14 | cDXOH | Existing | Pumps | 109.84 | 0
CZ14 | cDXOH | Existing | Heat Rejection | 0 | 0
CZ14 | cDXOH | Existing | Humidification | 0 | 0
CZ14 | cDXOH | Existing | Heat Recovery | 0 | 0
CZ14 | cDXOH | Existing | Water Systems | 0 | 210193.35
CZ14 | cDXOH | Existing | Refrigeration | 0 | 0
CZ14 | cDXOH | Existing | Generators | 0 | 0
CZ14 | cDXOH | Existing | Total End Uses | 562032.92 | 462467.04
CZ15 | cDXOH | Existing | Heating | 0 | 105370.99
CZ15 | cDXOH | Existing | Cooling | 236363.06 | 0
CZ15 | cDXOH | Existing | Interior Lighting | 123101.41 | 0
CZ15 | cDXOH | Existing | Exterior Lighting | 0 | 0
CZ15 | cDXOH | Existing | Interior Equipment | 127970.66 | 133412.26
CZ15 | cDXOH | Existing | Exterior Equipment | 0 | 0
CZ15 | cDXOH | Existing | Fans | 131440.41 | 0
CZ15 | cDXOH | Existing | Pumps | 129.36 | 0
CZ15 | cDXOH | Existing | Heat Rejection | 0 | 0
CZ15 | cDXOH | Existing | Humidification | 0 | 0
CZ15 | cDXOH | Existing | Heat Recovery | 0 | 0
CZ15 | cDXOH | Existing | Water Systems | 0 | 186783.86
CZ15 | cDXOH | Existing | Refrigeration | 0 | 0
CZ15 | cDXOH | Existing | Generators | 0 | 0
CZ15 | cDXOH | Existing | Total End Uses | 619004.9 | 425567.1
CZ16 | cDXOH | Existing | Heating | 0 | 146863.95
CZ16 | cDXOH | Existing | Cooling | 119743.94 | 0
CZ16 | cDXOH | Existing | Interior Lighting | 123101.41 | 0
CZ16 | cDXOH | Existing | Exterior Lighting | 0 | 0
CZ16 | cDXOH | Existing | Interior Equipment | 127970.66 | 133412.26
CZ16 | cDXOH | Existing | Exterior Equipment | 0 | 0
CZ16 | cDXOH | Existing | Fans | 130309.14 | 0
CZ16 | cDXOH | Existing | Pumps | 73.54 | 0
CZ16 | cDXOH | Existing | Heat Rejection | 0 | 0
CZ16 | cDXOH | Existing | Humidification | 0 | 0
CZ16 | cDXOH | Existing | Heat Recovery | 0 | 0
CZ16 | cDXOH | Existing | Water Systems | 0 | 247598.62
CZ16 | cDXOH | Existing | Refrigeration | 0 | 0
CZ16 | cDXOH | Existing | Generators | 0 | 0
CZ16 | cDXOH | Existing | Total End Uses | 501198.69 | 527874.84
CZ01 | cDXOH | New Construction | Heating | 0 | 111907.61
CZ01 | cDXOH | New Construction | Cooling | 23871.17 | 0
CZ01 | cDXOH | New Construction | Interior Lighting | 55409.82 | 0
CZ01 | cDXOH | New Construction | Exterior Lighting | 0 | 0
CZ01 | cDXOH | New Construction | Interior Equipment | 127970.66 | 133412.26
CZ01 | cDXOH | New Construction | Exterior Equipment | 0 | 0
CZ01 | cDXOH | New Construction | Fans | 82240.83 | 0
CZ01 | cDXOH | New Construction | Pumps | 27.99 | 0
CZ01 | cDXOH | New Construction | Heat Rejection | 0 | 0
CZ01 | cDXOH | New Construction | Humidification | 0 | 0
CZ01 | cDXOH | New Construction | Heat Recovery | 0 | 0
CZ01 | cDXOH | New Construction | Water Systems | 0 | 273697.78
CZ01 | cDXOH | New Construction | Refrigeration | 0 | 0
CZ01 | cDXOH | New Construction | Generators | 0 | 0
CZ01 | cDXOH | New Construction | Total End Uses | 289520.47 | 519017.66
CZ02 | cDXOH | New Construction | Heating | 0 | 85469.68
CZ02 | cDXOH | New Construction | Cooling | 55414.08 | 0
CZ02 | cDXOH | New Construction | Interior Lighting | 55409.82 | 0
CZ02 | cDXOH | New Construction | Exterior Lighting | 0 | 0
CZ02 | cDXOH | New Construction | Interior Equipment | 127970.66 | 133412.26
CZ02 | cDXOH | New Construction | Exterior Equipment | 0 | 0
CZ02 | cDXOH | New Construction | Fans | 81826.47 | 0
CZ02 | cDXOH | New Construction | Pumps | 22.74 | 0
CZ02 | cDXOH | New Construction | Heat Rejection | 0 | 0
CZ02 | cDXOH | New Construction | Humidification | 0 | 0
CZ02 | cDXOH | New Construction | Heat Recovery | 0 | 0
CZ02 | cDXOH | New Construction | Water Systems | 0 | 251624.26
CZ02 | cDXOH | New Construction | Refrigeration | 0 | 0
CZ02 | cDXOH | New Construction | Generators | 0 | 0
CZ02 | cDXOH | New Construction | Total End Uses | 320643.77 | 470506.2
CZ03 | cDXOH | New Construction | Heating | 0 | 54987.84
CZ03 | cDXOH | New Construction | Cooling | 43865.34 | 0
CZ03 | cDXOH | New Construction | Interior Lighting | 55409.82 | 0
CZ03 | cDXOH | New Construction | Exterior Lighting | 0 | 0
CZ03 | cDXOH | New Construction | Interior Equipment | 127970.66 | 133412.26
CZ03 | cDXOH | New Construction | Exterior Equipment | 0 | 0
CZ03 | cDXOH | New Construction | Fans | 77288.18 | 0
CZ03 | cDXOH | New Construction | Pumps | 15.66 | 0
CZ03 | cDXOH | New Construction | Heat Rejection | 0 | 0
CZ03 | cDXOH | New Construction | Humidification | 0 | 0
CZ03 | cDXOH | New Construction | Heat Recovery | 0 | 0
CZ03 | cDXOH | New Construction | Water Systems | 0 | 250635.42
CZ03 | cDXOH | New Construction | Refrigeration | 0 | 0
CZ03 | cDXOH | New Construction | Generators | 0 | 0
CZ03 | cDXOH | New Construction | Total End Uses | 304549.67 | 439035.53
CZ04 | cDXOH | New Construction | Heating | 0 | 63299.96
CZ04 | cDXOH | New Construction | Cooling | 63734.72 | 0
CZ04 | cDXOH | New Construction | Interior Lighting | 55409.82 | 0
CZ04 | cDXOH | New Construction | Exterior Lighting | 0 | 0
CZ04 | cDXOH | New Construction | Interior Equipment | 127970.66 | 133412.26
CZ04 | cDXOH | New Construction | Exterior Equipment | 0 | 0
CZ04 | cDXOH | New Construction | Fans | 79838.23 | 0
CZ04 | cDXOH | New Construction | Pumps | 17.15 | 0
CZ04 | cDXOH | New Construction | Heat Rejection | 0 | 0
CZ04 | cDXOH | New Construction | Humidification | 0 | 0
CZ04 | cDXOH | New Construction | Heat Recovery | 0 | 0
CZ04 | cDXOH | New Construction | Water Systems | 0 | 242093.48
CZ04 | cDXOH | New Construction | Refrigeration | 0 | 0
CZ04 | cDXOH | New Construction | Generators | 0 | 0
CZ04 | cDXOH | New Construction | Total End Uses | 326970.58 | 438805.71
CZ05 | cDXOH | New Construction | Heating | 0 | 62010.34
CZ05 | cDXOH | New Construction | Cooling | 47560.54 | 0
CZ05 | cDXOH | New Construction | Interior Lighting | 55409.82 | 0
CZ05 | cDXOH | New Construction | Exterior Lighting | 0 | 0
CZ05 | cDXOH | New Construction | Interior Equipment | 127970.66 | 133412.26
CZ05 | cDXOH | New Construction | Exterior Equipment | 0 | 0
CZ05 | cDXOH | New Construction | Fans | 78799.36 | 0
CZ05 | cDXOH | New Construction | Pumps | 17.94 | 0
CZ05 | cDXOH | New Construction | Heat Rejection | 0 | 0
CZ05 | cDXOH | New Construction | Humidification | 0 | 0
CZ05 | cDXOH | New Construction | Heat Recovery | 0 | 0
CZ05 | cDXOH | New Construction | Water Systems | 0 | 250655.85
CZ05 | cDXOH | New Construction | Refrigeration | 0 | 0
CZ05 | cDXOH | New Construction | Generators | 0 | 0
CZ05 | cDXOH | New Construction | Total End Uses | 309758.32 | 446078.46
CZ06 | cDXOH | New Construction | Heating | 0 | 29456.98
CZ06 | cDXOH | New Construction | Cooling | 69358.7 | 0
CZ06 | cDXOH | New Construction | Interior Lighting | 55409.82 | 0
CZ06 | cDXOH | New Construction | Exterior Lighting | 0 | 0
CZ06 | cDXOH | New Construction | Interior Equipment | 127970.66 | 133412.26
CZ06 | cDXOH | New Construction | Exterior Equipment | 0 | 0
CZ06 | cDXOH | New Construction | Fans | 73888.79 | 0
CZ06 | cDXOH | New Construction | Pumps | 13.24 | 0
CZ06 | cDXOH | New Construction | Heat Rejection | 0 | 0
CZ06 | cDXOH | New Construction | Humidification | 0 | 0
CZ06 | cDXOH | New Construction | Heat Recovery | 0 | 0
CZ06 | cDXOH | New Construction | Water Systems | 0 | 230997.95
CZ06 | cDXOH | New Construction | Refrigeration | 0 | 0
CZ06 | cDXOH | New Construction | Generators | 0 | 0
CZ06 | cDXOH | New Construction | Total End Uses | 326641.21 | 393867.2
CZ07 | cDXOH | New Construction | Heating | 0 | 33856.33
CZ07 | cDXOH | New Construction | Cooling | 74880.89 | 0
CZ07 | cDXOH | New Construction | Interior Lighting | 55409.82 | 0
CZ07 | cDXOH | New Construction | Exterior Lighting | 0 | 0
CZ07 | cDXOH | New Construction | Interior Equipment | 127970.66 | 133412.26
CZ07 | cDXOH | New Construction | Exterior Equipment | 0 | 0
CZ07 | cDXOH | New Construction | Fans | 74918.48 | 0
CZ07 | cDXOH | New Construction | Pumps | 15.3 | 0
CZ07 | cDXOH | New Construction | Heat Rejection | 0 | 0
CZ07 | cDXOH | New Construction | Humidification | 0 | 0
CZ07 | cDXOH | New Construction | Heat Recovery | 0 | 0
CZ07 | cDXOH | New Construction | Water Systems | 0 | 228072.03
CZ07 | cDXOH | New Construction | Refrigeration | 0 | 0
CZ07 | cDXOH | New Construction | Generators | 0 | 0
CZ07 | cDXOH | New Construction | Total End Uses | 333195.16 | 395340.63
CZ08 | cDXOH | New Construction | Heating | 0 | 55748.32
CZ08 | cDXOH | New Construction | Cooling | 84482.25 | 0
CZ08 | cDXOH | New Construction | Interior Lighting | 55409.82 | 0
CZ08 | cDXOH | New Construction | Exterior Lighting | 0 | 0
CZ08 | cDXOH | New Construction | Interior Equipment | 127970.66 | 133412.26
CZ08 | cDXOH | New Construction | Exterior Equipment | 0 | 0
CZ08 | cDXOH | New Construction | Fans | 79454.11 | 0
CZ08 | cDXOH | New Construction | Pumps | 27.1 | 0
CZ08 | cDXOH | New Construction | Heat Rejection | 0 | 0
CZ08 | cDXOH | New Construction | Humidification | 0 | 0
CZ08 | cDXOH | New Construction | Heat Recovery | 0 | 0
CZ08 | cDXOH | New Construction | Water Systems | 0 | 227757.68
CZ08 | cDXOH | New Construction | Refrigeration | 0 | 0
CZ08 | cDXOH | New Construction | Generators | 0 | 0
CZ08 | cDXOH | New Construction | Total End Uses | 347343.94 | 416918.27
CZ09 | cDXOH | New Construction | Heating | 0 | 52231.65
CZ09 | cDXOH | New Construction | Cooling | 89534.88 | 0
CZ09 | cDXOH | New Construction | Interior Lighting | 55409.82 | 0
CZ09 | cDXOH | New Construction | Exterior Lighting | 0 | 0
CZ09 | cDXOH | New Construction | Interior Equipment | 127970.66 | 133412.26
CZ09 | cDXOH | New Construction | Exterior Equipment | 0 | 0
CZ09 | cDXOH | New Construction | Fans | 79521.53 | 0
CZ09 | cDXOH | New Construction | Pumps | 27.14 | 0
CZ09 | cDXOH | New Construction | Heat Rejection | 0 | 0
CZ09 | cDXOH | New Construction | Humidification | 0 | 0
CZ09 | cDXOH | New Construction | Heat Recovery | 0 | 0
CZ09 | cDXOH | New Construction | Water Systems | 0 | 224612.98
CZ09 | cDXOH | New Construction | Refrigeration | 0 | 0
CZ09 | cDXOH | New Construction | Generators | 0 | 0
CZ09 | cDXOH | New Construction | Total End Uses | 352464.04 | 410256.89
CZ10 | cDXOH | New Construction | Heating | 0 | 87933.17
CZ10 | cDXOH | New Construction | Cooling | 108024.53 | 0
CZ10 | cDXOH | New Construction | Interior Lighting | 55409.82 | 0
CZ10 | cDXOH | New Construction | Exterior Lighting | 0 | 0
CZ10 | cDXOH | New Construction | Interior Equipment | 127970.66 | 133412.26
CZ10 | cDXOH | New Construction | Exterior Equipment | 0 | 0
CZ10 | cDXOH | New Construction | Fans | 88303.55 | 0
CZ10 | cDXOH | New Construction | Pumps | 39.31 | 0
CZ10 | cDXOH | New Construction | Heat Rejection | 0 | 0
CZ10 | cDXOH | New Construction | Humidification | 0 | 0
CZ10 | cDXOH | New Construction | Heat Recovery | 0 | 0
CZ10 | cDXOH | New Construction | Water Systems | 0 | 222874.37
CZ10 | cDXOH | New Construction | Refrigeration | 0 | 0
CZ10 | cDXOH | New Construction | Generators | 0 | 0
CZ10 | cDXOH | New Construction | Total End Uses | 379747.87 | 444219.81
CZ11 | cDXOH | New Construction | Heating | 0 | 114982.16
CZ11 | cDXOH | New Construction | Cooling | 107037.52 | 0
CZ11 | cDXOH | New Construction | Interior Lighting | 55409.82 | 0
CZ11 | cDXOH | New Construction | Exterior Lighting | 0 | 0
CZ11 | cDXOH | New Construction | Interior Equipment | 127970.66 | 133412.26
CZ11 | cDXOH | New Construction | Exterior Equipment | 0 | 0
CZ11 | cDXOH | New Construction | Fans | 93196.73 | 0
CZ11 | cDXOH | New Construction | Pumps | 29.6 | 0
CZ11 | cDXOH | New Construction | Heat Rejection | 0 | 0
CZ11 | cDXOH | New Construction | Humidification | 0 | 0
CZ11 | cDXOH | New Construction | Heat Recovery | 0 | 0
CZ11 | cDXOH | New Construction | Water Systems | 0 | 227826.08
CZ11 | cDXOH | New Construction | Refrigeration | 0 | 0
CZ11 | cDXOH | New Construction | Generators | 0 | 0
CZ11 | cDXOH | New Construction | Total End Uses | 383644.33 | 476220.5
CZ12 | cDXOH | New Construction | Heating | 0 | 103839.83
CZ12 | cDXOH | New Construction | Cooling | 90921.61 | 0
CZ12 | cDXOH | New Construction | Interior Lighting | 55409.82 | 0
CZ12 | cDXOH | New Construction | Exterior Lighting | 0 | 0
CZ12 | cDXOH | New Construction | Interior Equipment | 127970.66 | 133412.26
CZ12 | cDXOH | New Construction | Exterior Equipment | 0 | 0
CZ12 | cDXOH | New Construction | Fans | 87656.8 | 0
CZ12 | cDXOH | New Construction | Pumps | 25.39 | 0
CZ12 | cDXOH | New Construction | Heat Rejection | 0 | 0
CZ12 | cDXOH | New Construction | Humidification | 0 | 0
CZ12 | cDXOH | New Construction | Heat Recovery | 0 | 0
CZ12 | cDXOH | New Construction | Water Systems | 0 | 234188.41
CZ12 | cDXOH | New Construction | Refrigeration | 0 | 0
CZ12 | cDXOH | New Construction | Generators | 0 | 0
CZ12 | cDXOH | New Construction | Total End Uses | 361984.28 | 471440.51
CZ13 | cDXOH | New Construction | Heating | 0 | 110393.13
CZ13 | cDXOH | New Construction | Cooling | 118015.97 | 0
CZ13 | cDXOH | New Construction | Interior Lighting | 55409.82 | 0
CZ13 | cDXOH | New Construction | Exterior Lighting | 0 | 0
CZ13 | cDXOH | New Construction | Interior Equipment | 127970.66 | 133412.26
CZ13 | cDXOH | New Construction | Exterior Equipment | 0 | 0
CZ13 | cDXOH | New Construction | Fans | 94179.6 | 0
CZ13 | cDXOH | New Construction | Pumps | 29.03 | 0
CZ13 | cDXOH | New Construction | Heat Rejection | 0 | 0
CZ13 | cDXOH | New Construction | Humidification | 0 | 0
CZ13 | cDXOH | New Construction | Heat Recovery | 0 | 0
CZ13 | cDXOH | New Construction | Water Systems | 0 | 221254
CZ13 | cDXOH | New Construction | Refrigeration | 0 | 0
CZ13 | cDXOH | New Construction | Generators | 0 | 0
CZ13 | cDXOH | New Construction | Total End Uses | 395605.08 | 465059.39
CZ14 | cDXOH | New Construction | Heating | 0 | 109531.71
CZ14 | cDXOH | New Construction | Cooling | 141862.01 | 0
CZ14 | cDXOH | New Construction | Interior Lighting | 55409.82 | 0
CZ14 | cDXOH | New Construction | Exterior Lighting | 0 | 0
CZ14 | cDXOH | New Construction | Interior Equipment | 127970.66 | 133412.26
CZ14 | cDXOH | New Construction | Exterior Equipment | 0 | 0
CZ14 | cDXOH | New Construction | Fans | 101776.97 | 0
CZ14 | cDXOH | New Construction | Pumps | 49.25 | 0
CZ14 | cDXOH | New Construction | Heat Rejection | 0 | 0
CZ14 | cDXOH | New Construction | Humidification | 0 | 0
CZ14 | cDXOH | New Construction | Heat Recovery | 0 | 0
CZ14 | cDXOH | New Construction | Water Systems | 0 | 210134.01
CZ14 | cDXOH | New Construction | Refrigeration | 0 | 0
CZ14 | cDXOH | New Construction | Generators | 0 | 0
CZ14 | cDXOH | New Construction | Total End Uses | 427068.71 | 453077.98
CZ15 | cDXOH | New Construction | Heating | 0 | 91267.26
CZ15 | cDXOH | New Construction | Cooling | 182479.58 | 0
CZ15 | cDXOH | New Construction | Interior Lighting | 55409.82 | 0
CZ15 | cDXOH | New Construction | Exterior Lighting | 0 | 0
CZ15 | cDXOH | New Construction | Interior Equipment | 127970.66 | 133412.26
CZ15 | cDXOH | New Construction | Exterior Equipment | 0 | 0
CZ15 | cDXOH | New Construction | Fans | 99344.43 | 0
CZ15 | cDXOH | New Construction | Pumps | 70.1 | 0
CZ15 | cDXOH | New Construction | Heat Rejection | 0 | 0
CZ15 | cDXOH | New Construction | Humidification | 0 | 0
CZ15 | cDXOH | New Construction | Heat Recovery | 0 | 0
CZ15 | cDXOH | New Construction | Water Systems | 0 | 186718.89
CZ15 | cDXOH | New Construction | Refrigeration | 0 | 0
CZ15 | cDXOH | New Construction | Generators | 0 | 0
CZ15 | cDXOH | New Construction | Total End Uses | 465274.6 | 411398.42
CZ16 | cDXOH | New Construction | Heating | 0 | 143223.84
CZ16 | cDXOH | New Construction | Cooling | 93611.9 | 0
CZ16 | cDXOH | New Construction | Interior Lighting | 55409.82 | 0
CZ16 | cDXOH | New Construction | Exterior Lighting | 0 | 0
CZ16 | cDXOH | New Construction | Interior Equipment | 127970.66 | 133412.26
CZ16 | cDXOH | New Construction | Exterior Equipment | 0 | 0
CZ16 | cDXOH | New Construction | Fans | 103006.17 | 0
CZ16 | cDXOH | New Construction | Pumps | 34.06 | 0
CZ16 | cDXOH | New Construction | Heat Rejection | 0 | 0
CZ16 | cDXOH | New Construction | Humidification | 0 | 0
CZ16 | cDXOH | New Construction | Heat Recovery | 0 | 0
CZ16 | cDXOH | New Construction | Water Systems | 0 | 247574.11
CZ16 | cDXOH | New Construction | Refrigeration | 0 | 0
CZ16 | cDXOH | New Construction | Generators | 0 | 0
CZ16 | cDXOH | New Construction | Total End Uses | 380032.61 | 524210.22
CZ01 | cPVVG | Existing | Heating | 0 | 103579.84
CZ01 | cPVVG | Existing | Cooling | 28438.28 | 0
CZ01 | cPVVG | Existing | Interior Lighting | 123101.41 | 0
CZ01 | cPVVG | Existing | Exterior Lighting | 0 | 0
CZ01 | cPVVG | Existing | Interior Equipment | 127970.66 | 133412.26
CZ01 | cPVVG | Existing | Exterior Equipment | 0 | 0
CZ01 | cPVVG | Existing | Fans | 78704.69 | 0
CZ01 | cPVVG | Existing | Pumps | 24.07 | 0
CZ01 | cPVVG | Existing | Heat Rejection | 0 | 0
CZ01 | cPVVG | Existing | Humidification | 0 | 0
CZ01 | cPVVG | Existing | Heat Recovery | 0 | 0
CZ01 | cPVVG | Existing | Water Systems | 0 | 273714.6
CZ01 | cPVVG | Existing | Refrigeration | 0 | 0
CZ01 | cPVVG | Existing | Generators | 0 | 0
CZ01 | cPVVG | Existing | Total End Uses | 358239.11 | 510706.71
CZ02 | cPVVG | Existing | Heating | 0 | 88563.06
CZ02 | cPVVG | Existing | Cooling | 67455.38 | 0
CZ02 | cPVVG | Existing | Interior Lighting | 123101.41 | 0
CZ02 | cPVVG | Existing | Exterior Lighting | 0 | 0
CZ02 | cPVVG | Existing | Interior Equipment | 127970.66 | 133412.26
CZ02 | cPVVG | Existing | Exterior Equipment | 0 | 0
CZ02 | cPVVG | Existing | Fans | 78631.35 | 0
CZ02 | cPVVG | Existing | Pumps | 25.8 | 0
CZ02 | cPVVG | Existing | Heat Rejection | 0 | 0
CZ02 | cPVVG | Existing | Humidification | 0 | 0
CZ02 | cPVVG | Existing | Heat Recovery | 0 | 0
CZ02 | cPVVG | Existing | Water Systems | 0 | 251645.67
CZ02 | cPVVG | Existing | Refrigeration | 0 | 0
CZ02 | cPVVG | Existing | Generators | 0 | 0
CZ02 | cPVVG | Existing | Total End Uses | 397184.6 | 473620.99
CZ03 | cPVVG | Existing | Heating | 0 | 47232.87
CZ03 | cPVVG | Existing | Cooling | 53959.05 | 0
CZ03 | cPVVG | Existing | Interior Lighting | 123101.41 | 0
CZ03 | cPVVG | Existing | Exterior Lighting | 0 | 0
CZ03 | cPVVG | Existing | Interior Equipment | 127970.66 | 133412.26
CZ03 | cPVVG | Existing | Exterior Equipment | 0 | 0
CZ03 | cPVVG | Existing | Fans | 69346.54 | 0
CZ03 | cPVVG | Existing | Pumps | 15.06 | 0
CZ03 | cPVVG | Existing | Heat Rejection | 0 | 0
CZ03 | cPVVG | Existing | Humidification | 0 | 0
CZ03 | cPVVG | Existing | Heat Recovery | 0 | 0
CZ03 | cPVVG | Existing | Water Systems | 0 | 250660.69
CZ03 | cPVVG | Existing | Refrigeration | 0 | 0
CZ03 | cPVVG | Existing | Generators | 0 | 0
CZ03 | cPVVG | Existing | Total End Uses | 374392.72 | 431305.82
CZ04 | cPVVG | Existing | Heating | 0 | 64961.22
CZ04 | cPVVG | Existing | Cooling | 79036.36 | 0
CZ04 | cPVVG | Existing | Interior Lighting | 123101.41 | 0
CZ04 | cPVVG | Existing | Exterior Lighting | 0 | 0
CZ04 | cPVVG | Existing | Interior Equipment | 127970.66 | 133412.26
CZ04 | cPVVG | Existing | Exterior Equipment | 0 | 0
CZ04 | cPVVG | Existing | Fans | 76348.2 | 0
CZ04 | cPVVG | Existing | Pumps | 37.42 | 0
CZ04 | cPVVG | Existing | Heat Rejection | 0 | 0
CZ04 | cPVVG | Existing | Humidification | 0 | 0
CZ04 | cPVVG | Existing | Heat Recovery | 0 | 0
CZ04 | cPVVG | Existing | Water Systems | 0 | 242121.39
CZ04 | cPVVG | Existing | Refrigeration | 0 | 0
CZ04 | cPVVG | Existing | Generators | 0 | 0
CZ04 | cPVVG | Existing | Total End Uses | 406494.06 | 440494.87
CZ05 | cPVVG | Existing | Heating | 0 | 50129.01
CZ05 | cPVVG | Existing | Cooling | 59152.25 | 0
CZ05 | cPVVG | Existing | Interior Lighting | 123101.41 | 0
CZ05 | cPVVG | Existing | Exterior Lighting | 0 | 0
CZ05 | cPVVG | Existing | Interior Equipment | 127970.66 | 133412.26
CZ05 | cPVVG | Existing | Exterior Equipment | 0 | 0
CZ05 | cPVVG | Existing | Fans | 71339.74 | 0
CZ05 | cPVVG | Existing | Pumps | 25.28 | 0
CZ05 | cPVVG | Existing | Heat Rejection | 0 | 0
CZ05 | cPVVG | Existing | Humidification | 0 | 0
CZ05 | cPVVG | Existing | Heat Recovery | 0 | 0
CZ05 | cPVVG | Existing | Water Systems | 0 | 250672.67
CZ05 | cPVVG | Existing | Refrigeration | 0 | 0
CZ05 | cPVVG | Existing | Generators | 0 | 0
CZ05 | cPVVG | Existing | Total End Uses | 381589.35 | 434213.94
CZ06 | cPVVG | Existing | Heating | 0 | 20643.77
CZ06 | cPVVG | Existing | Cooling | 86226.73 | 0
CZ06 | cPVVG | Existing | Interior Lighting | 123101.41 | 0
CZ06 | cPVVG | Existing | Exterior Lighting | 0 | 0
CZ06 | cPVVG | Existing | Interior Equipment | 127970.66 | 133412.26
CZ06 | cPVVG | Existing | Exterior Equipment | 0 | 0
CZ06 | cPVVG | Existing | Fans | 68810.76 | 0
CZ06 | cPVVG | Existing | Pumps | 29.13 | 0
CZ06 | cPVVG | Existing | Heat Rejection | 0 | 0
CZ06 | cPVVG | Existing | Humidification | 0 | 0
CZ06 | cPVVG | Existing | Heat Recovery | 0 | 0
CZ06 | cPVVG | Existing | Water Systems | 0 | 231041.25
CZ06 | cPVVG | Existing | Refrigeration | 0 | 0
CZ06 | cPVVG | Existing | Generators | 0 | 0
CZ06 | cPVVG | Existing | Total End Uses | 406138.69 | 385097.29
CZ07 | cPVVG | Existing | Heating | 0 | 23195.98
CZ07 | cPVVG | Existing | Cooling | 90099.38 | 0
CZ07 | cPVVG | Existing | Interior Lighting | 123101.41 | 0
CZ07 | cPVVG | Existing | Exterior Lighting | 0 | 0
CZ07 | cPVVG | Existing | Interior Equipment | 127970.66 | 133412.26
CZ07 | cPVVG | Existing | Exterior Equipment | 0 | 0
CZ07 | cPVVG | Existing | Fans | 69366.6 | 0
CZ07 | cPVVG | Existing | Pumps | 38.74 | 0
CZ07 | cPVVG | Existing | Heat Rejection | 0 | 0
CZ07 | cPVVG | Existing | Humidification | 0 | 0
CZ07 | cPVVG | Existing | Heat Recovery | 0 | 0
CZ07 | cPVVG | Existing | Water Systems | 0 | 228118.52
CZ07 | cPVVG | Existing | Refrigeration | 0 | 0
CZ07 | cPVVG | Existing | Generators | 0 | 0
CZ07 | cPVVG | Existing | Total End Uses | 410576.79 | 384726.76
CZ08 | cPVVG | Existing | Heating | 0 | 46437.55
CZ08 | cPVVG | Existing | Cooling | 102798.55 | 0
CZ08 | cPVVG | Existing | Interior Lighting | 123101.41 | 0
CZ08 | cPVVG | Existing | Exterior Lighting | 0 | 0
CZ08 | cPVVG | Existing | Interior Equipment | 127970.66 | 133412.26
CZ08 | cPVVG | Existing | Exterior Equipment | 0 | 0
CZ08 | cPVVG | Existing | Fans | 76965.58 | 0
CZ08 | cPVVG | Existing | Pumps | 60.09 | 0
CZ08 | cPVVG | Existing | Heat Rejection | 0 | 0
CZ08 | cPVVG | Existing | Humidification | 0 | 0
CZ08 | cPVVG | Existing | Heat Recovery | 0 | 0
CZ08 | cPVVG | Existing | Water Systems | 0 | 227804.96
CZ08 | cPVVG | Existing | Refrigeration | 0 | 0
CZ08 | cPVVG | Existing | Generators | 0 | 0
CZ08 | cPVVG | Existing | Total End Uses | 430896.29 | 407654.78
CZ09 | cPVVG | Existing | Heating | 0 | 48651.56
CZ09 | cPVVG | Existing | Cooling | 114133.44 | 0
CZ09 | cPVVG | Existing | Interior Lighting | 123101.41 | 0
CZ09 | cPVVG | Existing | Exterior Lighting | 0 | 0
CZ09 | cPVVG | Existing | Interior Equipment | 127970.66 | 133412.26
CZ09 | cPVVG | Existing | Exterior Equipment | 0 | 0
CZ09 | cPVVG | Existing | Fans | 82283.78 | 0
CZ09 | cPVVG | Existing | Pumps | 72.23 | 0
CZ09 | cPVVG | Existing | Heat Rejection | 0 | 0
CZ09 | cPVVG | Existing | Humidification | 0 | 0
CZ09 | cPVVG | Existing | Heat Recovery | 0 | 0
CZ09 | cPVVG | Existing | Water Systems | 0 | 224665.38
CZ09 | cPVVG | Existing | Refrigeration | 0 | 0
CZ09 | cPVVG | Existing | Generators | 0 | 0
CZ09 | cPVVG | Existing | Total End Uses | 447561.52 | 406729.19
CZ10 | cPVVG | Existing | Heating | 0 | 89096.88
CZ10 | cPVVG | Existing | Cooling | 133366.4 | 0
CZ10 | cPVVG | Existing | Interior Lighting | 123101.41 | 0
CZ10 | cPVVG | Existing | Exterior Lighting | 0 | 0
CZ10 | cPVVG | Existing | Interior Equipment | 127970.66 | 133412.26
CZ10 | cPVVG | Existing | Exterior Equipment | 0 | 0
CZ10 | cPVVG | Existing | Fans | 92709.93 | 0
CZ10 | cPVVG | Existing | Pumps | 91.59 | 0
CZ10 | cPVVG | Existing | Heat Rejection | 0 | 0
CZ10 | cPVVG | Existing | Humidification | 0 | 0
CZ10 | cPVVG | Existing | Heat Recovery | 0 | 0
CZ10 | cPVVG | Existing | Water Systems | 0 | 222920.47
CZ10 | cPVVG | Existing | Refrigeration | 0 | 0
CZ10 | cPVVG | Existing | Generators | 0 | 0
CZ10 | cPVVG | Existing | Total End Uses | 477239.99 | 445429.61
CZ11 | cPVVG | Existing | Heating | 0 | 144276.19
CZ11 | cPVVG | Existing | Cooling | 139190.36 | 0
CZ11 | cPVVG | Existing | Interior Lighting | 123101.41 | 0
CZ11 | cPVVG | Existing | Exterior Lighting | 0 | 0
CZ11 | cPVVG | Existing | Interior Equipment | 127970.66 | 133412.26
CZ11 | cPVVG | Existing | Exterior Equipment | 0 | 0
CZ11 | cPVVG | Existing | Fans | 103149.45 | 0
CZ11 | cPVVG | Existing | Pumps | 94.55 | 0
CZ11 | cPVVG | Existing | Heat Rejection | 0 | 0
CZ11 | cPVVG | Existing | Humidification | 0 | 0
CZ11 | cPVVG | Existing | Heat Recovery | 0 | 0
CZ11 | cPVVG | Existing | Water Systems | 0 | 227872.44
CZ11 | cPVVG | Existing | Refrigeration | 0 | 0
CZ11 | cPVVG | Existing | Generators | 0 | 0
CZ11 | cPVVG | Existing | Total End Uses | 493506.43 | 505560.89
CZ12 | cPVVG | Existing | Heating | 0 | 125648.69
CZ12 | cPVVG | Existing | Cooling | 116844.39 | 0
CZ12 | cPVVG | Existing | Interior Lighting | 123101.41 | 0
CZ12 | cPVVG | Existing | Exterior Lighting | 0 | 0
CZ12 | cPVVG | Existing | Interior Equipment | 127970.66 | 133412.26
CZ12 | cPVVG | Existing | Exterior Equipment | 0 | 0
CZ12 | cPVVG | Existing | Fans | 92223.18 | 0
CZ12 | cPVVG | Existing | Pumps | 67.92 | 0
CZ12 | cPVVG | Existing | Heat Rejection | 0 | 0
CZ12 | cPVVG | Existing | Humidification | 0 | 0
CZ12 | cPVVG | Existing | Heat Recovery | 0 | 0
CZ12 | cPVVG | Existing | Water Systems | 0 | 234220.62
CZ12 | cPVVG | Existing | Refrigeration | 0 | 0
CZ12 | cPVVG | Existing | Generators | 0 | 0
CZ12 | cPVVG | Existing | Total End Uses | 460207.56 | 493281.58
CZ13 | cPVVG | Existing | Heating | 0 | 133241.95
CZ13 | cPVVG | Existing | Cooling | 152763.78 | 0
CZ13 | cPVVG | Existing | Interior Lighting | 123101.41 | 0
CZ13 | cPVVG | Existing | Exterior Lighting | 0 | 0
CZ13 | cPVVG | Existing | Interior Equipment | 127970.66 | 133412.26
CZ13 | cPVVG | Existing | Exterior Equipment | 0 | 0
CZ13 | cPVVG | Existing | Fans | 103514.97 | 0
CZ13 | cPVVG | Existing | Pumps | 96.14 | 0
CZ13 | cPVVG | Existing | Heat Rejection | 0 | 0
CZ13 | cPVVG | Existing | Humidification | 0 | 0
CZ13 | cPVVG | Existing | Heat Recovery | 0 | 0
CZ13 | cPVVG | Existing | Water Systems | 0 | 221300.22
CZ13 | cPVVG | Existing | Refrigeration | 0 | 0
CZ13 | cPVVG | Existing | Generators | 0 | 0
CZ13 | cPVVG | Existing | Total End Uses | 507446.97 | 487954.43
CZ14 | cPVVG | Existing | Heating | 0 | 125018.2
CZ14 | cPVVG | Existing | Cooling | 179957.79 | 0
CZ14 | cPVVG | Existing | Interior Lighting | 123101.41 | 0
CZ14 | cPVVG | Existing | Exterior Lighting | 0 | 0
CZ14 | cPVVG | Existing | Interior Equipment | 127970.66 | 133412.26
CZ14 | cPVVG | Existing | Exterior Equipment | 0 | 0
CZ14 | cPVVG | Existing | Fans | 114898.43 | 0
CZ14 | cPVVG | Existing | Pumps | 109.82 | 0
CZ14 | cPVVG | Existing | Heat Rejection | 0 | 0
CZ14 | cPVVG | Existing | Humidification | 0 | 0
CZ14 | cPVVG | Existing | Heat Recovery | 0 | 0
CZ14 | cPVVG | Existing | Water Systems | 0 | 210193.1
CZ14 | cPVVG | Existing | Refrigeration | 0 | 0
CZ14 | cPVVG | Existing | Generators | 0 | 0
CZ14 | cPVVG | Existing | Total End Uses | 546038.11 | 468623.56
CZ15 | cPVVG | Existing | Heating | 0 | 107325.42
CZ15 | cPVVG | Existing | Cooling | 234980.42 | 0
CZ15 | cPVVG | Existing | Interior Lighting | 123101.41 | 0
CZ15 | cPVVG | Existing | Exterior Lighting | 0 | 0
CZ15 | cPVVG | Existing | Interior Equipment | 127970.66 | 133412.26
CZ15 | cPVVG | Existing | Exterior Equipment | 0 | 0
CZ15 | cPVVG | Existing | Fans | 118911.91 | 0
CZ15 | cPVVG | Existing | Pumps | 129.37 | 0
CZ15 | cPVVG | Existing | Heat Rejection | 0 | 0
CZ15 | cPVVG | Existing | Humidification | 0 | 0
CZ15 | cPVVG | Existing | Heat Recovery | 0 | 0
CZ15 | cPVVG | Existing | Water Systems | 0 | 186784.33
CZ15 | cPVVG | Existing | Refrigeration | 0 | 0
CZ15 | cPVVG | Existing | Generators | 0 | 0
CZ15 | cPVVG | Existing | Total End Uses | 605093.77 | 427522.02
CZ16 | cPVVG | Existing | Heating | 0 | 165813.47
CZ16 | cPVVG | Existing | Cooling | 119188.41 | 0
CZ16 | cPVVG | Existing | Interior Lighting | 123101.41 | 0
CZ16 | cPVVG | Existing | Exterior Lighting | 0 | 0
CZ16 | cPVVG | Existing | Interior Equipment | 127970.66 | 133412.26
CZ16 | cPVVG | Existing | Exterior Equipment | 0 | 0
CZ16 | cPVVG | Existing | Fans | 114329.18 | 0
CZ16 | cPVVG | Existing | Pumps | 73.15 | 0
CZ16 | cPVVG | Existing | Heat Rejection | 0 | 0
CZ16 | cPVVG | Existing | Humidification | 0 | 0
CZ16 | cPVVG | Existing | Heat Recovery | 0 | 0
CZ16 | cPVVG | Existing | Water Systems | 0 | 247596.66
CZ16 | cPVVG | Existing | Refrigeration | 0 | 0
CZ16 | cPVVG | Existing | Generators | 0 | 0
CZ16 | cPVVG | Existing | Total End Uses | 484662.81 | 546822.39
CZ01 | cPVVG | New Construction | Heating | 0 | 143792.91
CZ01 | cPVVG | New Construction | Cooling | 24384.27 | 0
CZ01 | cPVVG | New Construction | Interior Lighting | 55409.82 | 0
CZ01 | cPVVG | New Construction | Exterior Lighting | 0 | 0
CZ01 | cPVVG | New Construction | Interior Equipment | 127970.66 | 133412.26
CZ01 | cPVVG | New Construction | Exterior Equipment | 0 | 0
CZ01 | cPVVG | New Construction | Fans | 73247.36 | 0
CZ01 | cPVVG | New Construction | Pumps | 27.89 | 0
CZ01 | cPVVG | New Construction | Heat Rejection | 0 | 0
CZ01 | cPVVG | New Construction | Humidification | 0 | 0
CZ01 | cPVVG | New Construction | Heat Recovery | 0 | 0
CZ01 | cPVVG | New Construction | Water Systems | 0 | 273554.16
CZ01 | cPVVG | New Construction | Refrigeration | 0 | 0
CZ01 | cPVVG | New Construction | Generators | 0 | 0
CZ01 | cPVVG | New Construction | Total End Uses | 281040 | 550759.33
CZ02 | cPVVG | New Construction | Heating | 0 | 103576.44
CZ02 | cPVVG | New Construction | Cooling | 55502.42 | 0
CZ02 | cPVVG | New Construction | Interior Lighting | 55409.82 | 0
CZ02 | cPVVG | New Construction | Exterior Lighting | 0 | 0
CZ02 | cPVVG | New Construction | Interior Equipment | 127970.66 | 133412.26
CZ02 | cPVVG | New Construction | Exterior Equipment | 0 | 0
CZ02 | cPVVG | New Construction | Fans | 72116.81 | 0
CZ02 | cPVVG | New Construction | Pumps | 22.79 | 0
CZ02 | cPVVG | New Construction | Heat Rejection | 0 | 0
CZ02 | cPVVG | New Construction | Humidification | 0 | 0
CZ02 | cPVVG | New Construction | Heat Recovery | 0 | 0
CZ02 | cPVVG | New Construction | Water Systems | 0 | 251508.19
CZ02 | cPVVG | New Construction | Refrigeration | 0 | 0
CZ02 | cPVVG | New Construction | Generators | 0 | 0
CZ02 | cPVVG | New Construction | Total End Uses | 311022.51 | 488496.9
CZ03 | cPVVG | New Construction | Heating | 0 | 68640.07
CZ03 | cPVVG | New Construction | Cooling | 44025.83 | 0
CZ03 | cPVVG | New Construction | Interior Lighting | 55409.82 | 0
CZ03 | cPVVG | New Construction | Exterior Lighting | 0 | 0
CZ03 | cPVVG | New Construction | Interior Equipment | 127970.66 | 133412.26
CZ03 | cPVVG | New Construction | Exterior Equipment | 0 | 0
CZ03 | cPVVG | New Construction | Fans | 67304.11 | 0
CZ03 | cPVVG | New Construction | Pumps | 16.01 | 0
CZ03 | cPVVG | New Construction | Heat Rejection | 0 | 0
CZ03 | cPVVG | New Construction | Humidification | 0 | 0
CZ03 | cPVVG | New Construction | Heat Recovery | 0 | 0
CZ03 | cPVVG | New Construction | Water Systems | 0 | 250524.26
CZ03 | cPVVG | New Construction | Refrigeration | 0 | 0
CZ03 | cPVVG | New Construction | Generators | 0 | 0
CZ03 | cPVVG | New Construction | Total End Uses | 294726.44 | 452576.6
CZ04 | cPVVG | New Construction | Heating | 0 | 74500.02
CZ04 | cPVVG | New Construction | Cooling | 63683.74 | 0
CZ04 | cPVVG | New Construction | Interior Lighting | 55409.82 | 0
CZ04 | cPVVG | New Construction | Exterior Lighting | 0 | 0
CZ04 | cPVVG | New Construction | Interior Equipment | 127970.66 | 133412.26
CZ04 | cPVVG | New Construction | Exterior Equipment | 0 | 0
CZ04 | cPVVG | New Construction | Fans | 70180.65 | 0
CZ04 | cPVVG | New Construction | Pumps | 17.25 | 0
CZ04 | cPVVG | New Construction | Heat Rejection | 0 | 0
CZ04 | cPVVG | New Construction | Humidification | 0 | 0
CZ04 | cPVVG | New Construction | Heat Recovery | 0 | 0
CZ04 | cPVVG | New Construction | Water Systems | 0 | 242005.64
CZ04 | cPVVG | New Construction | Refrigeration | 0 | 0
CZ04 | cPVVG | New Construction | Generators | 0 | 0
CZ04 | cPVVG | New Construction | Total End Uses | 317262.12 | 449917.92
CZ05 | cPVVG | New Construction | Heating | 0 | 75342.43
CZ05 | cPVVG | New Construction | Cooling | 47705.49 | 0
CZ05 | cPVVG | New Construction | Interior Lighting | 55409.82 | 0
CZ05 | cPVVG | New Construction | Exterior Lighting | 0 | 0
CZ05 | cPVVG | New Construction | Interior Equipment | 127970.66 | 133412.26
CZ05 | cPVVG | New Construction | Exterior Equipment | 0 | 0
CZ05 | cPVVG | New Construction | Fans | 69123.05 | 0
CZ05 | cPVVG | New Construction | Pumps | 18.09 | 0
CZ05 | cPVVG | New Construction | Heat Rejection | 0 | 0
CZ05 | cPVVG | New Construction | Humidification | 0 | 0
CZ05 | cPVVG | New Construction | Heat Recovery | 0 | 0
CZ05 | cPVVG | New Construction | Water Systems | 0 | 250521.39
CZ05 | cPVVG | New Construction | Refrigeration | 0 | 0
CZ05 | cPVVG | New Construction | Generators | 0 | 0
CZ05 | cPVVG | New Construction | Total End Uses | 300227.11 | 459276.09
CZ06 | cPVVG | New Construction | Heating | 0 | 32795.61
CZ06 | cPVVG | New Construction | Cooling | 69187.02 | 0
CZ06 | cPVVG | New Construction | Interior Lighting | 55409.82 | 0
CZ06 | cPVVG | New Construction | Exterior Lighting | 0 | 0
CZ06 | cPVVG | New Construction | Interior Equipment | 127970.66 | 133412.26
CZ06 | cPVVG | New Construction | Exterior Equipment | 0 | 0
CZ06 | cPVVG | New Construction | Fans | 64104.4 | 0
CZ06 | cPVVG | New Construction | Pumps | 13.23 | 0
CZ06 | cPVVG | New Construction | Heat Rejection | 0 | 0
CZ06 | cPVVG | New Construction | Humidification | 0 | 0
CZ06 | cPVVG | New Construction | Heat Recovery | 0 | 0
CZ06 | cPVVG | New Construction | Water Systems | 0 | 230952.62
CZ06 | cPVVG | New Construction | Refrigeration | 0 | 0
CZ06 | cPVVG | New Construction | Generators | 0 | 0
CZ06 | cPVVG | New Construction | Total End Uses | 316685.13 | 397160.49
CZ07 | cPVVG | New Construction | Heating | 0 | 37019.08
CZ07 | cPVVG | New Construction | Cooling | 74442.45 | 0
CZ07 | cPVVG | New Construction | Interior Lighting | 55409.82 | 0
CZ07 | cPVVG | New Construction | Exterior Lighting | 0 | 0
CZ07 | cPVVG | New Construction | Interior Equipment | 127970.66 | 133412.26
CZ07 | cPVVG | New Construction | Exterior Equipment | 0 | 0
CZ07 | cPVVG | New Construction | Fans | 65292.58 | 0
CZ07 | cPVVG | New Construction | Pumps | 15.24 | 0
CZ07 | cPVVG | New Construction | Heat Rejection | 0 | 0
CZ07 | cPVVG | New Construction | Humidification | 0 | 0
CZ07 | cPVVG | New Construction | Heat Recovery | 0 | 0
CZ07 | cPVVG | New Construction | Water Systems | 0 | 228027.04
CZ07 | cPVVG | New Construction | Refrigeration | 0 | 0
CZ07 | cPVVG | New Construction | Generators | 0 | 0
CZ07 | cPVVG | New Construction | Total End Uses | 323130.75 | 398458.37
CZ08 | cPVVG | New Construction | Heating | 0 | 60479.75
CZ08 | cPVVG | New Construction | Cooling | 84191.26 | 0
CZ08 | cPVVG | New Construction | Interior Lighting | 55409.82 | 0
CZ08 | cPVVG | New Construction | Exterior Lighting | 0 | 0
CZ08 | cPVVG | New Construction | Interior Equipment | 127970.66 | 133412.26
CZ08 | cPVVG | New Construction | Exterior Equipment | 0 | 0
CZ08 | cPVVG | New Construction | Fans | 69457.9 | 0
CZ08 | cPVVG | New Construction | Pumps | 27.13 | 0
CZ08 | cPVVG | New Construction | Heat Rejection | 0 | 0
CZ08 | cPVVG | New Construction | Humidification | 0 | 0
CZ08 | cPVVG | New Construction | Heat Recovery | 0 | 0
CZ08 | cPVVG | New Construction | Water Systems | 0 | 227711.8
CZ08 | cPVVG | New Construction | Refrigeration | 0 | 0
CZ08 | cPVVG | New Construction | Generators | 0 | 0
CZ08 | cPVVG | New Construction | Total End Uses | 337056.77 | 421603.81
CZ09 | cPVVG | New Construction | Heating | 0 | 55407.24
CZ09 | cPVVG | New Construction | Cooling | 89000.83 | 0
CZ09 | cPVVG | New Construction | Interior Lighting | 55409.82 | 0
CZ09 | cPVVG | New Construction | Exterior Lighting | 0 | 0
CZ09 | cPVVG | New Construction | Interior Equipment | 127970.66 | 133412.26
CZ09 | cPVVG | New Construction | Exterior Equipment | 0 | 0
CZ09 | cPVVG | New Construction | Fans | 70134.2 | 0
CZ09 | cPVVG | New Construction | Pumps | 26.88 | 0
CZ09 | cPVVG | New Construction | Heat Rejection | 0 | 0
CZ09 | cPVVG | New Construction | Humidification | 0 | 0
CZ09 | cPVVG | New Construction | Heat Recovery | 0 | 0
CZ09 | cPVVG | New Construction | Water Systems | 0 | 224569.98
CZ09 | cPVVG | New Construction | Refrigeration | 0 | 0
CZ09 | cPVVG | New Construction | Generators | 0 | 0
CZ09 | cPVVG | New Construction | Total End Uses | 342542.39 | 413389.48
CZ10 | cPVVG | New Construction | Heating | 0 | 95357.99
CZ10 | cPVVG | New Construction | Cooling | 107550 | 0
CZ10 | cPVVG | New Construction | Interior Lighting | 55409.82 | 0
CZ10 | cPVVG | New Construction | Exterior Lighting | 0 | 0
CZ10 | cPVVG | New Construction | Interior Equipment | 127970.66 | 133412.26
CZ10 | cPVVG | New Construction | Exterior Equipment | 0 | 0
CZ10 | cPVVG | New Construction | Fans | 78583.96 | 0
CZ10 | cPVVG | New Construction | Pumps | 39.48 | 0
CZ10 | cPVVG | New Construction | Heat Rejection | 0 | 0
CZ10 | cPVVG | New Construction | Humidification | 0 | 0
CZ10 | cPVVG | New Construction | Heat Recovery | 0 | 0
CZ10 | cPVVG | New Construction | Water Systems | 0 | 222811.75
CZ10 | cPVVG | New Construction | Refrigeration | 0 | 0
CZ10 | cPVVG | New Construction | Generators | 0 | 0
CZ10 | cPVVG | New Construction | Total End Uses | 369553.92 | 451582
CZ11 | cPVVG | New Construction | Heating | 0 | 131701.79
CZ11 | cPVVG | New Construction | Cooling | 106791.97 | 0
CZ11 | cPVVG | New Construction | Interior Lighting | 55409.82 | 0
CZ11 | cPVVG | New Construction | Exterior Lighting | 0 | 0
CZ11 | cPVVG | New Construction | Interior Equipment | 127970.66 | 133412.26
CZ11 | cPVVG | New Construction | Exterior Equipment | 0 | 0
CZ11 | cPVVG | New Construction | Fans | 83698.92 | 0
CZ11 | cPVVG | New Construction | Pumps | 29.66 | 0
CZ11 | cPVVG | New Construction | Heat Rejection | 0 | 0
CZ11 | cPVVG | New Construction | Humidification | 0 | 0
CZ11 | cPVVG | New Construction | Heat Recovery | 0 | 0
CZ11 | cPVVG | New Construction | Water Systems | 0 | 227759.43
CZ11 | cPVVG | New Construction | Refrigeration | 0 | 0
CZ11 | cPVVG | New Construction | Generators | 0 | 0
CZ11 | cPVVG | New Construction | Total End Uses | 373901.03 | 492873.49
CZ12 | cPVVG | New Construction | Heating | 0 | 120031.76
CZ12 | cPVVG | New Construction | Cooling | 90778.97 | 0
CZ12 | cPVVG | New Construction | Interior Lighting | 55409.82 | 0
CZ12 | cPVVG | New Construction | Exterior Lighting | 0 | 0
CZ12 | cPVVG | New Construction | Interior Equipment | 127970.66 | 133412.26
CZ12 | cPVVG | New Construction | Exterior Equipment | 0 | 0
CZ12 | cPVVG | New Construction | Fans | 78296.21 | 0
CZ12 | cPVVG | New Construction | Pumps | 25.41 | 0
CZ12 | cPVVG | New Construction | Heat Rejection | 0 | 0
CZ12 | cPVVG | New Construction | Humidification | 0 | 0
CZ12 | cPVVG | New Construction | Heat Recovery | 0 | 0
CZ12 | cPVVG | New Construction | Water Systems | 0 | 234113.74
CZ12 | cPVVG | New Construction | Refrigeration | 0 | 0
CZ12 | cPVVG | New Construction | Generators | 0 | 0
CZ12 | cPVVG | New Construction | Total End Uses | 352481.08 | 487557.76
CZ13 | cPVVG | New Construction | Heating | 0 | 123976.14
CZ13 | cPVVG | New Construction | Cooling | 117609.9 | 0
CZ13 | cPVVG | New Construction | Interior Lighting | 55409.82 | 0
CZ13 | cPVVG | New Construction | Exterior Lighting | 0 | 0
CZ13 | cPVVG | New Construction | Interior Equipment | 127970.66 | 133412.26
CZ13 | cPVVG | New Construction | Exterior Equipment | 0 | 0
CZ13 | cPVVG | New Construction | Fans | 84866.13 | 0
CZ13 | cPVVG | New Construction | Pumps | 29.01 | 0
CZ13 | cPVVG | New Construction | Heat Rejection | 0 | 0
CZ13 | cPVVG | New Construction | Humidification | 0 | 0
CZ13 | cPVVG | New Construction | Heat Recovery | 0 | 0
CZ13 | cPVVG | New Construction | Water Systems | 0 | 221190.85
CZ13 | cPVVG | New Construction | Refrigeration | 0 | 0
CZ13 | cPVVG | New Construction | Generators | 0 | 0
CZ13 | cPVVG | New Construction | Total End Uses | 385885.52 | 478579.25
CZ14 | cPVVG | New Construction | Heating | 0 | 119023.31
CZ14 | cPVVG | New Construction | Cooling | 141159.46 | 0
CZ14 | cPVVG | New Construction | Interior Lighting | 55409.82 | 0
CZ14 | cPVVG | New Construction | Exterior Lighting | 0 | 0
CZ14 | cPVVG | New Construction | Interior Equipment | 127970.66 | 133412.26
CZ14 | cPVVG | New Construction | Exterior Equipment | 0 | 0
CZ14 | cPVVG | New Construction | Fans | 91934.85 | 0
CZ14 | cPVVG | New Construction | Pumps | 49.47 | 0
CZ14 | cPVVG | New Construction | Heat Rejection | 0 | 0
CZ14 | cPVVG | New Construction | Humidification | 0 | 0
CZ14 | cPVVG | New Construction | Heat Recovery | 0 | 0
CZ14 | cPVVG | New Construction | Water Systems | 0 | 210076.95
CZ14 | cPVVG | New Construction | Refrigeration | 0 | 0
CZ14 | cPVVG | New Construction | Generators | 0 | 0
CZ14 | cPVVG | New Construction | Total End Uses | 416524.27 | 462512.52
CZ15 | cPVVG | New Construction | Heating | 0 | 94757.03
CZ15 | cPVVG | New Construction | Cooling | 181675.84 | 0
CZ15 | cPVVG | New Construction | Interior Lighting | 55409.82 | 0
CZ15 | cPVVG | New Construction | Exterior Lighting | 0 | 0
CZ15 | cPVVG | New Construction | Interior Equipment | 127970.66 | 133412.26
CZ15 | cPVVG | New Construction | Exterior Equipment | 0 | 0
CZ15 | cPVVG | New Construction | Fans | 91359.58 | 0
CZ15 | cPVVG | New Construction | Pumps | 70.21 | 0
CZ15 | cPVVG | New Construction | Heat Rejection | 0 | 0
CZ15 | cPVVG | New Construction | Humidification | 0 | 0
CZ15 | cPVVG | New Construction | Heat Recovery | 0 | 0
CZ15 | cPVVG | New Construction | Water Systems | 0 | 186687.09
CZ15 | cPVVG | New Construction | Refrigeration | 0 | 0
CZ15 | cPVVG | New Construction | Generators | 0 | 0
CZ15 | cPVVG | New Construction | Total End Uses | 456486.12 | 414856.39
CZ16 | cPVVG | New Construction | Heating | 0 | 166404.28
CZ16 | cPVVG | New Construction | Cooling | 93496.82 | 0
CZ16 | cPVVG | New Construction | Interior Lighting | 55409.82 | 0
CZ16 | cPVVG | New Construction | Exterior Lighting | 0 | 0
CZ16 | cPVVG | New Construction | Interior Equipment | 127970.66 | 133412.26
CZ16 | cPVVG | New Construction | Exterior Equipment | 0 | 0
CZ16 | cPVVG | New Construction | Fans | 91940.6 | 0
CZ16 | cPVVG | New Construction | Pumps | 33.98 | 0
CZ16 | cPVVG | New Construction | Heat Rejection | 0 | 0
CZ16 | cPVVG | New Construction | Humidification | 0 | 0
CZ16 | cPVVG | New Construction | Heat Recovery | 0 | 0
CZ16 | cPVVG | New Construction | Water Systems | 0 | 247476.44
CZ16 | cPVVG | New Construction | Refrigeration | 0 | 0
CZ16 | cPVVG | New Construction | Generators | 0 | 0
CZ16 | cPVVG | New Construction | Total End Uses | 368851.88 | 547292.99

## Raw_endusebreakdownannual (hidden)
Vintage | Climate Zone | HVAC System | End Use | Electricity [kBtu] | Natural Gas [kBtu]
Existing | CZ01 | cAVVG | Heating | 0 | 105861.95
Existing | CZ01 | cAVVG | Cooling | 28452.69 | 0
Existing | CZ01 | cAVVG | Interior Lighting | 123101.41 | 0
Existing | CZ01 | cAVVG | Exterior Lighting | 0 | 0
Existing | CZ01 | cAVVG | Interior Equipment | 127970.66 | 133412.26
Existing | CZ01 | cAVVG | Exterior Equipment | 0 | 0
Existing | CZ01 | cAVVG | Fans | 81646.65 | 0
Existing | CZ01 | cAVVG | Pumps | 73.08 | 0
Existing | CZ01 | cAVVG | Heat Rejection | 0 | 0
Existing | CZ01 | cAVVG | Humidification | 0 | 0
Existing | CZ01 | cAVVG | Heat Recovery | 0 | 0
Existing | CZ01 | cAVVG | Water Systems | 0 | 273714.14
Existing | CZ01 | cAVVG | Refrigeration | 0 | 0
Existing | CZ01 | cAVVG | Generators | 0 | 0
Existing | CZ01 | cAVVG | Total End Uses | 361244.49 | 512988.36
Existing | CZ02 | cAVVG | Heating | 0 | 91894.23
Existing | CZ02 | cAVVG | Cooling | 69942.88 | 0
Existing | CZ02 | cAVVG | Interior Lighting | 123101.41 | 0
Existing | CZ02 | cAVVG | Exterior Lighting | 0 | 0
Existing | CZ02 | cAVVG | Interior Equipment | 127970.66 | 133412.26
Existing | CZ02 | cAVVG | Exterior Equipment | 0 | 0
Existing | CZ02 | cAVVG | Fans | 79402.32 | 0
Existing | CZ02 | cAVVG | Pumps | 327.22 | 0
Existing | CZ02 | cAVVG | Heat Rejection | 0 | 0
Existing | CZ02 | cAVVG | Humidification | 0 | 0
Existing | CZ02 | cAVVG | Heat Recovery | 0 | 0
Existing | CZ02 | cAVVG | Water Systems | 0 | 251645.77
Existing | CZ02 | cAVVG | Refrigeration | 0 | 0
Existing | CZ02 | cAVVG | Generators | 0 | 0
Existing | CZ02 | cAVVG | Total End Uses | 400744.49 | 476952.26
Existing | CZ03 | cAVVG | Heating | 0 | 49251.39
Existing | CZ03 | cAVVG | Cooling | 55364.56 | 0
Existing | CZ03 | cAVVG | Interior Lighting | 123101.41 | 0
Existing | CZ03 | cAVVG | Exterior Lighting | 0 | 0
Existing | CZ03 | cAVVG | Interior Equipment | 127970.66 | 133412.26
Existing | CZ03 | cAVVG | Exterior Equipment | 0 | 0
Existing | CZ03 | cAVVG | Fans | 68141.09 | 0
Existing | CZ03 | cAVVG | Pumps | 299.3 | 0
Existing | CZ03 | cAVVG | Heat Rejection | 0 | 0
Existing | CZ03 | cAVVG | Humidification | 0 | 0
Existing | CZ03 | cAVVG | Heat Recovery | 0 | 0
Existing | CZ03 | cAVVG | Water Systems | 0 | 250660.75
Existing | CZ03 | cAVVG | Refrigeration | 0 | 0
Existing | CZ03 | cAVVG | Generators | 0 | 0
Existing | CZ03 | cAVVG | Total End Uses | 374877.02 | 433324.4
Existing | CZ04 | cAVVG | Heating | 0 | 67769.81
Existing | CZ04 | cAVVG | Cooling | 82022.04 | 0
Existing | CZ04 | cAVVG | Interior Lighting | 123101.41 | 0
Existing | CZ04 | cAVVG | Exterior Lighting | 0 | 0
Existing | CZ04 | cAVVG | Interior Equipment | 127970.66 | 133412.26
Existing | CZ04 | cAVVG | Exterior Equipment | 0 | 0
Existing | CZ04 | cAVVG | Fans | 76315.36 | 0
Existing | CZ04 | cAVVG | Pumps | 375.93 | 0
Existing | CZ04 | cAVVG | Heat Rejection | 0 | 0
Existing | CZ04 | cAVVG | Humidification | 0 | 0
Existing | CZ04 | cAVVG | Heat Recovery | 0 | 0
Existing | CZ04 | cAVVG | Water Systems | 0 | 242121.43
Existing | CZ04 | cAVVG | Refrigeration | 0 | 0
Existing | CZ04 | cAVVG | Generators | 0 | 0
Existing | CZ04 | cAVVG | Total End Uses | 409785.41 | 443303.51
Existing | CZ05 | cAVVG | Heating | 0 | 51487.43
Existing | CZ05 | cAVVG | Cooling | 60484.52 | 0
Existing | CZ05 | cAVVG | Interior Lighting | 123101.41 | 0
Existing | CZ05 | cAVVG | Exterior Lighting | 0 | 0
Existing | CZ05 | cAVVG | Interior Equipment | 127970.66 | 133412.26
Existing | CZ05 | cAVVG | Exterior Equipment | 0 | 0
Existing | CZ05 | cAVVG | Fans | 70831.19 | 0
Existing | CZ05 | cAVVG | Pumps | 330.88 | 0
Existing | CZ05 | cAVVG | Heat Rejection | 0 | 0
Existing | CZ05 | cAVVG | Humidification | 0 | 0
Existing | CZ05 | cAVVG | Heat Recovery | 0 | 0
Existing | CZ05 | cAVVG | Water Systems | 0 | 250672.58
Existing | CZ05 | cAVVG | Refrigeration | 0 | 0
Existing | CZ05 | cAVVG | Generators | 0 | 0
Existing | CZ05 | cAVVG | Total End Uses | 382718.66 | 435572.27
Existing | CZ06 | cAVVG | Heating | 0 | 21165.17
Existing | CZ06 | cAVVG | Cooling | 90060.68 | 0
Existing | CZ06 | cAVVG | Interior Lighting | 123101.41 | 0
Existing | CZ06 | cAVVG | Exterior Lighting | 0 | 0
Existing | CZ06 | cAVVG | Interior Equipment | 127970.66 | 133412.26
Existing | CZ06 | cAVVG | Exterior Equipment | 0 | 0
Existing | CZ06 | cAVVG | Fans | 68884.87 | 0
Existing | CZ06 | cAVVG | Pumps | 596.31 | 0
Existing | CZ06 | cAVVG | Heat Rejection | 0 | 0
Existing | CZ06 | cAVVG | Humidification | 0 | 0
Existing | CZ06 | cAVVG | Heat Recovery | 0 | 0
Existing | CZ06 | cAVVG | Water Systems | 0 | 231043.32
Existing | CZ06 | cAVVG | Refrigeration | 0 | 0
Existing | CZ06 | cAVVG | Generators | 0 | 0
Existing | CZ06 | cAVVG | Total End Uses | 410613.94 | 385620.75
Existing | CZ07 | cAVVG | Heating | 0 | 24211.17
Existing | CZ07 | cAVVG | Cooling | 95709.51 | 0
Existing | CZ07 | cAVVG | Interior Lighting | 123101.41 | 0
Existing | CZ07 | cAVVG | Exterior Lighting | 0 | 0
Existing | CZ07 | cAVVG | Interior Equipment | 127970.66 | 133412.26
Existing | CZ07 | cAVVG | Exterior Equipment | 0 | 0
Existing | CZ07 | cAVVG | Fans | 71900.2 | 0
Existing | CZ07 | cAVVG | Pumps | 696.78 | 0
Existing | CZ07 | cAVVG | Heat Rejection | 0 | 0
Existing | CZ07 | cAVVG | Humidification | 0 | 0
Existing | CZ07 | cAVVG | Heat Recovery | 0 | 0
Existing | CZ07 | cAVVG | Water Systems | 0 | 228118.93
Existing | CZ07 | cAVVG | Refrigeration | 0 | 0
Existing | CZ07 | cAVVG | Generators | 0 | 0
Existing | CZ07 | cAVVG | Total End Uses | 419378.57 | 385742.36
Existing | CZ08 | cAVVG | Heating | 0 | 48577.58
Existing | CZ08 | cAVVG | Cooling | 108204.56 | 0
Existing | CZ08 | cAVVG | Interior Lighting | 123101.41 | 0
Existing | CZ08 | cAVVG | Exterior Lighting | 0 | 0
Existing | CZ08 | cAVVG | Interior Equipment | 127970.66 | 133412.26
Existing | CZ08 | cAVVG | Exterior Equipment | 0 | 0
Existing | CZ08 | cAVVG | Fans | 78227.02 | 0
Existing | CZ08 | cAVVG | Pumps | 563.39 | 0
Existing | CZ08 | cAVVG | Heat Rejection | 0 | 0
Existing | CZ08 | cAVVG | Humidification | 0 | 0
Existing | CZ08 | cAVVG | Heat Recovery | 0 | 0
Existing | CZ08 | cAVVG | Water Systems | 0 | 227805.26
Existing | CZ08 | cAVVG | Refrigeration | 0 | 0
Existing | CZ08 | cAVVG | Generators | 0 | 0
Existing | CZ08 | cAVVG | Total End Uses | 438067.05 | 409795.1
Existing | CZ09 | cAVVG | Heating | 0 | 51387.34
Existing | CZ09 | cAVVG | Cooling | 120293.19 | 0
Existing | CZ09 | cAVVG | Interior Lighting | 123101.41 | 0
Existing | CZ09 | cAVVG | Exterior Lighting | 0 | 0
Existing | CZ09 | cAVVG | Interior Equipment | 127970.66 | 133412.26
Existing | CZ09 | cAVVG | Exterior Equipment | 0 | 0
Existing | CZ09 | cAVVG | Fans | 83941.48 | 0
Existing | CZ09 | cAVVG | Pumps | 603.26 | 0
Existing | CZ09 | cAVVG | Heat Rejection | 0 | 0
Existing | CZ09 | cAVVG | Humidification | 0 | 0
Existing | CZ09 | cAVVG | Heat Recovery | 0 | 0
Existing | CZ09 | cAVVG | Water Systems | 0 | 224665.61
Existing | CZ09 | cAVVG | Refrigeration | 0 | 0
Existing | CZ09 | cAVVG | Generators | 0 | 0
Existing | CZ09 | cAVVG | Total End Uses | 455910.01 | 409465.21
Existing | CZ10 | cAVVG | Heating | 0 | 93962.32
Existing | CZ10 | cAVVG | Cooling | 140161.38 | 0
Existing | CZ10 | cAVVG | Interior Lighting | 123101.41 | 0
Existing | CZ10 | cAVVG | Exterior Lighting | 0 | 0
Existing | CZ10 | cAVVG | Interior Equipment | 127970.66 | 133412.26
Existing | CZ10 | cAVVG | Exterior Equipment | 0 | 0
Existing | CZ10 | cAVVG | Fans | 96328.73 | 0
Existing | CZ10 | cAVVG | Pumps | 587.51 | 0
Existing | CZ10 | cAVVG | Heat Rejection | 0 | 0
Existing | CZ10 | cAVVG | Humidification | 0 | 0
Existing | CZ10 | cAVVG | Heat Recovery | 0 | 0
Existing | CZ10 | cAVVG | Water Systems | 0 | 222920.63
Existing | CZ10 | cAVVG | Refrigeration | 0 | 0
Existing | CZ10 | cAVVG | Generators | 0 | 0
Existing | CZ10 | cAVVG | Total End Uses | 488149.68 | 450295.22
Existing | CZ11 | cAVVG | Heating | 0 | 151823.33
Existing | CZ11 | cAVVG | Cooling | 145602.66 | 0
Existing | CZ11 | cAVVG | Interior Lighting | 123101.41 | 0
Existing | CZ11 | cAVVG | Exterior Lighting | 0 | 0
Existing | CZ11 | cAVVG | Interior Equipment | 127970.66 | 133412.26
Existing | CZ11 | cAVVG | Exterior Equipment | 0 | 0
Existing | CZ11 | cAVVG | Fans | 106839.66 | 0
Existing | CZ11 | cAVVG | Pumps | 564.2 | 0
Existing | CZ11 | cAVVG | Heat Rejection | 0 | 0
Existing | CZ11 | cAVVG | Humidification | 0 | 0
Existing | CZ11 | cAVVG | Heat Recovery | 0 | 0
Existing | CZ11 | cAVVG | Water Systems | 0 | 227873.03
Existing | CZ11 | cAVVG | Refrigeration | 0 | 0
Existing | CZ11 | cAVVG | Generators | 0 | 0
Existing | CZ11 | cAVVG | Total End Uses | 504078.6 | 513108.62
Existing | CZ12 | cAVVG | Heating | 0 | 130929.99
Existing | CZ12 | cAVVG | Cooling | 121852.12 | 0
Existing | CZ12 | cAVVG | Interior Lighting | 123101.41 | 0
Existing | CZ12 | cAVVG | Exterior Lighting | 0 | 0
Existing | CZ12 | cAVVG | Interior Equipment | 127970.66 | 133412.26
Existing | CZ12 | cAVVG | Exterior Equipment | 0 | 0
Existing | CZ12 | cAVVG | Fans | 94842.35 | 0
Existing | CZ12 | cAVVG | Pumps | 513.84 | 0
Existing | CZ12 | cAVVG | Heat Rejection | 0 | 0
Existing | CZ12 | cAVVG | Humidification | 0 | 0
Existing | CZ12 | cAVVG | Heat Recovery | 0 | 0
Existing | CZ12 | cAVVG | Water Systems | 0 | 234220.53
Existing | CZ12 | cAVVG | Refrigeration | 0 | 0
Existing | CZ12 | cAVVG | Generators | 0 | 0
Existing | CZ12 | cAVVG | Total End Uses | 468280.38 | 498562.78
Existing | CZ13 | cAVVG | Heating | 0 | 139672.9
Existing | CZ13 | cAVVG | Cooling | 159675.4 | 0
Existing | CZ13 | cAVVG | Interior Lighting | 123101.41 | 0
Existing | CZ13 | cAVVG | Exterior Lighting | 0 | 0
Existing | CZ13 | cAVVG | Interior Equipment | 127970.66 | 133412.26
Existing | CZ13 | cAVVG | Exterior Equipment | 0 | 0
Existing | CZ13 | cAVVG | Fans | 107914.48 | 0
Existing | CZ13 | cAVVG | Pumps | 625.54 | 0
Existing | CZ13 | cAVVG | Heat Rejection | 0 | 0
Existing | CZ13 | cAVVG | Humidification | 0 | 0
Existing | CZ13 | cAVVG | Heat Recovery | 0 | 0
Existing | CZ13 | cAVVG | Water Systems | 0 | 221306.79
Existing | CZ13 | cAVVG | Refrigeration | 0 | 0
Existing | CZ13 | cAVVG | Generators | 0 | 0
Existing | CZ13 | cAVVG | Total End Uses | 519287.49 | 494391.95
Existing | CZ14 | cAVVG | Heating | 0 | 132890.22
Existing | CZ14 | cAVVG | Cooling | 188483.74 | 0
Existing | CZ14 | cAVVG | Interior Lighting | 123101.41 | 0
Existing | CZ14 | cAVVG | Exterior Lighting | 0 | 0
Existing | CZ14 | cAVVG | Interior Equipment | 127970.66 | 133412.26
Existing | CZ14 | cAVVG | Exterior Equipment | 0 | 0
Existing | CZ14 | cAVVG | Fans | 120508.73 | 0
Existing | CZ14 | cAVVG | Pumps | 593.71 | 0
Existing | CZ14 | cAVVG | Heat Rejection | 0 | 0
Existing | CZ14 | cAVVG | Humidification | 0 | 0
Existing | CZ14 | cAVVG | Heat Recovery | 0 | 0
Existing | CZ14 | cAVVG | Water Systems | 0 | 210193.49
Existing | CZ14 | cAVVG | Refrigeration | 0 | 0
Existing | CZ14 | cAVVG | Generators | 0 | 0
Existing | CZ14 | cAVVG | Total End Uses | 560658.25 | 476495.97
Existing | CZ15 | cAVVG | Heating | 0 | 114786.95
Existing | CZ15 | cAVVG | Cooling | 248496.11 | 0
Existing | CZ15 | cAVVG | Interior Lighting | 123101.41 | 0
Existing | CZ15 | cAVVG | Exterior Lighting | 0 | 0
Existing | CZ15 | cAVVG | Interior Equipment | 127970.66 | 133412.26
Existing | CZ15 | cAVVG | Exterior Equipment | 0 | 0
Existing | CZ15 | cAVVG | Fans | 125691.11 | 0
Existing | CZ15 | cAVVG | Pumps | 829.46 | 0
Existing | CZ15 | cAVVG | Heat Rejection | 0 | 0
Existing | CZ15 | cAVVG | Humidification | 0 | 0
Existing | CZ15 | cAVVG | Heat Recovery | 0 | 0
Existing | CZ15 | cAVVG | Water Systems | 0 | 186784.91
Existing | CZ15 | cAVVG | Refrigeration | 0 | 0
Existing | CZ15 | cAVVG | Generators | 0 | 0
Existing | CZ15 | cAVVG | Total End Uses | 626088.75 | 434984.12
Existing | CZ16 | cAVVG | Heating | 0 | 173530.38
Existing | CZ16 | cAVVG | Cooling | 124200.23 | 0
Existing | CZ16 | cAVVG | Interior Lighting | 123101.41 | 0
Existing | CZ16 | cAVVG | Exterior Lighting | 0 | 0
Existing | CZ16 | cAVVG | Interior Equipment | 127970.66 | 133412.26
Existing | CZ16 | cAVVG | Exterior Equipment | 0 | 0
Existing | CZ16 | cAVVG | Fans | 120699.45 | 0
Existing | CZ16 | cAVVG | Pumps | 635.39 | 0
Existing | CZ16 | cAVVG | Heat Rejection | 0 | 0
Existing | CZ16 | cAVVG | Humidification | 0 | 0
Existing | CZ16 | cAVVG | Heat Recovery | 0 | 0
Existing | CZ16 | cAVVG | Water Systems | 0 | 247597.03
Existing | CZ16 | cAVVG | Refrigeration | 0 | 0
Existing | CZ16 | cAVVG | Generators | 0 | 0
Existing | CZ16 | cAVVG | Total End Uses | 496607.15 | 554539.67
New Construction | CZ01 | cAVVG | Heating | 0 | 140962.48
New Construction | CZ01 | cAVVG | Cooling | 24463.93 | 0
New Construction | CZ01 | cAVVG | Interior Lighting | 55409.82 | 0
New Construction | CZ01 | cAVVG | Exterior Lighting | 0 | 0
New Construction | CZ01 | cAVVG | Interior Equipment | 127970.66 | 133412.26
New Construction | CZ01 | cAVVG | Exterior Equipment | 0 | 0
New Construction | CZ01 | cAVVG | Fans | 81235.11 | 0
New Construction | CZ01 | cAVVG | Pumps | 65.81 | 0
New Construction | CZ01 | cAVVG | Heat Rejection | 0 | 0
New Construction | CZ01 | cAVVG | Humidification | 0 | 0
New Construction | CZ01 | cAVVG | Heat Recovery | 0 | 0
New Construction | CZ01 | cAVVG | Water Systems | 0 | 273601.9
New Construction | CZ01 | cAVVG | Refrigeration | 0 | 0
New Construction | CZ01 | cAVVG | Generators | 0 | 0
New Construction | CZ01 | cAVVG | Total End Uses | 289145.33 | 547976.64
New Construction | CZ02 | cAVVG | Heating | 0 | 103701.86
New Construction | CZ02 | cAVVG | Cooling | 57759.2 | 0
New Construction | CZ02 | cAVVG | Interior Lighting | 55409.82 | 0
New Construction | CZ02 | cAVVG | Exterior Lighting | 0 | 0
New Construction | CZ02 | cAVVG | Interior Equipment | 127970.66 | 133412.26
New Construction | CZ02 | cAVVG | Exterior Equipment | 0 | 0
New Construction | CZ02 | cAVVG | Fans | 76672.02 | 0
New Construction | CZ02 | cAVVG | Pumps | 227.45 | 0
New Construction | CZ02 | cAVVG | Heat Rejection | 0 | 0
New Construction | CZ02 | cAVVG | Humidification | 0 | 0
New Construction | CZ02 | cAVVG | Heat Recovery | 0 | 0
New Construction | CZ02 | cAVVG | Water Systems | 0 | 251571.73
New Construction | CZ02 | cAVVG | Refrigeration | 0 | 0
New Construction | CZ02 | cAVVG | Generators | 0 | 0
New Construction | CZ02 | cAVVG | Total End Uses | 318039.16 | 488685.85
New Construction | CZ03 | cAVVG | Heating | 0 | 69502.36
New Construction | CZ03 | cAVVG | Cooling | 45629.92 | 0
New Construction | CZ03 | cAVVG | Interior Lighting | 55409.82 | 0
New Construction | CZ03 | cAVVG | Exterior Lighting | 0 | 0
New Construction | CZ03 | cAVVG | Interior Equipment | 127970.66 | 133412.26
New Construction | CZ03 | cAVVG | Exterior Equipment | 0 | 0
New Construction | CZ03 | cAVVG | Fans | 69951.36 | 0
New Construction | CZ03 | cAVVG | Pumps | 188.63 | 0
New Construction | CZ03 | cAVVG | Heat Rejection | 0 | 0
New Construction | CZ03 | cAVVG | Humidification | 0 | 0
New Construction | CZ03 | cAVVG | Heat Recovery | 0 | 0
New Construction | CZ03 | cAVVG | Water Systems | 0 | 250581.71
New Construction | CZ03 | cAVVG | Refrigeration | 0 | 0
New Construction | CZ03 | cAVVG | Generators | 0 | 0
New Construction | CZ03 | cAVVG | Total End Uses | 299150.4 | 453496.33
New Construction | CZ04 | cAVVG | Heating | 0 | 75523.86
New Construction | CZ04 | cAVVG | Cooling | 66473.6 | 0
New Construction | CZ04 | cAVVG | Interior Lighting | 55409.82 | 0
New Construction | CZ04 | cAVVG | Exterior Lighting | 0 | 0
New Construction | CZ04 | cAVVG | Interior Equipment | 127970.66 | 133412.26
New Construction | CZ04 | cAVVG | Exterior Equipment | 0 | 0
New Construction | CZ04 | cAVVG | Fans | 73565.97 | 0
New Construction | CZ04 | cAVVG | Pumps | 257.82 | 0
New Construction | CZ04 | cAVVG | Heat Rejection | 0 | 0
New Construction | CZ04 | cAVVG | Humidification | 0 | 0
New Construction | CZ04 | cAVVG | Heat Recovery | 0 | 0
New Construction | CZ04 | cAVVG | Water Systems | 0 | 242058.03
New Construction | CZ04 | cAVVG | Refrigeration | 0 | 0
New Construction | CZ04 | cAVVG | Generators | 0 | 0
New Construction | CZ04 | cAVVG | Total End Uses | 323677.87 | 450994.15
New Construction | CZ05 | cAVVG | Heating | 0 | 76273.69
New Construction | CZ05 | cAVVG | Cooling | 49395.18 | 0
New Construction | CZ05 | cAVVG | Interior Lighting | 55409.82 | 0
New Construction | CZ05 | cAVVG | Exterior Lighting | 0 | 0
New Construction | CZ05 | cAVVG | Interior Equipment | 127970.66 | 133412.26
New Construction | CZ05 | cAVVG | Exterior Equipment | 0 | 0
New Construction | CZ05 | cAVVG | Fans | 72289.88 | 0
New Construction | CZ05 | cAVVG | Pumps | 208.49 | 0
New Construction | CZ05 | cAVVG | Heat Rejection | 0 | 0
New Construction | CZ05 | cAVVG | Humidification | 0 | 0
New Construction | CZ05 | cAVVG | Heat Recovery | 0 | 0
New Construction | CZ05 | cAVVG | Water Systems | 0 | 250597.67
New Construction | CZ05 | cAVVG | Refrigeration | 0 | 0
New Construction | CZ05 | cAVVG | Generators | 0 | 0
New Construction | CZ05 | cAVVG | Total End Uses | 305274.04 | 460283.63
New Construction | CZ06 | cAVVG | Heating | 0 | 34278.83
New Construction | CZ06 | cAVVG | Cooling | 73241.28 | 0
New Construction | CZ06 | cAVVG | Interior Lighting | 55409.82 | 0
New Construction | CZ06 | cAVVG | Exterior Lighting | 0 | 0
New Construction | CZ06 | cAVVG | Interior Equipment | 127970.66 | 133412.26
New Construction | CZ06 | cAVVG | Exterior Equipment | 0 | 0
New Construction | CZ06 | cAVVG | Fans | 65515.51 | 0
New Construction | CZ06 | cAVVG | Pumps | 425.68 | 0
New Construction | CZ06 | cAVVG | Heat Rejection | 0 | 0
New Construction | CZ06 | cAVVG | Humidification | 0 | 0
New Construction | CZ06 | cAVVG | Heat Recovery | 0 | 0
New Construction | CZ06 | cAVVG | Water Systems | 0 | 230981.52
New Construction | CZ06 | cAVVG | Refrigeration | 0 | 0
New Construction | CZ06 | cAVVG | Generators | 0 | 0
New Construction | CZ06 | cAVVG | Total End Uses | 322562.95 | 398672.61
New Construction | CZ07 | cAVVG | Heating | 0 | 40475.23
New Construction | CZ07 | cAVVG | Cooling | 80061.54 | 0
New Construction | CZ07 | cAVVG | Interior Lighting | 55409.82 | 0
New Construction | CZ07 | cAVVG | Exterior Lighting | 0 | 0
New Construction | CZ07 | cAVVG | Interior Equipment | 127970.66 | 133412.26
New Construction | CZ07 | cAVVG | Exterior Equipment | 0 | 0
New Construction | CZ07 | cAVVG | Fans | 68417.48 | 0
New Construction | CZ07 | cAVVG | Pumps | 409.32 | 0
New Construction | CZ07 | cAVVG | Heat Rejection | 0 | 0
New Construction | CZ07 | cAVVG | Humidification | 0 | 0
New Construction | CZ07 | cAVVG | Heat Recovery | 0 | 0
New Construction | CZ07 | cAVVG | Water Systems | 0 | 228065.87
New Construction | CZ07 | cAVVG | Refrigeration | 0 | 0
New Construction | CZ07 | cAVVG | Generators | 0 | 0
New Construction | CZ07 | cAVVG | Total End Uses | 332268.82 | 401953.36
New Construction | CZ08 | cAVVG | Heating | 0 | 63964.65
New Construction | CZ08 | cAVVG | Cooling | 89477.87 | 0
New Construction | CZ08 | cAVVG | Interior Lighting | 55409.82 | 0
New Construction | CZ08 | cAVVG | Exterior Lighting | 0 | 0
New Construction | CZ08 | cAVVG | Interior Equipment | 127970.66 | 133412.26
New Construction | CZ08 | cAVVG | Exterior Equipment | 0 | 0
New Construction | CZ08 | cAVVG | Fans | 72154.51 | 0
New Construction | CZ08 | cAVVG | Pumps | 404.93 | 0
New Construction | CZ08 | cAVVG | Heat Rejection | 0 | 0
New Construction | CZ08 | cAVVG | Humidification | 0 | 0
New Construction | CZ08 | cAVVG | Heat Recovery | 0 | 0
New Construction | CZ08 | cAVVG | Water Systems | 0 | 227742.74
New Construction | CZ08 | cAVVG | Refrigeration | 0 | 0
New Construction | CZ08 | cAVVG | Generators | 0 | 0
New Construction | CZ08 | cAVVG | Total End Uses | 345417.8 | 425119.66
New Construction | CZ09 | cAVVG | Heating | 0 | 58411.49
New Construction | CZ09 | cAVVG | Cooling | 94414.22 | 0
New Construction | CZ09 | cAVVG | Interior Lighting | 55409.82 | 0
New Construction | CZ09 | cAVVG | Exterior Lighting | 0 | 0
New Construction | CZ09 | cAVVG | Interior Equipment | 127970.66 | 133412.26
New Construction | CZ09 | cAVVG | Exterior Equipment | 0 | 0
New Construction | CZ09 | cAVVG | Fans | 73322.57 | 0
New Construction | CZ09 | cAVVG | Pumps | 394.71 | 0
New Construction | CZ09 | cAVVG | Heat Rejection | 0 | 0
New Construction | CZ09 | cAVVG | Humidification | 0 | 0
New Construction | CZ09 | cAVVG | Heat Recovery | 0 | 0
New Construction | CZ09 | cAVVG | Water Systems | 0 | 224611.28
New Construction | CZ09 | cAVVG | Refrigeration | 0 | 0
New Construction | CZ09 | cAVVG | Generators | 0 | 0
New Construction | CZ09 | cAVVG | Total End Uses | 351511.98 | 416435.03
New Construction | CZ10 | cAVVG | Heating | 0 | 99075.73
New Construction | CZ10 | cAVVG | Cooling | 113324.06 | 0
New Construction | CZ10 | cAVVG | Interior Lighting | 55409.82 | 0
New Construction | CZ10 | cAVVG | Exterior Lighting | 0 | 0
New Construction | CZ10 | cAVVG | Interior Equipment | 127970.66 | 133412.26
New Construction | CZ10 | cAVVG | Exterior Equipment | 0 | 0
New Construction | CZ10 | cAVVG | Fans | 83060.47 | 0
New Construction | CZ10 | cAVVG | Pumps | 412.4 | 0
New Construction | CZ10 | cAVVG | Heat Rejection | 0 | 0
New Construction | CZ10 | cAVVG | Humidification | 0 | 0
New Construction | CZ10 | cAVVG | Heat Recovery | 0 | 0
New Construction | CZ10 | cAVVG | Water Systems | 0 | 222856
New Construction | CZ10 | cAVVG | Refrigeration | 0 | 0
New Construction | CZ10 | cAVVG | Generators | 0 | 0
New Construction | CZ10 | cAVVG | Total End Uses | 380177.42 | 455344
New Construction | CZ11 | cAVVG | Heating | 0 | 134460.33
New Construction | CZ11 | cAVVG | Cooling | 112006.63 | 0
New Construction | CZ11 | cAVVG | Interior Lighting | 55409.82 | 0
New Construction | CZ11 | cAVVG | Exterior Lighting | 0 | 0
New Construction | CZ11 | cAVVG | Interior Equipment | 127970.66 | 133412.26
New Construction | CZ11 | cAVVG | Exterior Equipment | 0 | 0
New Construction | CZ11 | cAVVG | Fans | 89160.3 | 0
New Construction | CZ11 | cAVVG | Pumps | 363.3 | 0
New Construction | CZ11 | cAVVG | Heat Rejection | 0 | 0
New Construction | CZ11 | cAVVG | Humidification | 0 | 0
New Construction | CZ11 | cAVVG | Heat Recovery | 0 | 0
New Construction | CZ11 | cAVVG | Water Systems | 0 | 227796.26
New Construction | CZ11 | cAVVG | Refrigeration | 0 | 0
New Construction | CZ11 | cAVVG | Generators | 0 | 0
New Construction | CZ11 | cAVVG | Total End Uses | 384910.72 | 495668.85
New Construction | CZ12 | cAVVG | Heating | 0 | 121961.78
New Construction | CZ12 | cAVVG | Cooling | 95163.23 | 0
New Construction | CZ12 | cAVVG | Interior Lighting | 55409.82 | 0
New Construction | CZ12 | cAVVG | Exterior Lighting | 0 | 0
New Construction | CZ12 | cAVVG | Interior Equipment | 127970.66 | 133412.26
New Construction | CZ12 | cAVVG | Exterior Equipment | 0 | 0
New Construction | CZ12 | cAVVG | Fans | 83161.42 | 0
New Construction | CZ12 | cAVVG | Pumps | 347.61 | 0
New Construction | CZ12 | cAVVG | Heat Rejection | 0 | 0
New Construction | CZ12 | cAVVG | Humidification | 0 | 0
New Construction | CZ12 | cAVVG | Heat Recovery | 0 | 0
New Construction | CZ12 | cAVVG | Water Systems | 0 | 234148.63
New Construction | CZ12 | cAVVG | Refrigeration | 0 | 0
New Construction | CZ12 | cAVVG | Generators | 0 | 0
New Construction | CZ12 | cAVVG | Total End Uses | 362052.75 | 489522.67
New Construction | CZ13 | cAVVG | Heating | 0 | 126720.43
New Construction | CZ13 | cAVVG | Cooling | 123390.63 | 0
New Construction | CZ13 | cAVVG | Interior Lighting | 55409.82 | 0
New Construction | CZ13 | cAVVG | Exterior Lighting | 0 | 0
New Construction | CZ13 | cAVVG | Interior Equipment | 127970.66 | 133412.26
New Construction | CZ13 | cAVVG | Exterior Equipment | 0 | 0
New Construction | CZ13 | cAVVG | Fans | 90202.3 | 0
New Construction | CZ13 | cAVVG | Pumps | 419.09 | 0
New Construction | CZ13 | cAVVG | Heat Rejection | 0 | 0
New Construction | CZ13 | cAVVG | Humidification | 0 | 0
New Construction | CZ13 | cAVVG | Heat Recovery | 0 | 0
New Construction | CZ13 | cAVVG | Water Systems | 0 | 221226.79
New Construction | CZ13 | cAVVG | Refrigeration | 0 | 0
New Construction | CZ13 | cAVVG | Generators | 0 | 0
New Construction | CZ13 | cAVVG | Total End Uses | 397392.51 | 481359.49
New Construction | CZ14 | cAVVG | Heating | 0 | 123453.34
New Construction | CZ14 | cAVVG | Cooling | 147993.3 | 0
New Construction | CZ14 | cAVVG | Interior Lighting | 55409.82 | 0
New Construction | CZ14 | cAVVG | Exterior Lighting | 0 | 0
New Construction | CZ14 | cAVVG | Interior Equipment | 127970.66 | 133412.26
New Construction | CZ14 | cAVVG | Exterior Equipment | 0 | 0
New Construction | CZ14 | cAVVG | Fans | 97420.01 | 0
New Construction | CZ14 | cAVVG | Pumps | 399.27 | 0
New Construction | CZ14 | cAVVG | Heat Rejection | 0 | 0
New Construction | CZ14 | cAVVG | Humidification | 0 | 0
New Construction | CZ14 | cAVVG | Heat Recovery | 0 | 0
New Construction | CZ14 | cAVVG | Water Systems | 0 | 210106.88
New Construction | CZ14 | cAVVG | Refrigeration | 0 | 0
New Construction | CZ14 | cAVVG | Generators | 0 | 0
New Construction | CZ14 | cAVVG | Total End Uses | 429193.06 | 466972.49
New Construction | CZ15 | cAVVG | Heating | 0 | 100969.63
New Construction | CZ15 | cAVVG | Cooling | 193455.17 | 0
New Construction | CZ15 | cAVVG | Interior Lighting | 55409.82 | 0
New Construction | CZ15 | cAVVG | Exterior Lighting | 0 | 0
New Construction | CZ15 | cAVVG | Interior Equipment | 127970.66 | 133412.26
New Construction | CZ15 | cAVVG | Exterior Equipment | 0 | 0
New Construction | CZ15 | cAVVG | Fans | 96739.37 | 0
New Construction | CZ15 | cAVVG | Pumps | 606.36 | 0
New Construction | CZ15 | cAVVG | Heat Rejection | 0 | 0
New Construction | CZ15 | cAVVG | Humidification | 0 | 0
New Construction | CZ15 | cAVVG | Heat Recovery | 0 | 0
New Construction | CZ15 | cAVVG | Water Systems | 0 | 186722.57
New Construction | CZ15 | cAVVG | Refrigeration | 0 | 0
New Construction | CZ15 | cAVVG | Generators | 0 | 0
New Construction | CZ15 | cAVVG | Total End Uses | 474181.38 | 421104.47
New Construction | CZ16 | cAVVG | Heating | 0 | 168533.02
New Construction | CZ16 | cAVVG | Cooling | 96930.7 | 0
New Construction | CZ16 | cAVVG | Interior Lighting | 55409.82 | 0
New Construction | CZ16 | cAVVG | Exterior Lighting | 0 | 0
New Construction | CZ16 | cAVVG | Interior Equipment | 127970.66 | 133412.26
New Construction | CZ16 | cAVVG | Exterior Equipment | 0 | 0
New Construction | CZ16 | cAVVG | Fans | 98360.02 | 0
New Construction | CZ16 | cAVVG | Pumps | 371.48 | 0
New Construction | CZ16 | cAVVG | Heat Rejection | 0 | 0
New Construction | CZ16 | cAVVG | Humidification | 0 | 0
New Construction | CZ16 | cAVVG | Heat Recovery | 0 | 0
New Construction | CZ16 | cAVVG | Water Systems | 0 | 247507.11
New Construction | CZ16 | cAVVG | Refrigeration | 0 | 0
New Construction | CZ16 | cAVVG | Generators | 0 | 0
New Construction | CZ16 | cAVVG | Total End Uses | 379042.68 | 549452.39
Existing | CZ01 | cDXGF | Heating | 0 | 95056.48
Existing | CZ01 | cDXGF | Cooling | 28498.29 | 0
Existing | CZ01 | cDXGF | Interior Lighting | 123101.41 | 0
Existing | CZ01 | cDXGF | Exterior Lighting | 0 | 0
Existing | CZ01 | cDXGF | Interior Equipment | 127970.66 | 133412.26
Existing | CZ01 | cDXGF | Exterior Equipment | 0 | 0
Existing | CZ01 | cDXGF | Fans | 92168.82 | 0
Existing | CZ01 | cDXGF | Pumps | 24.01 | 0
Existing | CZ01 | cDXGF | Heat Rejection | 0 | 0
Existing | CZ01 | cDXGF | Humidification | 0 | 0
Existing | CZ01 | cDXGF | Heat Recovery | 0 | 0
Existing | CZ01 | cDXGF | Water Systems | 0 | 273714.86
Existing | CZ01 | cDXGF | Refrigeration | 0 | 0
Existing | CZ01 | cDXGF | Generators | 0 | 0
Existing | CZ01 | cDXGF | Total End Uses | 371763.2 | 502183.61
Existing | CZ02 | cDXGF | Heating | 0 | 83348.97
Existing | CZ02 | cDXGF | Cooling | 67828.42 | 0
Existing | CZ02 | cDXGF | Interior Lighting | 123101.41 | 0
Existing | CZ02 | cDXGF | Exterior Lighting | 0 | 0
Existing | CZ02 | cDXGF | Interior Equipment | 127970.66 | 133412.26
Existing | CZ02 | cDXGF | Exterior Equipment | 0 | 0
Existing | CZ02 | cDXGF | Fans | 93503.64 | 0
Existing | CZ02 | cDXGF | Pumps | 25.78 | 0
Existing | CZ02 | cDXGF | Heat Rejection | 0 | 0
Existing | CZ02 | cDXGF | Humidification | 0 | 0
Existing | CZ02 | cDXGF | Heat Recovery | 0 | 0
Existing | CZ02 | cDXGF | Water Systems | 0 | 251646.13
Existing | CZ02 | cDXGF | Refrigeration | 0 | 0
Existing | CZ02 | cDXGF | Generators | 0 | 0
Existing | CZ02 | cDXGF | Total End Uses | 412429.91 | 468407.37
Existing | CZ03 | cDXGF | Heating | 0 | 43561.65
Existing | CZ03 | cDXGF | Cooling | 53910.26 | 0
Existing | CZ03 | cDXGF | Interior Lighting | 123101.41 | 0
Existing | CZ03 | cDXGF | Exterior Lighting | 0 | 0
Existing | CZ03 | cDXGF | Interior Equipment | 127970.66 | 133412.26
Existing | CZ03 | cDXGF | Exterior Equipment | 0 | 0
Existing | CZ03 | cDXGF | Fans | 84013.53 | 0
Existing | CZ03 | cDXGF | Pumps | 15.04 | 0
Existing | CZ03 | cDXGF | Heat Rejection | 0 | 0
Existing | CZ03 | cDXGF | Humidification | 0 | 0
Existing | CZ03 | cDXGF | Heat Recovery | 0 | 0
Existing | CZ03 | cDXGF | Water Systems | 0 | 250660.57
Existing | CZ03 | cDXGF | Refrigeration | 0 | 0
Existing | CZ03 | cDXGF | Generators | 0 | 0
Existing | CZ03 | cDXGF | Total End Uses | 389010.91 | 427634.49
Existing | CZ04 | cDXGF | Heating | 0 | 61502.18
Existing | CZ04 | cDXGF | Cooling | 79389.72 | 0
Existing | CZ04 | cDXGF | Interior Lighting | 123101.41 | 0
Existing | CZ04 | cDXGF | Exterior Lighting | 0 | 0
Existing | CZ04 | cDXGF | Interior Equipment | 127970.66 | 133412.26
Existing | CZ04 | cDXGF | Exterior Equipment | 0 | 0
Existing | CZ04 | cDXGF | Fans | 91137.59 | 0
Existing | CZ04 | cDXGF | Pumps | 37.47 | 0
Existing | CZ04 | cDXGF | Heat Rejection | 0 | 0
Existing | CZ04 | cDXGF | Humidification | 0 | 0
Existing | CZ04 | cDXGF | Heat Recovery | 0 | 0
Existing | CZ04 | cDXGF | Water Systems | 0 | 242121.28
Existing | CZ04 | cDXGF | Refrigeration | 0 | 0
Existing | CZ04 | cDXGF | Generators | 0 | 0
Existing | CZ04 | cDXGF | Total End Uses | 421636.85 | 437035.72
Existing | CZ05 | cDXGF | Heating | 0 | 46799.49
Existing | CZ05 | cDXGF | Cooling | 59195.17 | 0
Existing | CZ05 | cDXGF | Interior Lighting | 123101.41 | 0
Existing | CZ05 | cDXGF | Exterior Lighting | 0 | 0
Existing | CZ05 | cDXGF | Interior Equipment | 127970.66 | 133412.26
Existing | CZ05 | cDXGF | Exterior Equipment | 0 | 0
Existing | CZ05 | cDXGF | Fans | 85470.61 | 0
Existing | CZ05 | cDXGF | Pumps | 25.28 | 0
Existing | CZ05 | cDXGF | Heat Rejection | 0 | 0
Existing | CZ05 | cDXGF | Humidification | 0 | 0
Existing | CZ05 | cDXGF | Heat Recovery | 0 | 0
Existing | CZ05 | cDXGF | Water Systems | 0 | 250673.05
Existing | CZ05 | cDXGF | Refrigeration | 0 | 0
Existing | CZ05 | cDXGF | Generators | 0 | 0
Existing | CZ05 | cDXGF | Total End Uses | 395763.13 | 430884.8
Existing | CZ06 | cDXGF | Heating | 0 | 19654.09
Existing | CZ06 | cDXGF | Cooling | 86003.8 | 0
Existing | CZ06 | cDXGF | Interior Lighting | 123101.41 | 0
Existing | CZ06 | cDXGF | Exterior Lighting | 0 | 0
Existing | CZ06 | cDXGF | Interior Equipment | 127970.66 | 133412.26
Existing | CZ06 | cDXGF | Exterior Equipment | 0 | 0
Existing | CZ06 | cDXGF | Fans | 82492.82 | 0
Existing | CZ06 | cDXGF | Pumps | 28.51 | 0
Existing | CZ06 | cDXGF | Heat Rejection | 0 | 0
Existing | CZ06 | cDXGF | Humidification | 0 | 0
Existing | CZ06 | cDXGF | Heat Recovery | 0 | 0
Existing | CZ06 | cDXGF | Water Systems | 0 | 231041.27
Existing | CZ06 | cDXGF | Refrigeration | 0 | 0
Existing | CZ06 | cDXGF | Generators | 0 | 0
Existing | CZ06 | cDXGF | Total End Uses | 419597.2 | 384107.63
Existing | CZ07 | cDXGF | Heating | 0 | 22278.92
Existing | CZ07 | cDXGF | Cooling | 90377.14 | 0
Existing | CZ07 | cDXGF | Interior Lighting | 123101.41 | 0
Existing | CZ07 | cDXGF | Exterior Lighting | 0 | 0
Existing | CZ07 | cDXGF | Interior Equipment | 127970.66 | 133412.26
Existing | CZ07 | cDXGF | Exterior Equipment | 0 | 0
Existing | CZ07 | cDXGF | Fans | 82622.73 | 0
Existing | CZ07 | cDXGF | Pumps | 38.76 | 0
Existing | CZ07 | cDXGF | Heat Rejection | 0 | 0
Existing | CZ07 | cDXGF | Humidification | 0 | 0
Existing | CZ07 | cDXGF | Heat Recovery | 0 | 0
Existing | CZ07 | cDXGF | Water Systems | 0 | 228118.53
Existing | CZ07 | cDXGF | Refrigeration | 0 | 0
Existing | CZ07 | cDXGF | Generators | 0 | 0
Existing | CZ07 | cDXGF | Total End Uses | 424110.72 | 383809.71
Existing | CZ08 | cDXGF | Heating | 0 | 45112.97
Existing | CZ08 | cDXGF | Cooling | 103196.92 | 0
Existing | CZ08 | cDXGF | Interior Lighting | 123101.41 | 0
Existing | CZ08 | cDXGF | Exterior Lighting | 0 | 0
Existing | CZ08 | cDXGF | Interior Equipment | 127970.66 | 133412.26
Existing | CZ08 | cDXGF | Exterior Equipment | 0 | 0
Existing | CZ08 | cDXGF | Fans | 91144.5 | 0
Existing | CZ08 | cDXGF | Pumps | 59.98 | 0
Existing | CZ08 | cDXGF | Heat Rejection | 0 | 0
Existing | CZ08 | cDXGF | Humidification | 0 | 0
Existing | CZ08 | cDXGF | Heat Recovery | 0 | 0
Existing | CZ08 | cDXGF | Water Systems | 0 | 227804.88
Existing | CZ08 | cDXGF | Refrigeration | 0 | 0
Existing | CZ08 | cDXGF | Generators | 0 | 0
Existing | CZ08 | cDXGF | Total End Uses | 445473.48 | 406330.12
Existing | CZ09 | cDXGF | Heating | 0 | 47491.71
Existing | CZ09 | cDXGF | Cooling | 114690.26 | 0
Existing | CZ09 | cDXGF | Interior Lighting | 123101.41 | 0
Existing | CZ09 | cDXGF | Exterior Lighting | 0 | 0
Existing | CZ09 | cDXGF | Interior Equipment | 127970.66 | 133412.26
Existing | CZ09 | cDXGF | Exterior Equipment | 0 | 0
Existing | CZ09 | cDXGF | Fans | 96858.4 | 0
Existing | CZ09 | cDXGF | Pumps | 72.17 | 0
Existing | CZ09 | cDXGF | Heat Rejection | 0 | 0
Existing | CZ09 | cDXGF | Humidification | 0 | 0
Existing | CZ09 | cDXGF | Heat Recovery | 0 | 0
Existing | CZ09 | cDXGF | Water Systems | 0 | 224665.25
Existing | CZ09 | cDXGF | Refrigeration | 0 | 0
Existing | CZ09 | cDXGF | Generators | 0 | 0
Existing | CZ09 | cDXGF | Total End Uses | 462692.91 | 405569.22
Existing | CZ10 | cDXGF | Heating | 0 | 86784.66
Existing | CZ10 | cDXGF | Cooling | 134220.81 | 0
Existing | CZ10 | cDXGF | Interior Lighting | 123101.41 | 0
Existing | CZ10 | cDXGF | Exterior Lighting | 0 | 0
Existing | CZ10 | cDXGF | Interior Equipment | 127970.66 | 133412.26
Existing | CZ10 | cDXGF | Exterior Equipment | 0 | 0
Existing | CZ10 | cDXGF | Fans | 106709.87 | 0
Existing | CZ10 | cDXGF | Pumps | 91.58 | 0
Existing | CZ10 | cDXGF | Heat Rejection | 0 | 0
Existing | CZ10 | cDXGF | Humidification | 0 | 0
Existing | CZ10 | cDXGF | Heat Recovery | 0 | 0
Existing | CZ10 | cDXGF | Water Systems | 0 | 222920.47
Existing | CZ10 | cDXGF | Refrigeration | 0 | 0
Existing | CZ10 | cDXGF | Generators | 0 | 0
Existing | CZ10 | cDXGF | Total End Uses | 492094.32 | 443117.39
Existing | CZ11 | cDXGF | Heating | 0 | 138892.17
Existing | CZ11 | cDXGF | Cooling | 140100.64 | 0
Existing | CZ11 | cDXGF | Interior Lighting | 123101.41 | 0
Existing | CZ11 | cDXGF | Exterior Lighting | 0 | 0
Existing | CZ11 | cDXGF | Interior Equipment | 127970.66 | 133412.26
Existing | CZ11 | cDXGF | Exterior Equipment | 0 | 0
Existing | CZ11 | cDXGF | Fans | 117902.25 | 0
Existing | CZ11 | cDXGF | Pumps | 94.5 | 0
Existing | CZ11 | cDXGF | Heat Rejection | 0 | 0
Existing | CZ11 | cDXGF | Humidification | 0 | 0
Existing | CZ11 | cDXGF | Heat Recovery | 0 | 0
Existing | CZ11 | cDXGF | Water Systems | 0 | 227872.53
Existing | CZ11 | cDXGF | Refrigeration | 0 | 0
Existing | CZ11 | cDXGF | Generators | 0 | 0
Existing | CZ11 | cDXGF | Total End Uses | 509169.45 | 500176.96
Existing | CZ12 | cDXGF | Heating | 0 | 120973.33
Existing | CZ12 | cDXGF | Cooling | 117524.8 | 0
Existing | CZ12 | cDXGF | Interior Lighting | 123101.41 | 0
Existing | CZ12 | cDXGF | Exterior Lighting | 0 | 0
Existing | CZ12 | cDXGF | Interior Equipment | 127970.66 | 133412.26
Existing | CZ12 | cDXGF | Exterior Equipment | 0 | 0
Existing | CZ12 | cDXGF | Fans | 106357.52 | 0
Existing | CZ12 | cDXGF | Pumps | 67.89 | 0
Existing | CZ12 | cDXGF | Heat Rejection | 0 | 0
Existing | CZ12 | cDXGF | Humidification | 0 | 0
Existing | CZ12 | cDXGF | Heat Recovery | 0 | 0
Existing | CZ12 | cDXGF | Water Systems | 0 | 234220.44
Existing | CZ12 | cDXGF | Refrigeration | 0 | 0
Existing | CZ12 | cDXGF | Generators | 0 | 0
Existing | CZ12 | cDXGF | Total End Uses | 475022.27 | 488606.03
Existing | CZ13 | cDXGF | Heating | 0 | 129015.08
Existing | CZ13 | cDXGF | Cooling | 153745.11 | 0
Existing | CZ13 | cDXGF | Interior Lighting | 123101.41 | 0
Existing | CZ13 | cDXGF | Exterior Lighting | 0 | 0
Existing | CZ13 | cDXGF | Interior Equipment | 127970.66 | 133412.26
Existing | CZ13 | cDXGF | Exterior Equipment | 0 | 0
Existing | CZ13 | cDXGF | Fans | 117620 | 0
Existing | CZ13 | cDXGF | Pumps | 96.09 | 0
Existing | CZ13 | cDXGF | Heat Rejection | 0 | 0
Existing | CZ13 | cDXGF | Humidification | 0 | 0
Existing | CZ13 | cDXGF | Heat Recovery | 0 | 0
Existing | CZ13 | cDXGF | Water Systems | 0 | 221300.32
Existing | CZ13 | cDXGF | Refrigeration | 0 | 0
Existing | CZ13 | cDXGF | Generators | 0 | 0
Existing | CZ13 | cDXGF | Total End Uses | 522533.28 | 483727.67
Existing | CZ14 | cDXGF | Heating | 0 | 122092.05
Existing | CZ14 | cDXGF | Cooling | 181306.08 | 0
Existing | CZ14 | cDXGF | Interior Lighting | 123101.41 | 0
Existing | CZ14 | cDXGF | Exterior Lighting | 0 | 0
Existing | CZ14 | cDXGF | Interior Equipment | 127970.66 | 133412.26
Existing | CZ14 | cDXGF | Exterior Equipment | 0 | 0
Existing | CZ14 | cDXGF | Fans | 129625.97 | 0
Existing | CZ14 | cDXGF | Pumps | 109.79 | 0
Existing | CZ14 | cDXGF | Heat Rejection | 0 | 0
Existing | CZ14 | cDXGF | Humidification | 0 | 0
Existing | CZ14 | cDXGF | Heat Recovery | 0 | 0
Existing | CZ14 | cDXGF | Water Systems | 0 | 210193.18
Existing | CZ14 | cDXGF | Refrigeration | 0 | 0
Existing | CZ14 | cDXGF | Generators | 0 | 0
Existing | CZ14 | cDXGF | Total End Uses | 562113.91 | 465697.49
Existing | CZ15 | cDXGF | Heating | 0 | 106242.68
Existing | CZ15 | cDXGF | Cooling | 236395.42 | 0
Existing | CZ15 | cDXGF | Interior Lighting | 123101.41 | 0
Existing | CZ15 | cDXGF | Exterior Lighting | 0 | 0
Existing | CZ15 | cDXGF | Interior Equipment | 127970.66 | 133412.26
Existing | CZ15 | cDXGF | Exterior Equipment | 0 | 0
Existing | CZ15 | cDXGF | Fans | 131438.63 | 0
Existing | CZ15 | cDXGF | Pumps | 129.34 | 0
Existing | CZ15 | cDXGF | Heat Rejection | 0 | 0
Existing | CZ15 | cDXGF | Humidification | 0 | 0
Existing | CZ15 | cDXGF | Heat Recovery | 0 | 0
Existing | CZ15 | cDXGF | Water Systems | 0 | 186783.89
Existing | CZ15 | cDXGF | Refrigeration | 0 | 0
Existing | CZ15 | cDXGF | Generators | 0 | 0
Existing | CZ15 | cDXGF | Total End Uses | 619035.47 | 426438.83
Existing | CZ16 | cDXGF | Heating | 0 | 159472.8
Existing | CZ16 | cDXGF | Cooling | 120060.57 | 0
Existing | CZ16 | cDXGF | Interior Lighting | 123101.41 | 0
Existing | CZ16 | cDXGF | Exterior Lighting | 0 | 0
Existing | CZ16 | cDXGF | Interior Equipment | 127970.66 | 133412.26
Existing | CZ16 | cDXGF | Exterior Equipment | 0 | 0
Existing | CZ16 | cDXGF | Fans | 130134.31 | 0
Existing | CZ16 | cDXGF | Pumps | 73.07 | 0
Existing | CZ16 | cDXGF | Heat Rejection | 0 | 0
Existing | CZ16 | cDXGF | Humidification | 0 | 0
Existing | CZ16 | cDXGF | Heat Recovery | 0 | 0
Existing | CZ16 | cDXGF | Water Systems | 0 | 247596.71
Existing | CZ16 | cDXGF | Refrigeration | 0 | 0
Existing | CZ16 | cDXGF | Generators | 0 | 0
Existing | CZ16 | cDXGF | Total End Uses | 501340.02 | 540481.77
New Construction | CZ01 | cDXGF | Heating | 0 | 136035.09
New Construction | CZ01 | cDXGF | Cooling | 24453.02 | 0
New Construction | CZ01 | cDXGF | Interior Lighting | 55409.82 | 0
New Construction | CZ01 | cDXGF | Exterior Lighting | 0 | 0
New Construction | CZ01 | cDXGF | Interior Equipment | 127970.66 | 133412.26
New Construction | CZ01 | cDXGF | Exterior Equipment | 0 | 0
New Construction | CZ01 | cDXGF | Fans | 82112.31 | 0
New Construction | CZ01 | cDXGF | Pumps | 27.87 | 0
New Construction | CZ01 | cDXGF | Heat Rejection | 0 | 0
New Construction | CZ01 | cDXGF | Humidification | 0 | 0
New Construction | CZ01 | cDXGF | Heat Recovery | 0 | 0
New Construction | CZ01 | cDXGF | Water Systems | 0 | 273554.94
New Construction | CZ01 | cDXGF | Refrigeration | 0 | 0
New Construction | CZ01 | cDXGF | Generators | 0 | 0
New Construction | CZ01 | cDXGF | Total End Uses | 289973.68 | 543002.3
New Construction | CZ02 | cDXGF | Heating | 0 | 98761.47
New Construction | CZ02 | cDXGF | Cooling | 55826.76 | 0
New Construction | CZ02 | cDXGF | Interior Lighting | 55409.82 | 0
New Construction | CZ02 | cDXGF | Exterior Lighting | 0 | 0
New Construction | CZ02 | cDXGF | Interior Equipment | 127970.66 | 133412.26
New Construction | CZ02 | cDXGF | Exterior Equipment | 0 | 0
New Construction | CZ02 | cDXGF | Fans | 81705.29 | 0
New Construction | CZ02 | cDXGF | Pumps | 22.79 | 0
New Construction | CZ02 | cDXGF | Heat Rejection | 0 | 0
New Construction | CZ02 | cDXGF | Humidification | 0 | 0
New Construction | CZ02 | cDXGF | Heat Recovery | 0 | 0
New Construction | CZ02 | cDXGF | Water Systems | 0 | 251531.58
New Construction | CZ02 | cDXGF | Refrigeration | 0 | 0
New Construction | CZ02 | cDXGF | Generators | 0 | 0
New Construction | CZ02 | cDXGF | Total End Uses | 320935.32 | 483705.31
New Construction | CZ03 | cDXGF | Heating | 0 | 63970.71
New Construction | CZ03 | cDXGF | Cooling | 44105.43 | 0
New Construction | CZ03 | cDXGF | Interior Lighting | 55409.82 | 0
New Construction | CZ03 | cDXGF | Exterior Lighting | 0 | 0
New Construction | CZ03 | cDXGF | Interior Equipment | 127970.66 | 133412.26
New Construction | CZ03 | cDXGF | Exterior Equipment | 0 | 0
New Construction | CZ03 | cDXGF | Fans | 77228.56 | 0
New Construction | CZ03 | cDXGF | Pumps | 15.81 | 0
New Construction | CZ03 | cDXGF | Heat Rejection | 0 | 0
New Construction | CZ03 | cDXGF | Humidification | 0 | 0
New Construction | CZ03 | cDXGF | Heat Recovery | 0 | 0
New Construction | CZ03 | cDXGF | Water Systems | 0 | 250542.73
New Construction | CZ03 | cDXGF | Refrigeration | 0 | 0
New Construction | CZ03 | cDXGF | Generators | 0 | 0
New Construction | CZ03 | cDXGF | Total End Uses | 304730.28 | 447925.71
New Construction | CZ04 | cDXGF | Heating | 0 | 70747.56
New Construction | CZ04 | cDXGF | Cooling | 63974.44 | 0
New Construction | CZ04 | cDXGF | Interior Lighting | 55409.82 | 0
New Construction | CZ04 | cDXGF | Exterior Lighting | 0 | 0
New Construction | CZ04 | cDXGF | Interior Equipment | 127970.66 | 133412.26
New Construction | CZ04 | cDXGF | Exterior Equipment | 0 | 0
New Construction | CZ04 | cDXGF | Fans | 79755.8 | 0
New Construction | CZ04 | cDXGF | Pumps | 17.19 | 0
New Construction | CZ04 | cDXGF | Heat Rejection | 0 | 0
New Construction | CZ04 | cDXGF | Humidification | 0 | 0
New Construction | CZ04 | cDXGF | Heat Recovery | 0 | 0
New Construction | CZ04 | cDXGF | Water Systems | 0 | 242014.89
New Construction | CZ04 | cDXGF | Refrigeration | 0 | 0
New Construction | CZ04 | cDXGF | Generators | 0 | 0
New Construction | CZ04 | cDXGF | Total End Uses | 327127.91 | 446174.72
New Construction | CZ05 | cDXGF | Heating | 0 | 71046.84
New Construction | CZ05 | cDXGF | Cooling | 47824.89 | 0
New Construction | CZ05 | cDXGF | Interior Lighting | 55409.82 | 0
New Construction | CZ05 | cDXGF | Exterior Lighting | 0 | 0
New Construction | CZ05 | cDXGF | Interior Equipment | 127970.66 | 133412.26
New Construction | CZ05 | cDXGF | Exterior Equipment | 0 | 0
New Construction | CZ05 | cDXGF | Fans | 78708.76 | 0
New Construction | CZ05 | cDXGF | Pumps | 18.03 | 0
New Construction | CZ05 | cDXGF | Heat Rejection | 0 | 0
New Construction | CZ05 | cDXGF | Humidification | 0 | 0
New Construction | CZ05 | cDXGF | Heat Recovery | 0 | 0
New Construction | CZ05 | cDXGF | Water Systems | 0 | 250540.84
New Construction | CZ05 | cDXGF | Refrigeration | 0 | 0
New Construction | CZ05 | cDXGF | Generators | 0 | 0
New Construction | CZ05 | cDXGF | Total End Uses | 309932.16 | 454999.95
New Construction | CZ06 | cDXGF | Heating | 0 | 31090.51
New Construction | CZ06 | cDXGF | Cooling | 69316.95 | 0
New Construction | CZ06 | cDXGF | Interior Lighting | 55409.82 | 0
New Construction | CZ06 | cDXGF | Exterior Lighting | 0 | 0
New Construction | CZ06 | cDXGF | Interior Equipment | 127970.66 | 133412.26
New Construction | CZ06 | cDXGF | Exterior Equipment | 0 | 0
New Construction | CZ06 | cDXGF | Fans | 73842.98 | 0
New Construction | CZ06 | cDXGF | Pumps | 13.19 | 0
New Construction | CZ06 | cDXGF | Heat Rejection | 0 | 0
New Construction | CZ06 | cDXGF | Humidification | 0 | 0
New Construction | CZ06 | cDXGF | Heat Recovery | 0 | 0
New Construction | CZ06 | cDXGF | Water Systems | 0 | 230961.46
New Construction | CZ06 | cDXGF | Refrigeration | 0 | 0
New Construction | CZ06 | cDXGF | Generators | 0 | 0
New Construction | CZ06 | cDXGF | Total End Uses | 326553.6 | 395464.23
New Construction | CZ07 | cDXGF | Heating | 0 | 35640.07
New Construction | CZ07 | cDXGF | Cooling | 74959.35 | 0
New Construction | CZ07 | cDXGF | Interior Lighting | 55409.82 | 0
New Construction | CZ07 | cDXGF | Exterior Lighting | 0 | 0
New Construction | CZ07 | cDXGF | Interior Equipment | 127970.66 | 133412.26
New Construction | CZ07 | cDXGF | Exterior Equipment | 0 | 0
New Construction | CZ07 | cDXGF | Fans | 74920.64 | 0
New Construction | CZ07 | cDXGF | Pumps | 15.37 | 0
New Construction | CZ07 | cDXGF | Heat Rejection | 0 | 0
New Construction | CZ07 | cDXGF | Humidification | 0 | 0
New Construction | CZ07 | cDXGF | Heat Recovery | 0 | 0
New Construction | CZ07 | cDXGF | Water Systems | 0 | 228036.42
New Construction | CZ07 | cDXGF | Refrigeration | 0 | 0
New Construction | CZ07 | cDXGF | Generators | 0 | 0
New Construction | CZ07 | cDXGF | Total End Uses | 333275.84 | 397088.76
New Construction | CZ08 | cDXGF | Heating | 0 | 58524.59
New Construction | CZ08 | cDXGF | Cooling | 84550.13 | 0
New Construction | CZ08 | cDXGF | Interior Lighting | 55409.82 | 0
New Construction | CZ08 | cDXGF | Exterior Lighting | 0 | 0
New Construction | CZ08 | cDXGF | Interior Equipment | 127970.66 | 133412.26
New Construction | CZ08 | cDXGF | Exterior Equipment | 0 | 0
New Construction | CZ08 | cDXGF | Fans | 79417.61 | 0
New Construction | CZ08 | cDXGF | Pumps | 27.09 | 0
New Construction | CZ08 | cDXGF | Heat Rejection | 0 | 0
New Construction | CZ08 | cDXGF | Humidification | 0 | 0
New Construction | CZ08 | cDXGF | Heat Recovery | 0 | 0
New Construction | CZ08 | cDXGF | Water Systems | 0 | 227712.76
New Construction | CZ08 | cDXGF | Refrigeration | 0 | 0
New Construction | CZ08 | cDXGF | Generators | 0 | 0
New Construction | CZ08 | cDXGF | Total End Uses | 347375.32 | 419649.62
New Construction | CZ09 | cDXGF | Heating | 0 | 53836.22
New Construction | CZ09 | cDXGF | Cooling | 89447.8 | 0
New Construction | CZ09 | cDXGF | Interior Lighting | 55409.82 | 0
New Construction | CZ09 | cDXGF | Exterior Lighting | 0 | 0
New Construction | CZ09 | cDXGF | Interior Equipment | 127970.66 | 133412.26
New Construction | CZ09 | cDXGF | Exterior Equipment | 0 | 0
New Construction | CZ09 | cDXGF | Fans | 79429.9 | 0
New Construction | CZ09 | cDXGF | Pumps | 26.88 | 0
New Construction | CZ09 | cDXGF | Heat Rejection | 0 | 0
New Construction | CZ09 | cDXGF | Humidification | 0 | 0
New Construction | CZ09 | cDXGF | Heat Recovery | 0 | 0
New Construction | CZ09 | cDXGF | Water Systems | 0 | 224574.5
New Construction | CZ09 | cDXGF | Refrigeration | 0 | 0
New Construction | CZ09 | cDXGF | Generators | 0 | 0
New Construction | CZ09 | cDXGF | Total End Uses | 352285.06 | 411822.99
New Construction | CZ10 | cDXGF | Heating | 0 | 93001.35
New Construction | CZ10 | cDXGF | Cooling | 108240.8 | 0
New Construction | CZ10 | cDXGF | Interior Lighting | 55409.82 | 0
New Construction | CZ10 | cDXGF | Exterior Lighting | 0 | 0
New Construction | CZ10 | cDXGF | Interior Equipment | 127970.66 | 133412.26
New Construction | CZ10 | cDXGF | Exterior Equipment | 0 | 0
New Construction | CZ10 | cDXGF | Fans | 88219.87 | 0
New Construction | CZ10 | cDXGF | Pumps | 39.55 | 0
New Construction | CZ10 | cDXGF | Heat Rejection | 0 | 0
New Construction | CZ10 | cDXGF | Humidification | 0 | 0
New Construction | CZ10 | cDXGF | Heat Recovery | 0 | 0
New Construction | CZ10 | cDXGF | Water Systems | 0 | 222822.03
New Construction | CZ10 | cDXGF | Refrigeration | 0 | 0
New Construction | CZ10 | cDXGF | Generators | 0 | 0
New Construction | CZ10 | cDXGF | Total End Uses | 379880.71 | 449235.64
New Construction | CZ11 | cDXGF | Heating | 0 | 127361.08
New Construction | CZ11 | cDXGF | Cooling | 107409.44 | 0
New Construction | CZ11 | cDXGF | Interior Lighting | 55409.82 | 0
New Construction | CZ11 | cDXGF | Exterior Lighting | 0 | 0
New Construction | CZ11 | cDXGF | Interior Equipment | 127970.66 | 133412.26
New Construction | CZ11 | cDXGF | Exterior Equipment | 0 | 0
New Construction | CZ11 | cDXGF | Fans | 93063.01 | 0
New Construction | CZ11 | cDXGF | Pumps | 29.55 | 0
New Construction | CZ11 | cDXGF | Heat Rejection | 0 | 0
New Construction | CZ11 | cDXGF | Humidification | 0 | 0
New Construction | CZ11 | cDXGF | Heat Recovery | 0 | 0
New Construction | CZ11 | cDXGF | Water Systems | 0 | 227762.07
New Construction | CZ11 | cDXGF | Refrigeration | 0 | 0
New Construction | CZ11 | cDXGF | Generators | 0 | 0
New Construction | CZ11 | cDXGF | Total End Uses | 383882.48 | 488535.41
New Construction | CZ12 | cDXGF | Heating | 0 | 116026.31
New Construction | CZ12 | cDXGF | Cooling | 91302.8 | 0
New Construction | CZ12 | cDXGF | Interior Lighting | 55409.82 | 0
New Construction | CZ12 | cDXGF | Exterior Lighting | 0 | 0
New Construction | CZ12 | cDXGF | Interior Equipment | 127970.66 | 133412.26
New Construction | CZ12 | cDXGF | Exterior Equipment | 0 | 0
New Construction | CZ12 | cDXGF | Fans | 87547.56 | 0
New Construction | CZ12 | cDXGF | Pumps | 25.4 | 0
New Construction | CZ12 | cDXGF | Heat Rejection | 0 | 0
New Construction | CZ12 | cDXGF | Humidification | 0 | 0
New Construction | CZ12 | cDXGF | Heat Recovery | 0 | 0
New Construction | CZ12 | cDXGF | Water Systems | 0 | 234115.14
New Construction | CZ12 | cDXGF | Refrigeration | 0 | 0
New Construction | CZ12 | cDXGF | Generators | 0 | 0
New Construction | CZ12 | cDXGF | Total End Uses | 362256.25 | 483553.71
New Construction | CZ13 | cDXGF | Heating | 0 | 120307.68
New Construction | CZ13 | cDXGF | Cooling | 118313.38 | 0
New Construction | CZ13 | cDXGF | Interior Lighting | 55409.82 | 0
New Construction | CZ13 | cDXGF | Exterior Lighting | 0 | 0
New Construction | CZ13 | cDXGF | Interior Equipment | 127970.66 | 133412.26
New Construction | CZ13 | cDXGF | Exterior Equipment | 0 | 0
New Construction | CZ13 | cDXGF | Fans | 94080.28 | 0
New Construction | CZ13 | cDXGF | Pumps | 28.99 | 0
New Construction | CZ13 | cDXGF | Heat Rejection | 0 | 0
New Construction | CZ13 | cDXGF | Humidification | 0 | 0
New Construction | CZ13 | cDXGF | Heat Recovery | 0 | 0
New Construction | CZ13 | cDXGF | Water Systems | 0 | 221200.55
New Construction | CZ13 | cDXGF | Refrigeration | 0 | 0
New Construction | CZ13 | cDXGF | Generators | 0 | 0
New Construction | CZ13 | cDXGF | Total End Uses | 395803.13 | 474920.49
New Construction | CZ14 | cDXGF | Heating | 0 | 115866.46
New Construction | CZ14 | cDXGF | Cooling | 142071.68 | 0
New Construction | CZ14 | cDXGF | Interior Lighting | 55409.82 | 0
New Construction | CZ14 | cDXGF | Exterior Lighting | 0 | 0
New Construction | CZ14 | cDXGF | Interior Equipment | 127970.66 | 133412.26
New Construction | CZ14 | cDXGF | Exterior Equipment | 0 | 0
New Construction | CZ14 | cDXGF | Fans | 101649.74 | 0
New Construction | CZ14 | cDXGF | Pumps | 49.29 | 0
New Construction | CZ14 | cDXGF | Heat Rejection | 0 | 0
New Construction | CZ14 | cDXGF | Humidification | 0 | 0
New Construction | CZ14 | cDXGF | Heat Recovery | 0 | 0
New Construction | CZ14 | cDXGF | Water Systems | 0 | 210085.55
New Construction | CZ14 | cDXGF | Refrigeration | 0 | 0
New Construction | CZ14 | cDXGF | Generators | 0 | 0
New Construction | CZ14 | cDXGF | Total End Uses | 427151.19 | 459364.28
New Construction | CZ15 | cDXGF | Heating | 0 | 93365.33
New Construction | CZ15 | cDXGF | Cooling | 182585.31 | 0
New Construction | CZ15 | cDXGF | Interior Lighting | 55409.82 | 0
New Construction | CZ15 | cDXGF | Exterior Lighting | 0 | 0
New Construction | CZ15 | cDXGF | Interior Equipment | 127970.66 | 133412.26
New Construction | CZ15 | cDXGF | Exterior Equipment | 0 | 0
New Construction | CZ15 | cDXGF | Fans | 99304.92 | 0
New Construction | CZ15 | cDXGF | Pumps | 70.11 | 0
New Construction | CZ15 | cDXGF | Heat Rejection | 0 | 0
New Construction | CZ15 | cDXGF | Humidification | 0 | 0
New Construction | CZ15 | cDXGF | Heat Recovery | 0 | 0
New Construction | CZ15 | cDXGF | Water Systems | 0 | 186689.23
New Construction | CZ15 | cDXGF | Refrigeration | 0 | 0
New Construction | CZ15 | cDXGF | Generators | 0 | 0
New Construction | CZ15 | cDXGF | Total End Uses | 465340.82 | 413466.83
New Construction | CZ16 | cDXGF | Heating | 0 | 161123.65
New Construction | CZ16 | cDXGF | Cooling | 94187.96 | 0
New Construction | CZ16 | cDXGF | Interior Lighting | 55409.82 | 0
New Construction | CZ16 | cDXGF | Exterior Lighting | 0 | 0
New Construction | CZ16 | cDXGF | Interior Equipment | 127970.66 | 133412.26
New Construction | CZ16 | cDXGF | Exterior Equipment | 0 | 0
New Construction | CZ16 | cDXGF | Fans | 102648.8 | 0
New Construction | CZ16 | cDXGF | Pumps | 34.02 | 0
New Construction | CZ16 | cDXGF | Heat Rejection | 0 | 0
New Construction | CZ16 | cDXGF | Humidification | 0 | 0
New Construction | CZ16 | cDXGF | Heat Recovery | 0 | 0
New Construction | CZ16 | cDXGF | Water Systems | 0 | 247495.93
New Construction | CZ16 | cDXGF | Refrigeration | 0 | 0
New Construction | CZ16 | cDXGF | Generators | 0 | 0
New Construction | CZ16 | cDXGF | Total End Uses | 380251.26 | 542031.84
Existing | CZ01 | cDXHP | Heating | 3882.92 | 80030.38
Existing | CZ01 | cDXHP | Cooling | 28395.76 | 0
Existing | CZ01 | cDXHP | Interior Lighting | 123101.41 | 0
Existing | CZ01 | cDXHP | Exterior Lighting | 0 | 0
Existing | CZ01 | cDXHP | Interior Equipment | 127970.66 | 133412.26
Existing | CZ01 | cDXHP | Exterior Equipment | 0 | 0
Existing | CZ01 | cDXHP | Fans | 92168.84 | 0
Existing | CZ01 | cDXHP | Pumps | 24.01 | 0
Existing | CZ01 | cDXHP | Heat Rejection | 0 | 0
Existing | CZ01 | cDXHP | Humidification | 0 | 0
Existing | CZ01 | cDXHP | Heat Recovery | 0 | 0
Existing | CZ01 | cDXHP | Water Systems | 0 | 273714.86
Existing | CZ01 | cDXHP | Refrigeration | 0 | 0
Existing | CZ01 | cDXHP | Generators | 0 | 0
Existing | CZ01 | cDXHP | Total End Uses | 375543.61 | 487157.5
Existing | CZ02 | cDXHP | Heating | 2524.35 | 74783.29
Existing | CZ02 | cDXHP | Cooling | 67644.14 | 0
Existing | CZ02 | cDXHP | Interior Lighting | 123101.41 | 0
Existing | CZ02 | cDXHP | Exterior Lighting | 0 | 0
Existing | CZ02 | cDXHP | Interior Equipment | 127970.66 | 133412.26
Existing | CZ02 | cDXHP | Exterior Equipment | 0 | 0
Existing | CZ02 | cDXHP | Fans | 93498.77 | 0
Existing | CZ02 | cDXHP | Pumps | 25.78 | 0
Existing | CZ02 | cDXHP | Heat Rejection | 0 | 0
Existing | CZ02 | cDXHP | Humidification | 0 | 0
Existing | CZ02 | cDXHP | Heat Recovery | 0 | 0
Existing | CZ02 | cDXHP | Water Systems | 0 | 251646.12
Existing | CZ02 | cDXHP | Refrigeration | 0 | 0
Existing | CZ02 | cDXHP | Generators | 0 | 0
Existing | CZ02 | cDXHP | Total End Uses | 414765.12 | 459841.68
Existing | CZ03 | cDXHP | Heating | 1128.11 | 39253.01
Existing | CZ03 | cDXHP | Cooling | 53844.9 | 0
Existing | CZ03 | cDXHP | Interior Lighting | 123101.41 | 0
Existing | CZ03 | cDXHP | Exterior Lighting | 0 | 0
Existing | CZ03 | cDXHP | Interior Equipment | 127970.66 | 133412.26
Existing | CZ03 | cDXHP | Exterior Equipment | 0 | 0
Existing | CZ03 | cDXHP | Fans | 84013.29 | 0
Existing | CZ03 | cDXHP | Pumps | 15.04 | 0
Existing | CZ03 | cDXHP | Heat Rejection | 0 | 0
Existing | CZ03 | cDXHP | Humidification | 0 | 0
Existing | CZ03 | cDXHP | Heat Recovery | 0 | 0
Existing | CZ03 | cDXHP | Water Systems | 0 | 250660.47
Existing | CZ03 | cDXHP | Refrigeration | 0 | 0
Existing | CZ03 | cDXHP | Generators | 0 | 0
Existing | CZ03 | cDXHP | Total End Uses | 390073.42 | 423325.75
Existing | CZ04 | cDXHP | Heating | 1003.04 | 57757.77
Existing | CZ04 | cDXHP | Cooling | 79317.55 | 0
Existing | CZ04 | cDXHP | Interior Lighting | 123101.41 | 0
Existing | CZ04 | cDXHP | Exterior Lighting | 0 | 0
Existing | CZ04 | cDXHP | Interior Equipment | 127970.66 | 133412.26
Existing | CZ04 | cDXHP | Exterior Equipment | 0 | 0
Existing | CZ04 | cDXHP | Fans | 91136.51 | 0
Existing | CZ04 | cDXHP | Pumps | 37.52 | 0
Existing | CZ04 | cDXHP | Heat Rejection | 0 | 0
Existing | CZ04 | cDXHP | Humidification | 0 | 0
Existing | CZ04 | cDXHP | Heat Recovery | 0 | 0
Existing | CZ04 | cDXHP | Water Systems | 0 | 242121.21
Existing | CZ04 | cDXHP | Refrigeration | 0 | 0
Existing | CZ04 | cDXHP | Generators | 0 | 0
Existing | CZ04 | cDXHP | Total End Uses | 422566.69 | 433291.24
Existing | CZ05 | cDXHP | Heating | 1149.84 | 42737.51
Existing | CZ05 | cDXHP | Cooling | 59107.85 | 0
Existing | CZ05 | cDXHP | Interior Lighting | 123101.41 | 0
Existing | CZ05 | cDXHP | Exterior Lighting | 0 | 0
Existing | CZ05 | cDXHP | Interior Equipment | 127970.66 | 133412.26
Existing | CZ05 | cDXHP | Exterior Equipment | 0 | 0
Existing | CZ05 | cDXHP | Fans | 85470.67 | 0
Existing | CZ05 | cDXHP | Pumps | 25.27 | 0
Existing | CZ05 | cDXHP | Heat Rejection | 0 | 0
Existing | CZ05 | cDXHP | Humidification | 0 | 0
Existing | CZ05 | cDXHP | Heat Recovery | 0 | 0
Existing | CZ05 | cDXHP | Water Systems | 0 | 250673.04
Existing | CZ05 | cDXHP | Refrigeration | 0 | 0
Existing | CZ05 | cDXHP | Generators | 0 | 0
Existing | CZ05 | cDXHP | Total End Uses | 396825.7 | 426822.81
Existing | CZ06 | cDXHP | Heating | 107.81 | 19252.73
Existing | CZ06 | cDXHP | Cooling | 85589.11 | 0
Existing | CZ06 | cDXHP | Interior Lighting | 123101.41 | 0
Existing | CZ06 | cDXHP | Exterior Lighting | 0 | 0
Existing | CZ06 | cDXHP | Interior Equipment | 127970.66 | 133412.26
Existing | CZ06 | cDXHP | Exterior Equipment | 0 | 0
Existing | CZ06 | cDXHP | Fans | 82463.49 | 0
Existing | CZ06 | cDXHP | Pumps | 28.72 | 0
Existing | CZ06 | cDXHP | Heat Rejection | 0 | 0
Existing | CZ06 | cDXHP | Humidification | 0 | 0
Existing | CZ06 | cDXHP | Heat Recovery | 0 | 0
Existing | CZ06 | cDXHP | Water Systems | 0 | 231041.43
Existing | CZ06 | cDXHP | Refrigeration | 0 | 0
Existing | CZ06 | cDXHP | Generators | 0 | 0
Existing | CZ06 | cDXHP | Total End Uses | 419261.21 | 383706.42
Existing | CZ07 | cDXHP | Heating | 95.14 | 21924.43
Existing | CZ07 | cDXHP | Cooling | 90078.49 | 0
Existing | CZ07 | cDXHP | Interior Lighting | 123101.41 | 0
Existing | CZ07 | cDXHP | Exterior Lighting | 0 | 0
Existing | CZ07 | cDXHP | Interior Equipment | 127970.66 | 133412.26
Existing | CZ07 | cDXHP | Exterior Equipment | 0 | 0
Existing | CZ07 | cDXHP | Fans | 82621.21 | 0
Existing | CZ07 | cDXHP | Pumps | 38.78 | 0
Existing | CZ07 | cDXHP | Heat Rejection | 0 | 0
Existing | CZ07 | cDXHP | Humidification | 0 | 0
Existing | CZ07 | cDXHP | Heat Recovery | 0 | 0
Existing | CZ07 | cDXHP | Water Systems | 0 | 228118.53
Existing | CZ07 | cDXHP | Refrigeration | 0 | 0
Existing | CZ07 | cDXHP | Generators | 0 | 0
Existing | CZ07 | cDXHP | Total End Uses | 423905.7 | 383455.22
Existing | CZ08 | cDXHP | Heating | 225.75 | 44193.04
Existing | CZ08 | cDXHP | Cooling | 103036.61 | 0
Existing | CZ08 | cDXHP | Interior Lighting | 123101.41 | 0
Existing | CZ08 | cDXHP | Exterior Lighting | 0 | 0
Existing | CZ08 | cDXHP | Interior Equipment | 127970.66 | 133412.26
Existing | CZ08 | cDXHP | Exterior Equipment | 0 | 0
Existing | CZ08 | cDXHP | Fans | 91140.64 | 0
Existing | CZ08 | cDXHP | Pumps | 59.92 | 0
Existing | CZ08 | cDXHP | Heat Rejection | 0 | 0
Existing | CZ08 | cDXHP | Humidification | 0 | 0
Existing | CZ08 | cDXHP | Heat Recovery | 0 | 0
Existing | CZ08 | cDXHP | Water Systems | 0 | 227804.98
Existing | CZ08 | cDXHP | Refrigeration | 0 | 0
Existing | CZ08 | cDXHP | Generators | 0 | 0
Existing | CZ08 | cDXHP | Total End Uses | 445534.99 | 405410.29
Existing | CZ09 | cDXHP | Heating | 154.22 | 46875.88
Existing | CZ09 | cDXHP | Cooling | 114538.31 | 0
Existing | CZ09 | cDXHP | Interior Lighting | 123101.41 | 0
Existing | CZ09 | cDXHP | Exterior Lighting | 0 | 0
Existing | CZ09 | cDXHP | Interior Equipment | 127970.66 | 133412.26
Existing | CZ09 | cDXHP | Exterior Equipment | 0 | 0
Existing | CZ09 | cDXHP | Fans | 96867.71 | 0
Existing | CZ09 | cDXHP | Pumps | 72.14 | 0
Existing | CZ09 | cDXHP | Heat Rejection | 0 | 0
Existing | CZ09 | cDXHP | Humidification | 0 | 0
Existing | CZ09 | cDXHP | Heat Recovery | 0 | 0
Existing | CZ09 | cDXHP | Water Systems | 0 | 224665.25
Existing | CZ09 | cDXHP | Refrigeration | 0 | 0
Existing | CZ09 | cDXHP | Generators | 0 | 0
Existing | CZ09 | cDXHP | Total End Uses | 462704.45 | 404953.39
Existing | CZ10 | cDXHP | Heating | 832.66 | 84047.95
Existing | CZ10 | cDXHP | Cooling | 134150.88 | 0
Existing | CZ10 | cDXHP | Interior Lighting | 123101.41 | 0
Existing | CZ10 | cDXHP | Exterior Lighting | 0 | 0
Existing | CZ10 | cDXHP | Interior Equipment | 127970.66 | 133412.26
Existing | CZ10 | cDXHP | Exterior Equipment | 0 | 0
Existing | CZ10 | cDXHP | Fans | 106709.86 | 0
Existing | CZ10 | cDXHP | Pumps | 91.58 | 0
Existing | CZ10 | cDXHP | Heat Rejection | 0 | 0
Existing | CZ10 | cDXHP | Humidification | 0 | 0
Existing | CZ10 | cDXHP | Heat Recovery | 0 | 0
Existing | CZ10 | cDXHP | Water Systems | 0 | 222920.47
Existing | CZ10 | cDXHP | Refrigeration | 0 | 0
Existing | CZ10 | cDXHP | Generators | 0 | 0
Existing | CZ10 | cDXHP | Total End Uses | 492857.05 | 440380.68
Existing | CZ11 | cDXHP | Heating | 2535.06 | 130060.69
Existing | CZ11 | cDXHP | Cooling | 140030.93 | 0
Existing | CZ11 | cDXHP | Interior Lighting | 123101.41 | 0
Existing | CZ11 | cDXHP | Exterior Lighting | 0 | 0
Existing | CZ11 | cDXHP | Interior Equipment | 127970.66 | 133412.26
Existing | CZ11 | cDXHP | Exterior Equipment | 0 | 0
Existing | CZ11 | cDXHP | Fans | 117902.25 | 0
Existing | CZ11 | cDXHP | Pumps | 94.5 | 0
Existing | CZ11 | cDXHP | Heat Rejection | 0 | 0
Existing | CZ11 | cDXHP | Humidification | 0 | 0
Existing | CZ11 | cDXHP | Heat Recovery | 0 | 0
Existing | CZ11 | cDXHP | Water Systems | 0 | 227872.53
Existing | CZ11 | cDXHP | Refrigeration | 0 | 0
Existing | CZ11 | cDXHP | Generators | 0 | 0
Existing | CZ11 | cDXHP | Total End Uses | 511634.82 | 491345.48
Existing | CZ12 | cDXHP | Heating | 2424.83 | 112603.4
Existing | CZ12 | cDXHP | Cooling | 117406.08 | 0
Existing | CZ12 | cDXHP | Interior Lighting | 123101.41 | 0
Existing | CZ12 | cDXHP | Exterior Lighting | 0 | 0
Existing | CZ12 | cDXHP | Interior Equipment | 127970.66 | 133412.26
Existing | CZ12 | cDXHP | Exterior Equipment | 0 | 0
Existing | CZ12 | cDXHP | Fans | 106357.48 | 0
Existing | CZ12 | cDXHP | Pumps | 67.89 | 0
Existing | CZ12 | cDXHP | Heat Rejection | 0 | 0
Existing | CZ12 | cDXHP | Humidification | 0 | 0
Existing | CZ12 | cDXHP | Heat Recovery | 0 | 0
Existing | CZ12 | cDXHP | Water Systems | 0 | 234220.42
Existing | CZ12 | cDXHP | Refrigeration | 0 | 0
Existing | CZ12 | cDXHP | Generators | 0 | 0
Existing | CZ12 | cDXHP | Total End Uses | 477328.35 | 480236.09
Existing | CZ13 | cDXHP | Heating | 1861.18 | 122440.47
Existing | CZ13 | cDXHP | Cooling | 153668.89 | 0
Existing | CZ13 | cDXHP | Interior Lighting | 123101.41 | 0
Existing | CZ13 | cDXHP | Exterior Lighting | 0 | 0
Existing | CZ13 | cDXHP | Interior Equipment | 127970.66 | 133412.26
Existing | CZ13 | cDXHP | Exterior Equipment | 0 | 0
Existing | CZ13 | cDXHP | Fans | 117620.01 | 0
Existing | CZ13 | cDXHP | Pumps | 96.09 | 0
Existing | CZ13 | cDXHP | Heat Rejection | 0 | 0
Existing | CZ13 | cDXHP | Humidification | 0 | 0
Existing | CZ13 | cDXHP | Heat Recovery | 0 | 0
Existing | CZ13 | cDXHP | Water Systems | 0 | 221300.32
Existing | CZ13 | cDXHP | Refrigeration | 0 | 0
Existing | CZ13 | cDXHP | Generators | 0 | 0
Existing | CZ13 | cDXHP | Total End Uses | 524318.24 | 477153.06
Existing | CZ14 | cDXHP | Heating | 1063.05 | 118688.52
Existing | CZ14 | cDXHP | Cooling | 181200.68 | 0
Existing | CZ14 | cDXHP | Interior Lighting | 123101.41 | 0
Existing | CZ14 | cDXHP | Exterior Lighting | 0 | 0
Existing | CZ14 | cDXHP | Interior Equipment | 127970.66 | 133412.26
Existing | CZ14 | cDXHP | Exterior Equipment | 0 | 0
Existing | CZ14 | cDXHP | Fans | 129625.99 | 0
Existing | CZ14 | cDXHP | Pumps | 109.79 | 0
Existing | CZ14 | cDXHP | Heat Rejection | 0 | 0
Existing | CZ14 | cDXHP | Humidification | 0 | 0
Existing | CZ14 | cDXHP | Heat Recovery | 0 | 0
Existing | CZ14 | cDXHP | Water Systems | 0 | 210193.18
Existing | CZ14 | cDXHP | Refrigeration | 0 | 0
Existing | CZ14 | cDXHP | Generators | 0 | 0
Existing | CZ14 | cDXHP | Total End Uses | 563071.58 | 462293.96
Existing | CZ15 | cDXHP | Heating | 263.35 | 105333.7
Existing | CZ15 | cDXHP | Cooling | 236370.78 | 0
Existing | CZ15 | cDXHP | Interior Lighting | 123101.41 | 0
Existing | CZ15 | cDXHP | Exterior Lighting | 0 | 0
Existing | CZ15 | cDXHP | Interior Equipment | 127970.66 | 133412.26
Existing | CZ15 | cDXHP | Exterior Equipment | 0 | 0
Existing | CZ15 | cDXHP | Fans | 131438.62 | 0
Existing | CZ15 | cDXHP | Pumps | 129.34 | 0
Existing | CZ15 | cDXHP | Heat Rejection | 0 | 0
Existing | CZ15 | cDXHP | Humidification | 0 | 0
Existing | CZ15 | cDXHP | Heat Recovery | 0 | 0
Existing | CZ15 | cDXHP | Water Systems | 0 | 186783.89
Existing | CZ15 | cDXHP | Refrigeration | 0 | 0
Existing | CZ15 | cDXHP | Generators | 0 | 0
Existing | CZ15 | cDXHP | Total End Uses | 619274.16 | 425529.85
Existing | CZ16 | cDXHP | Heating | 5269.98 | 146013
Existing | CZ16 | cDXHP | Cooling | 119736.91 | 0
Existing | CZ16 | cDXHP | Interior Lighting | 123101.41 | 0
Existing | CZ16 | cDXHP | Exterior Lighting | 0 | 0
Existing | CZ16 | cDXHP | Interior Equipment | 127970.66 | 133412.26
Existing | CZ16 | cDXHP | Exterior Equipment | 0 | 0
Existing | CZ16 | cDXHP | Fans | 130135.82 | 0
Existing | CZ16 | cDXHP | Pumps | 73.07 | 0
Existing | CZ16 | cDXHP | Heat Rejection | 0 | 0
Existing | CZ16 | cDXHP | Humidification | 0 | 0
Existing | CZ16 | cDXHP | Heat Recovery | 0 | 0
Existing | CZ16 | cDXHP | Water Systems | 0 | 247596.73
Existing | CZ16 | cDXHP | Refrigeration | 0 | 0
Existing | CZ16 | cDXHP | Generators | 0 | 0
Existing | CZ16 | cDXHP | Total End Uses | 506287.85 | 527021.99
New Construction | CZ01 | cDXHP | Heating | 6043.81 | 111621.22
New Construction | CZ01 | cDXHP | Cooling | 24352.51 | 0
New Construction | CZ01 | cDXHP | Interior Lighting | 55409.82 | 0
New Construction | CZ01 | cDXHP | Exterior Lighting | 0 | 0
New Construction | CZ01 | cDXHP | Interior Equipment | 127970.66 | 133412.26
New Construction | CZ01 | cDXHP | Exterior Equipment | 0 | 0
New Construction | CZ01 | cDXHP | Fans | 82112.31 | 0
New Construction | CZ01 | cDXHP | Pumps | 27.87 | 0
New Construction | CZ01 | cDXHP | Heat Rejection | 0 | 0
New Construction | CZ01 | cDXHP | Humidification | 0 | 0
New Construction | CZ01 | cDXHP | Heat Recovery | 0 | 0
New Construction | CZ01 | cDXHP | Water Systems | 0 | 273554.95
New Construction | CZ01 | cDXHP | Refrigeration | 0 | 0
New Construction | CZ01 | cDXHP | Generators | 0 | 0
New Construction | CZ01 | cDXHP | Total End Uses | 295916.98 | 518588.44
New Construction | CZ02 | cDXHP | Heating | 3633.97 | 85388.72
New Construction | CZ02 | cDXHP | Cooling | 55676.28 | 0
New Construction | CZ02 | cDXHP | Interior Lighting | 55409.82 | 0
New Construction | CZ02 | cDXHP | Exterior Lighting | 0 | 0
New Construction | CZ02 | cDXHP | Interior Equipment | 127970.66 | 133412.26
New Construction | CZ02 | cDXHP | Exterior Equipment | 0 | 0
New Construction | CZ02 | cDXHP | Fans | 81707.8 | 0
New Construction | CZ02 | cDXHP | Pumps | 22.8 | 0
New Construction | CZ02 | cDXHP | Heat Rejection | 0 | 0
New Construction | CZ02 | cDXHP | Humidification | 0 | 0
New Construction | CZ02 | cDXHP | Heat Recovery | 0 | 0
New Construction | CZ02 | cDXHP | Water Systems | 0 | 251534.16
New Construction | CZ02 | cDXHP | Refrigeration | 0 | 0
New Construction | CZ02 | cDXHP | Generators | 0 | 0
New Construction | CZ02 | cDXHP | Total End Uses | 324421.33 | 470335.14
New Construction | CZ03 | cDXHP | Heating | 2178.37 | 55178.9
New Construction | CZ03 | cDXHP | Cooling | 44061.91 | 0
New Construction | CZ03 | cDXHP | Interior Lighting | 55409.82 | 0
New Construction | CZ03 | cDXHP | Exterior Lighting | 0 | 0
New Construction | CZ03 | cDXHP | Interior Equipment | 127970.66 | 133412.26
New Construction | CZ03 | cDXHP | Exterior Equipment | 0 | 0
New Construction | CZ03 | cDXHP | Fans | 77230.16 | 0
New Construction | CZ03 | cDXHP | Pumps | 15.82 | 0
New Construction | CZ03 | cDXHP | Heat Rejection | 0 | 0
New Construction | CZ03 | cDXHP | Humidification | 0 | 0
New Construction | CZ03 | cDXHP | Heat Recovery | 0 | 0
New Construction | CZ03 | cDXHP | Water Systems | 0 | 250542.72
New Construction | CZ03 | cDXHP | Refrigeration | 0 | 0
New Construction | CZ03 | cDXHP | Generators | 0 | 0
New Construction | CZ03 | cDXHP | Total End Uses | 306866.75 | 439133.88
New Construction | CZ04 | cDXHP | Heating | 1840.29 | 63427.98
New Construction | CZ04 | cDXHP | Cooling | 63940.54 | 0
New Construction | CZ04 | cDXHP | Interior Lighting | 55409.82 | 0
New Construction | CZ04 | cDXHP | Exterior Lighting | 0 | 0
New Construction | CZ04 | cDXHP | Interior Equipment | 127970.66 | 133412.26
New Construction | CZ04 | cDXHP | Exterior Equipment | 0 | 0
New Construction | CZ04 | cDXHP | Fans | 79763.65 | 0
New Construction | CZ04 | cDXHP | Pumps | 17.19 | 0
New Construction | CZ04 | cDXHP | Heat Rejection | 0 | 0
New Construction | CZ04 | cDXHP | Humidification | 0 | 0
New Construction | CZ04 | cDXHP | Heat Recovery | 0 | 0
New Construction | CZ04 | cDXHP | Water Systems | 0 | 242014.93
New Construction | CZ04 | cDXHP | Refrigeration | 0 | 0
New Construction | CZ04 | cDXHP | Generators | 0 | 0
New Construction | CZ04 | cDXHP | Total End Uses | 328942.16 | 438855.17
New Construction | CZ05 | cDXHP | Heating | 2299.69 | 62189.51
New Construction | CZ05 | cDXHP | Cooling | 47767.44 | 0
New Construction | CZ05 | cDXHP | Interior Lighting | 55409.82 | 0
New Construction | CZ05 | cDXHP | Exterior Lighting | 0 | 0
New Construction | CZ05 | cDXHP | Interior Equipment | 127970.66 | 133412.26
New Construction | CZ05 | cDXHP | Exterior Equipment | 0 | 0
New Construction | CZ05 | cDXHP | Fans | 78712.82 | 0
New Construction | CZ05 | cDXHP | Pumps | 18.02 | 0
New Construction | CZ05 | cDXHP | Heat Rejection | 0 | 0
New Construction | CZ05 | cDXHP | Humidification | 0 | 0
New Construction | CZ05 | cDXHP | Heat Recovery | 0 | 0
New Construction | CZ05 | cDXHP | Water Systems | 0 | 250540.45
New Construction | CZ05 | cDXHP | Refrigeration | 0 | 0
New Construction | CZ05 | cDXHP | Generators | 0 | 0
New Construction | CZ05 | cDXHP | Total End Uses | 312178.45 | 446142.23
New Construction | CZ06 | cDXHP | Heating | 412.74 | 29510.23
New Construction | CZ06 | cDXHP | Cooling | 69129.63 | 0
New Construction | CZ06 | cDXHP | Interior Lighting | 55409.82 | 0
New Construction | CZ06 | cDXHP | Exterior Lighting | 0 | 0
New Construction | CZ06 | cDXHP | Interior Equipment | 127970.66 | 133412.26
New Construction | CZ06 | cDXHP | Exterior Equipment | 0 | 0
New Construction | CZ06 | cDXHP | Fans | 73877.87 | 0
New Construction | CZ06 | cDXHP | Pumps | 13.24 | 0
New Construction | CZ06 | cDXHP | Heat Rejection | 0 | 0
New Construction | CZ06 | cDXHP | Humidification | 0 | 0
New Construction | CZ06 | cDXHP | Heat Recovery | 0 | 0
New Construction | CZ06 | cDXHP | Water Systems | 0 | 230961.43
New Construction | CZ06 | cDXHP | Refrigeration | 0 | 0
New Construction | CZ06 | cDXHP | Generators | 0 | 0
New Construction | CZ06 | cDXHP | Total End Uses | 326813.97 | 393883.92
New Construction | CZ07 | cDXHP | Heating | 386.35 | 33925.29
New Construction | CZ07 | cDXHP | Cooling | 74726.18 | 0
New Construction | CZ07 | cDXHP | Interior Lighting | 55409.82 | 0
New Construction | CZ07 | cDXHP | Exterior Lighting | 0 | 0
New Construction | CZ07 | cDXHP | Interior Equipment | 127970.66 | 133412.26
New Construction | CZ07 | cDXHP | Exterior Equipment | 0 | 0
New Construction | CZ07 | cDXHP | Fans | 74907.98 | 0
New Construction | CZ07 | cDXHP | Pumps | 15.33 | 0
New Construction | CZ07 | cDXHP | Heat Rejection | 0 | 0
New Construction | CZ07 | cDXHP | Humidification | 0 | 0
New Construction | CZ07 | cDXHP | Heat Recovery | 0 | 0
New Construction | CZ07 | cDXHP | Water Systems | 0 | 228036.68
New Construction | CZ07 | cDXHP | Refrigeration | 0 | 0
New Construction | CZ07 | cDXHP | Generators | 0 | 0
New Construction | CZ07 | cDXHP | Total End Uses | 333416.31 | 395374.23
New Construction | CZ08 | cDXHP | Heating | 648.19 | 55833
New Construction | CZ08 | cDXHP | Cooling | 84481.92 | 0
New Construction | CZ08 | cDXHP | Interior Lighting | 55409.82 | 0
New Construction | CZ08 | cDXHP | Exterior Lighting | 0 | 0
New Construction | CZ08 | cDXHP | Interior Equipment | 127970.66 | 133412.26
New Construction | CZ08 | cDXHP | Exterior Equipment | 0 | 0
New Construction | CZ08 | cDXHP | Fans | 79417.18 | 0
New Construction | CZ08 | cDXHP | Pumps | 27.08 | 0
New Construction | CZ08 | cDXHP | Heat Rejection | 0 | 0
New Construction | CZ08 | cDXHP | Humidification | 0 | 0
New Construction | CZ08 | cDXHP | Heat Recovery | 0 | 0
New Construction | CZ08 | cDXHP | Water Systems | 0 | 227712.6
New Construction | CZ08 | cDXHP | Refrigeration | 0 | 0
New Construction | CZ08 | cDXHP | Generators | 0 | 0
New Construction | CZ08 | cDXHP | Total End Uses | 347954.84 | 416957.87
New Construction | CZ09 | cDXHP | Heating | 458.28 | 51934.41
New Construction | CZ09 | cDXHP | Cooling | 89368.37 | 0
New Construction | CZ09 | cDXHP | Interior Lighting | 55409.82 | 0
New Construction | CZ09 | cDXHP | Exterior Lighting | 0 | 0
New Construction | CZ09 | cDXHP | Interior Equipment | 127970.66 | 133412.26
New Construction | CZ09 | cDXHP | Exterior Equipment | 0 | 0
New Construction | CZ09 | cDXHP | Fans | 79434.08 | 0
New Construction | CZ09 | cDXHP | Pumps | 26.88 | 0
New Construction | CZ09 | cDXHP | Heat Rejection | 0 | 0
New Construction | CZ09 | cDXHP | Humidification | 0 | 0
New Construction | CZ09 | cDXHP | Heat Recovery | 0 | 0
New Construction | CZ09 | cDXHP | Water Systems | 0 | 224574.11
New Construction | CZ09 | cDXHP | Refrigeration | 0 | 0
New Construction | CZ09 | cDXHP | Generators | 0 | 0
New Construction | CZ09 | cDXHP | Total End Uses | 352668.1 | 409920.79
New Construction | CZ10 | cDXHP | Heating | 1352.23 | 88053.81
New Construction | CZ10 | cDXHP | Cooling | 108162.99 | 0
New Construction | CZ10 | cDXHP | Interior Lighting | 55409.82 | 0
New Construction | CZ10 | cDXHP | Exterior Lighting | 0 | 0
New Construction | CZ10 | cDXHP | Interior Equipment | 127970.66 | 133412.26
New Construction | CZ10 | cDXHP | Exterior Equipment | 0 | 0
New Construction | CZ10 | cDXHP | Fans | 88216.36 | 0
New Construction | CZ10 | cDXHP | Pumps | 39.53 | 0
New Construction | CZ10 | cDXHP | Heat Rejection | 0 | 0
New Construction | CZ10 | cDXHP | Humidification | 0 | 0
New Construction | CZ10 | cDXHP | Heat Recovery | 0 | 0
New Construction | CZ10 | cDXHP | Water Systems | 0 | 222822.03
New Construction | CZ10 | cDXHP | Refrigeration | 0 | 0
New Construction | CZ10 | cDXHP | Generators | 0 | 0
New Construction | CZ10 | cDXHP | Total End Uses | 381151.6 | 444288.1
New Construction | CZ11 | cDXHP | Heating | 3414.56 | 114700.21
New Construction | CZ11 | cDXHP | Cooling | 107258.86 | 0
New Construction | CZ11 | cDXHP | Interior Lighting | 55409.82 | 0
New Construction | CZ11 | cDXHP | Exterior Lighting | 0 | 0
New Construction | CZ11 | cDXHP | Interior Equipment | 127970.66 | 133412.26
New Construction | CZ11 | cDXHP | Exterior Equipment | 0 | 0
New Construction | CZ11 | cDXHP | Fans | 93063.01 | 0
New Construction | CZ11 | cDXHP | Pumps | 29.56 | 0
New Construction | CZ11 | cDXHP | Heat Rejection | 0 | 0
New Construction | CZ11 | cDXHP | Humidification | 0 | 0
New Construction | CZ11 | cDXHP | Heat Recovery | 0 | 0
New Construction | CZ11 | cDXHP | Water Systems | 0 | 227762.15
New Construction | CZ11 | cDXHP | Refrigeration | 0 | 0
New Construction | CZ11 | cDXHP | Generators | 0 | 0
New Construction | CZ11 | cDXHP | Total End Uses | 387146.47 | 475874.63
New Construction | CZ12 | cDXHP | Heating | 3320.42 | 103647.8
New Construction | CZ12 | cDXHP | Cooling | 91157.55 | 0
New Construction | CZ12 | cDXHP | Interior Lighting | 55409.82 | 0
New Construction | CZ12 | cDXHP | Exterior Lighting | 0 | 0
New Construction | CZ12 | cDXHP | Interior Equipment | 127970.66 | 133412.26
New Construction | CZ12 | cDXHP | Exterior Equipment | 0 | 0
New Construction | CZ12 | cDXHP | Fans | 87547.57 | 0
New Construction | CZ12 | cDXHP | Pumps | 25.37 | 0
New Construction | CZ12 | cDXHP | Heat Rejection | 0 | 0
New Construction | CZ12 | cDXHP | Humidification | 0 | 0
New Construction | CZ12 | cDXHP | Heat Recovery | 0 | 0
New Construction | CZ12 | cDXHP | Water Systems | 0 | 234115.18
New Construction | CZ12 | cDXHP | Refrigeration | 0 | 0
New Construction | CZ12 | cDXHP | Generators | 0 | 0
New Construction | CZ12 | cDXHP | Total End Uses | 365431.4 | 471175.25
New Construction | CZ13 | cDXHP | Heating | 2692.22 | 110138.68
New Construction | CZ13 | cDXHP | Cooling | 118213.76 | 0
New Construction | CZ13 | cDXHP | Interior Lighting | 55409.82 | 0
New Construction | CZ13 | cDXHP | Exterior Lighting | 0 | 0
New Construction | CZ13 | cDXHP | Interior Equipment | 127970.66 | 133412.26
New Construction | CZ13 | cDXHP | Exterior Equipment | 0 | 0
New Construction | CZ13 | cDXHP | Fans | 94080.29 | 0
New Construction | CZ13 | cDXHP | Pumps | 28.99 | 0
New Construction | CZ13 | cDXHP | Heat Rejection | 0 | 0
New Construction | CZ13 | cDXHP | Humidification | 0 | 0
New Construction | CZ13 | cDXHP | Heat Recovery | 0 | 0
New Construction | CZ13 | cDXHP | Water Systems | 0 | 221200.55
New Construction | CZ13 | cDXHP | Refrigeration | 0 | 0
New Construction | CZ13 | cDXHP | Generators | 0 | 0
New Construction | CZ13 | cDXHP | Total End Uses | 398395.73 | 464751.49
New Construction | CZ14 | cDXHP | Heating | 1795.4 | 109469.86
New Construction | CZ14 | cDXHP | Cooling | 141943.72 | 0
New Construction | CZ14 | cDXHP | Interior Lighting | 55409.82 | 0
New Construction | CZ14 | cDXHP | Exterior Lighting | 0 | 0
New Construction | CZ14 | cDXHP | Interior Equipment | 127970.66 | 133412.26
New Construction | CZ14 | cDXHP | Exterior Equipment | 0 | 0
New Construction | CZ14 | cDXHP | Fans | 101649.74 | 0
New Construction | CZ14 | cDXHP | Pumps | 49.29 | 0
New Construction | CZ14 | cDXHP | Heat Rejection | 0 | 0
New Construction | CZ14 | cDXHP | Humidification | 0 | 0
New Construction | CZ14 | cDXHP | Heat Recovery | 0 | 0
New Construction | CZ14 | cDXHP | Water Systems | 0 | 210085.55
New Construction | CZ14 | cDXHP | Refrigeration | 0 | 0
New Construction | CZ14 | cDXHP | Generators | 0 | 0
New Construction | CZ14 | cDXHP | Total End Uses | 428818.63 | 452967.68
New Construction | CZ15 | cDXHP | Heating | 536.71 | 91343.05
New Construction | CZ15 | cDXHP | Cooling | 182559.16 | 0
New Construction | CZ15 | cDXHP | Interior Lighting | 55409.82 | 0
New Construction | CZ15 | cDXHP | Exterior Lighting | 0 | 0
New Construction | CZ15 | cDXHP | Interior Equipment | 127970.66 | 133412.26
New Construction | CZ15 | cDXHP | Exterior Equipment | 0 | 0
New Construction | CZ15 | cDXHP | Fans | 99304.92 | 0
New Construction | CZ15 | cDXHP | Pumps | 70.11 | 0
New Construction | CZ15 | cDXHP | Heat Rejection | 0 | 0
New Construction | CZ15 | cDXHP | Humidification | 0 | 0
New Construction | CZ15 | cDXHP | Heat Recovery | 0 | 0
New Construction | CZ15 | cDXHP | Water Systems | 0 | 186689.23
New Construction | CZ15 | cDXHP | Refrigeration | 0 | 0
New Construction | CZ15 | cDXHP | Generators | 0 | 0
New Construction | CZ15 | cDXHP | Total End Uses | 465851.38 | 411444.55
New Construction | CZ16 | cDXHP | Heating | 6498.38 | 142415.15
New Construction | CZ16 | cDXHP | Cooling | 93695.57 | 0
New Construction | CZ16 | cDXHP | Interior Lighting | 55409.82 | 0
New Construction | CZ16 | cDXHP | Exterior Lighting | 0 | 0
New Construction | CZ16 | cDXHP | Interior Equipment | 127970.66 | 133412.26
New Construction | CZ16 | cDXHP | Exterior Equipment | 0 | 0
New Construction | CZ16 | cDXHP | Fans | 102650.58 | 0
New Construction | CZ16 | cDXHP | Pumps | 33.94 | 0
New Construction | CZ16 | cDXHP | Heat Rejection | 0 | 0
New Construction | CZ16 | cDXHP | Humidification | 0 | 0
New Construction | CZ16 | cDXHP | Heat Recovery | 0 | 0
New Construction | CZ16 | cDXHP | Water Systems | 0 | 247498.66
New Construction | CZ16 | cDXHP | Refrigeration | 0 | 0
New Construction | CZ16 | cDXHP | Generators | 0 | 0
New Construction | CZ16 | cDXHP | Total End Uses | 386258.95 | 523326.07
Existing | CZ01 | cDXOH | Heating | 0 | 80880.71
Existing | CZ01 | cDXOH | Cooling | 28202.33 | 0
Existing | CZ01 | cDXOH | Interior Lighting | 123101.41 | 0
Existing | CZ01 | cDXOH | Exterior Lighting | 0 | 0
Existing | CZ01 | cDXOH | Interior Equipment | 127970.66 | 133412.26
Existing | CZ01 | cDXOH | Exterior Equipment | 0 | 0
Existing | CZ01 | cDXOH | Fans | 92204.89 | 0
Existing | CZ01 | cDXOH | Pumps | 24.16 | 0
Existing | CZ01 | cDXOH | Heat Rejection | 0 | 0
Existing | CZ01 | cDXOH | Humidification | 0 | 0
Existing | CZ01 | cDXOH | Heat Recovery | 0 | 0
Existing | CZ01 | cDXOH | Water Systems | 0 | 273715.33
Existing | CZ01 | cDXOH | Refrigeration | 0 | 0
Existing | CZ01 | cDXOH | Generators | 0 | 0
Existing | CZ01 | cDXOH | Total End Uses | 371503.46 | 488008.3
Existing | CZ02 | cDXOH | Heating | 0 | 75251.15
Existing | CZ02 | cDXOH | Cooling | 67635.46 | 0
Existing | CZ02 | cDXOH | Interior Lighting | 123101.41 | 0
Existing | CZ02 | cDXOH | Exterior Lighting | 0 | 0
Existing | CZ02 | cDXOH | Interior Equipment | 127970.66 | 133412.26
Existing | CZ02 | cDXOH | Exterior Equipment | 0 | 0
Existing | CZ02 | cDXOH | Fans | 93526.85 | 0
Existing | CZ02 | cDXOH | Pumps | 25.91 | 0
Existing | CZ02 | cDXOH | Heat Rejection | 0 | 0
Existing | CZ02 | cDXOH | Humidification | 0 | 0
Existing | CZ02 | cDXOH | Heat Recovery | 0 | 0
Existing | CZ02 | cDXOH | Water Systems | 0 | 251645.5
Existing | CZ02 | cDXOH | Refrigeration | 0 | 0
Existing | CZ02 | cDXOH | Generators | 0 | 0
Existing | CZ02 | cDXOH | Total End Uses | 412260.3 | 460308.92
Existing | CZ03 | cDXOH | Heating | 0 | 39483.92
Existing | CZ03 | cDXOH | Cooling | 53824.72 | 0
Existing | CZ03 | cDXOH | Interior Lighting | 123101.41 | 0
Existing | CZ03 | cDXOH | Exterior Lighting | 0 | 0
Existing | CZ03 | cDXOH | Interior Equipment | 127970.66 | 133412.26
Existing | CZ03 | cDXOH | Exterior Equipment | 0 | 0
Existing | CZ03 | cDXOH | Fans | 84020.88 | 0
Existing | CZ03 | cDXOH | Pumps | 15.09 | 0
Existing | CZ03 | cDXOH | Heat Rejection | 0 | 0
Existing | CZ03 | cDXOH | Humidification | 0 | 0
Existing | CZ03 | cDXOH | Heat Recovery | 0 | 0
Existing | CZ03 | cDXOH | Water Systems | 0 | 250660.99
Existing | CZ03 | cDXOH | Refrigeration | 0 | 0
Existing | CZ03 | cDXOH | Generators | 0 | 0
Existing | CZ03 | cDXOH | Total End Uses | 388932.77 | 423557.17
Existing | CZ04 | cDXOH | Heating | 0 | 57909.32
Existing | CZ04 | cDXOH | Cooling | 79304.52 | 0
Existing | CZ04 | cDXOH | Interior Lighting | 123101.41 | 0
Existing | CZ04 | cDXOH | Exterior Lighting | 0 | 0
Existing | CZ04 | cDXOH | Interior Equipment | 127970.66 | 133412.26
Existing | CZ04 | cDXOH | Exterior Equipment | 0 | 0
Existing | CZ04 | cDXOH | Fans | 91136.78 | 0
Existing | CZ04 | cDXOH | Pumps | 37.51 | 0
Existing | CZ04 | cDXOH | Heat Rejection | 0 | 0
Existing | CZ04 | cDXOH | Humidification | 0 | 0
Existing | CZ04 | cDXOH | Heat Recovery | 0 | 0
Existing | CZ04 | cDXOH | Water Systems | 0 | 242121.47
Existing | CZ04 | cDXOH | Refrigeration | 0 | 0
Existing | CZ04 | cDXOH | Generators | 0 | 0
Existing | CZ04 | cDXOH | Total End Uses | 421550.88 | 433443.06
Existing | CZ05 | cDXOH | Heating | 0 | 42912.61
Existing | CZ05 | cDXOH | Cooling | 59102.3 | 0
Existing | CZ05 | cDXOH | Interior Lighting | 123101.41 | 0
Existing | CZ05 | cDXOH | Exterior Lighting | 0 | 0
Existing | CZ05 | cDXOH | Interior Equipment | 127970.66 | 133412.26
Existing | CZ05 | cDXOH | Exterior Equipment | 0 | 0
Existing | CZ05 | cDXOH | Fans | 85477.77 | 0
Existing | CZ05 | cDXOH | Pumps | 25.3 | 0
Existing | CZ05 | cDXOH | Heat Rejection | 0 | 0
Existing | CZ05 | cDXOH | Humidification | 0 | 0
Existing | CZ05 | cDXOH | Heat Recovery | 0 | 0
Existing | CZ05 | cDXOH | Water Systems | 0 | 250673.65
Existing | CZ05 | cDXOH | Refrigeration | 0 | 0
Existing | CZ05 | cDXOH | Generators | 0 | 0
Existing | CZ05 | cDXOH | Total End Uses | 395677.44 | 426998.53
Existing | CZ06 | cDXOH | Heating | 0 | 19228.52
Existing | CZ06 | cDXOH | Cooling | 86014.09 | 0
Existing | CZ06 | cDXOH | Interior Lighting | 123101.41 | 0
Existing | CZ06 | cDXOH | Exterior Lighting | 0 | 0
Existing | CZ06 | cDXOH | Interior Equipment | 127970.66 | 133412.26
Existing | CZ06 | cDXOH | Exterior Equipment | 0 | 0
Existing | CZ06 | cDXOH | Fans | 82533.81 | 0
Existing | CZ06 | cDXOH | Pumps | 28.39 | 0
Existing | CZ06 | cDXOH | Heat Rejection | 0 | 0
Existing | CZ06 | cDXOH | Humidification | 0 | 0
Existing | CZ06 | cDXOH | Heat Recovery | 0 | 0
Existing | CZ06 | cDXOH | Water Systems | 0 | 231041.22
Existing | CZ06 | cDXOH | Refrigeration | 0 | 0
Existing | CZ06 | cDXOH | Generators | 0 | 0
Existing | CZ06 | cDXOH | Total End Uses | 419648.36 | 383682
Existing | CZ07 | cDXOH | Heating | 0 | 21948.42
Existing | CZ07 | cDXOH | Cooling | 90380.92 | 0
Existing | CZ07 | cDXOH | Interior Lighting | 123101.41 | 0
Existing | CZ07 | cDXOH | Exterior Lighting | 0 | 0
Existing | CZ07 | cDXOH | Interior Equipment | 127970.66 | 133412.26
Existing | CZ07 | cDXOH | Exterior Equipment | 0 | 0
Existing | CZ07 | cDXOH | Fans | 82609.31 | 0
Existing | CZ07 | cDXOH | Pumps | 38.81 | 0
Existing | CZ07 | cDXOH | Heat Rejection | 0 | 0
Existing | CZ07 | cDXOH | Humidification | 0 | 0
Existing | CZ07 | cDXOH | Heat Recovery | 0 | 0
Existing | CZ07 | cDXOH | Water Systems | 0 | 228118.56
Existing | CZ07 | cDXOH | Refrigeration | 0 | 0
Existing | CZ07 | cDXOH | Generators | 0 | 0
Existing | CZ07 | cDXOH | Total End Uses | 424101.12 | 383479.25
Existing | CZ08 | cDXOH | Heating | 0 | 44245.62
Existing | CZ08 | cDXOH | Cooling | 103168.41 | 0
Existing | CZ08 | cDXOH | Interior Lighting | 123101.41 | 0
Existing | CZ08 | cDXOH | Exterior Lighting | 0 | 0
Existing | CZ08 | cDXOH | Interior Equipment | 127970.66 | 133412.26
Existing | CZ08 | cDXOH | Exterior Equipment | 0 | 0
Existing | CZ08 | cDXOH | Fans | 91133.28 | 0
Existing | CZ08 | cDXOH | Pumps | 59.99 | 0
Existing | CZ08 | cDXOH | Heat Rejection | 0 | 0
Existing | CZ08 | cDXOH | Humidification | 0 | 0
Existing | CZ08 | cDXOH | Heat Recovery | 0 | 0
Existing | CZ08 | cDXOH | Water Systems | 0 | 227805.01
Existing | CZ08 | cDXOH | Refrigeration | 0 | 0
Existing | CZ08 | cDXOH | Generators | 0 | 0
Existing | CZ08 | cDXOH | Total End Uses | 445433.76 | 405462.89
Existing | CZ09 | cDXOH | Heating | 0 | 46935.19
Existing | CZ09 | cDXOH | Cooling | 114700.9 | 0
Existing | CZ09 | cDXOH | Interior Lighting | 123101.41 | 0
Existing | CZ09 | cDXOH | Exterior Lighting | 0 | 0
Existing | CZ09 | cDXOH | Interior Equipment | 127970.66 | 133412.26
Existing | CZ09 | cDXOH | Exterior Equipment | 0 | 0
Existing | CZ09 | cDXOH | Fans | 96880.65 | 0
Existing | CZ09 | cDXOH | Pumps | 72.17 | 0
Existing | CZ09 | cDXOH | Heat Rejection | 0 | 0
Existing | CZ09 | cDXOH | Humidification | 0 | 0
Existing | CZ09 | cDXOH | Heat Recovery | 0 | 0
Existing | CZ09 | cDXOH | Water Systems | 0 | 224665.28
Existing | CZ09 | cDXOH | Refrigeration | 0 | 0
Existing | CZ09 | cDXOH | Generators | 0 | 0
Existing | CZ09 | cDXOH | Total End Uses | 462725.79 | 405012.73
Existing | CZ10 | cDXOH | Heating | 0 | 84165.71
Existing | CZ10 | cDXOH | Cooling | 134135.46 | 0
Existing | CZ10 | cDXOH | Interior Lighting | 123101.41 | 0
Existing | CZ10 | cDXOH | Exterior Lighting | 0 | 0
Existing | CZ10 | cDXOH | Interior Equipment | 127970.66 | 133412.26
Existing | CZ10 | cDXOH | Exterior Equipment | 0 | 0
Existing | CZ10 | cDXOH | Fans | 106714.95 | 0
Existing | CZ10 | cDXOH | Pumps | 91.6 | 0
Existing | CZ10 | cDXOH | Heat Rejection | 0 | 0
Existing | CZ10 | cDXOH | Humidification | 0 | 0
Existing | CZ10 | cDXOH | Heat Recovery | 0 | 0
Existing | CZ10 | cDXOH | Water Systems | 0 | 222920.99
Existing | CZ10 | cDXOH | Refrigeration | 0 | 0
Existing | CZ10 | cDXOH | Generators | 0 | 0
Existing | CZ10 | cDXOH | Total End Uses | 492014.08 | 440498.97
Existing | CZ11 | cDXOH | Heating | 0 | 130571.94
Existing | CZ11 | cDXOH | Cooling | 139909.12 | 0
Existing | CZ11 | cDXOH | Interior Lighting | 123101.41 | 0
Existing | CZ11 | cDXOH | Exterior Lighting | 0 | 0
Existing | CZ11 | cDXOH | Interior Equipment | 127970.66 | 133412.26
Existing | CZ11 | cDXOH | Exterior Equipment | 0 | 0
Existing | CZ11 | cDXOH | Fans | 117931.22 | 0
Existing | CZ11 | cDXOH | Pumps | 94.6 | 0
Existing | CZ11 | cDXOH | Heat Rejection | 0 | 0
Existing | CZ11 | cDXOH | Humidification | 0 | 0
Existing | CZ11 | cDXOH | Heat Recovery | 0 | 0
Existing | CZ11 | cDXOH | Water Systems | 0 | 227878.85
Existing | CZ11 | cDXOH | Refrigeration | 0 | 0
Existing | CZ11 | cDXOH | Generators | 0 | 0
Existing | CZ11 | cDXOH | Total End Uses | 509007.01 | 491863.05
Existing | CZ12 | cDXOH | Heating | 0 | 113125.06
Existing | CZ12 | cDXOH | Cooling | 117342.06 | 0
Existing | CZ12 | cDXOH | Interior Lighting | 123101.41 | 0
Existing | CZ12 | cDXOH | Exterior Lighting | 0 | 0
Existing | CZ12 | cDXOH | Interior Equipment | 127970.66 | 133412.26
Existing | CZ12 | cDXOH | Exterior Equipment | 0 | 0
Existing | CZ12 | cDXOH | Fans | 106387.31 | 0
Existing | CZ12 | cDXOH | Pumps | 68.03 | 0
Existing | CZ12 | cDXOH | Heat Rejection | 0 | 0
Existing | CZ12 | cDXOH | Humidification | 0 | 0
Existing | CZ12 | cDXOH | Heat Recovery | 0 | 0
Existing | CZ12 | cDXOH | Water Systems | 0 | 234226.3
Existing | CZ12 | cDXOH | Refrigeration | 0 | 0
Existing | CZ12 | cDXOH | Generators | 0 | 0
Existing | CZ12 | cDXOH | Total End Uses | 474869.48 | 480763.63
Existing | CZ13 | cDXOH | Heating | 0 | 122843.74
Existing | CZ13 | cDXOH | Cooling | 153600.72 | 0
Existing | CZ13 | cDXOH | Interior Lighting | 123101.41 | 0
Existing | CZ13 | cDXOH | Exterior Lighting | 0 | 0
Existing | CZ13 | cDXOH | Interior Equipment | 127970.66 | 133412.26
Existing | CZ13 | cDXOH | Exterior Equipment | 0 | 0
Existing | CZ13 | cDXOH | Fans | 117635 | 0
Existing | CZ13 | cDXOH | Pumps | 96.16 | 0
Existing | CZ13 | cDXOH | Heat Rejection | 0 | 0
Existing | CZ13 | cDXOH | Humidification | 0 | 0
Existing | CZ13 | cDXOH | Heat Recovery | 0 | 0
Existing | CZ13 | cDXOH | Water Systems | 0 | 221306.79
Existing | CZ13 | cDXOH | Refrigeration | 0 | 0
Existing | CZ13 | cDXOH | Generators | 0 | 0
Existing | CZ13 | cDXOH | Total End Uses | 522403.96 | 477562.79
Existing | CZ14 | cDXOH | Heating | 0 | 118861.42
Existing | CZ14 | cDXOH | Cooling | 181218.69 | 0
Existing | CZ14 | cDXOH | Interior Lighting | 123101.41 | 0
Existing | CZ14 | cDXOH | Exterior Lighting | 0 | 0
Existing | CZ14 | cDXOH | Interior Equipment | 127970.66 | 133412.26
Existing | CZ14 | cDXOH | Exterior Equipment | 0 | 0
Existing | CZ14 | cDXOH | Fans | 129632.31 | 0
Existing | CZ14 | cDXOH | Pumps | 109.84 | 0
Existing | CZ14 | cDXOH | Heat Rejection | 0 | 0
Existing | CZ14 | cDXOH | Humidification | 0 | 0
Existing | CZ14 | cDXOH | Heat Recovery | 0 | 0
Existing | CZ14 | cDXOH | Water Systems | 0 | 210193.35
Existing | CZ14 | cDXOH | Refrigeration | 0 | 0
Existing | CZ14 | cDXOH | Generators | 0 | 0
Existing | CZ14 | cDXOH | Total End Uses | 562032.92 | 462467.04
Existing | CZ15 | cDXOH | Heating | 0 | 105370.99
Existing | CZ15 | cDXOH | Cooling | 236363.06 | 0
Existing | CZ15 | cDXOH | Interior Lighting | 123101.41 | 0
Existing | CZ15 | cDXOH | Exterior Lighting | 0 | 0
Existing | CZ15 | cDXOH | Interior Equipment | 127970.66 | 133412.26
Existing | CZ15 | cDXOH | Exterior Equipment | 0 | 0
Existing | CZ15 | cDXOH | Fans | 131440.41 | 0
Existing | CZ15 | cDXOH | Pumps | 129.36 | 0
Existing | CZ15 | cDXOH | Heat Rejection | 0 | 0
Existing | CZ15 | cDXOH | Humidification | 0 | 0
Existing | CZ15 | cDXOH | Heat Recovery | 0 | 0
Existing | CZ15 | cDXOH | Water Systems | 0 | 186783.86
Existing | CZ15 | cDXOH | Refrigeration | 0 | 0
Existing | CZ15 | cDXOH | Generators | 0 | 0
Existing | CZ15 | cDXOH | Total End Uses | 619004.9 | 425567.1
Existing | CZ16 | cDXOH | Heating | 0 | 146863.95
Existing | CZ16 | cDXOH | Cooling | 119743.94 | 0
Existing | CZ16 | cDXOH | Interior Lighting | 123101.41 | 0
Existing | CZ16 | cDXOH | Exterior Lighting | 0 | 0
Existing | CZ16 | cDXOH | Interior Equipment | 127970.66 | 133412.26
Existing | CZ16 | cDXOH | Exterior Equipment | 0 | 0
Existing | CZ16 | cDXOH | Fans | 130309.14 | 0
Existing | CZ16 | cDXOH | Pumps | 73.54 | 0
Existing | CZ16 | cDXOH | Heat Rejection | 0 | 0
Existing | CZ16 | cDXOH | Humidification | 0 | 0
Existing | CZ16 | cDXOH | Heat Recovery | 0 | 0
Existing | CZ16 | cDXOH | Water Systems | 0 | 247598.62
Existing | CZ16 | cDXOH | Refrigeration | 0 | 0
Existing | CZ16 | cDXOH | Generators | 0 | 0
Existing | CZ16 | cDXOH | Total End Uses | 501198.69 | 527874.84
New Construction | CZ01 | cDXOH | Heating | 0 | 111907.61
New Construction | CZ01 | cDXOH | Cooling | 23871.17 | 0
New Construction | CZ01 | cDXOH | Interior Lighting | 55409.82 | 0
New Construction | CZ01 | cDXOH | Exterior Lighting | 0 | 0
New Construction | CZ01 | cDXOH | Interior Equipment | 127970.66 | 133412.26
New Construction | CZ01 | cDXOH | Exterior Equipment | 0 | 0
New Construction | CZ01 | cDXOH | Fans | 82240.83 | 0
New Construction | CZ01 | cDXOH | Pumps | 27.99 | 0
New Construction | CZ01 | cDXOH | Heat Rejection | 0 | 0
New Construction | CZ01 | cDXOH | Humidification | 0 | 0
New Construction | CZ01 | cDXOH | Heat Recovery | 0 | 0
New Construction | CZ01 | cDXOH | Water Systems | 0 | 273697.78
New Construction | CZ01 | cDXOH | Refrigeration | 0 | 0
New Construction | CZ01 | cDXOH | Generators | 0 | 0
New Construction | CZ01 | cDXOH | Total End Uses | 289520.47 | 519017.66
New Construction | CZ02 | cDXOH | Heating | 0 | 85469.68
New Construction | CZ02 | cDXOH | Cooling | 55414.08 | 0
New Construction | CZ02 | cDXOH | Interior Lighting | 55409.82 | 0
New Construction | CZ02 | cDXOH | Exterior Lighting | 0 | 0
New Construction | CZ02 | cDXOH | Interior Equipment | 127970.66 | 133412.26
New Construction | CZ02 | cDXOH | Exterior Equipment | 0 | 0
New Construction | CZ02 | cDXOH | Fans | 81826.47 | 0
New Construction | CZ02 | cDXOH | Pumps | 22.74 | 0
New Construction | CZ02 | cDXOH | Heat Rejection | 0 | 0
New Construction | CZ02 | cDXOH | Humidification | 0 | 0
New Construction | CZ02 | cDXOH | Heat Recovery | 0 | 0
New Construction | CZ02 | cDXOH | Water Systems | 0 | 251624.26
New Construction | CZ02 | cDXOH | Refrigeration | 0 | 0
New Construction | CZ02 | cDXOH | Generators | 0 | 0
New Construction | CZ02 | cDXOH | Total End Uses | 320643.77 | 470506.2
New Construction | CZ03 | cDXOH | Heating | 0 | 54987.84
New Construction | CZ03 | cDXOH | Cooling | 43865.34 | 0
New Construction | CZ03 | cDXOH | Interior Lighting | 55409.82 | 0
New Construction | CZ03 | cDXOH | Exterior Lighting | 0 | 0
New Construction | CZ03 | cDXOH | Interior Equipment | 127970.66 | 133412.26
New Construction | CZ03 | cDXOH | Exterior Equipment | 0 | 0
New Construction | CZ03 | cDXOH | Fans | 77288.18 | 0
New Construction | CZ03 | cDXOH | Pumps | 15.66 | 0
New Construction | CZ03 | cDXOH | Heat Rejection | 0 | 0
New Construction | CZ03 | cDXOH | Humidification | 0 | 0
New Construction | CZ03 | cDXOH | Heat Recovery | 0 | 0
New Construction | CZ03 | cDXOH | Water Systems | 0 | 250635.42
New Construction | CZ03 | cDXOH | Refrigeration | 0 | 0
New Construction | CZ03 | cDXOH | Generators | 0 | 0
New Construction | CZ03 | cDXOH | Total End Uses | 304549.67 | 439035.53
New Construction | CZ04 | cDXOH | Heating | 0 | 63299.96
New Construction | CZ04 | cDXOH | Cooling | 63734.72 | 0
New Construction | CZ04 | cDXOH | Interior Lighting | 55409.82 | 0
New Construction | CZ04 | cDXOH | Exterior Lighting | 0 | 0
New Construction | CZ04 | cDXOH | Interior Equipment | 127970.66 | 133412.26
New Construction | CZ04 | cDXOH | Exterior Equipment | 0 | 0
New Construction | CZ04 | cDXOH | Fans | 79838.23 | 0
New Construction | CZ04 | cDXOH | Pumps | 17.15 | 0
New Construction | CZ04 | cDXOH | Heat Rejection | 0 | 0
New Construction | CZ04 | cDXOH | Humidification | 0 | 0
New Construction | CZ04 | cDXOH | Heat Recovery | 0 | 0
New Construction | CZ04 | cDXOH | Water Systems | 0 | 242093.48
New Construction | CZ04 | cDXOH | Refrigeration | 0 | 0
New Construction | CZ04 | cDXOH | Generators | 0 | 0
New Construction | CZ04 | cDXOH | Total End Uses | 326970.58 | 438805.71
New Construction | CZ05 | cDXOH | Heating | 0 | 62010.34
New Construction | CZ05 | cDXOH | Cooling | 47560.54 | 0
New Construction | CZ05 | cDXOH | Interior Lighting | 55409.82 | 0
New Construction | CZ05 | cDXOH | Exterior Lighting | 0 | 0
New Construction | CZ05 | cDXOH | Interior Equipment | 127970.66 | 133412.26
New Construction | CZ05 | cDXOH | Exterior Equipment | 0 | 0
New Construction | CZ05 | cDXOH | Fans | 78799.36 | 0
New Construction | CZ05 | cDXOH | Pumps | 17.94 | 0
New Construction | CZ05 | cDXOH | Heat Rejection | 0 | 0
New Construction | CZ05 | cDXOH | Humidification | 0 | 0
New Construction | CZ05 | cDXOH | Heat Recovery | 0 | 0
New Construction | CZ05 | cDXOH | Water Systems | 0 | 250655.85
New Construction | CZ05 | cDXOH | Refrigeration | 0 | 0
New Construction | CZ05 | cDXOH | Generators | 0 | 0
New Construction | CZ05 | cDXOH | Total End Uses | 309758.32 | 446078.46
New Construction | CZ06 | cDXOH | Heating | 0 | 29456.98
New Construction | CZ06 | cDXOH | Cooling | 69358.7 | 0
New Construction | CZ06 | cDXOH | Interior Lighting | 55409.82 | 0
New Construction | CZ06 | cDXOH | Exterior Lighting | 0 | 0
New Construction | CZ06 | cDXOH | Interior Equipment | 127970.66 | 133412.26
New Construction | CZ06 | cDXOH | Exterior Equipment | 0 | 0
New Construction | CZ06 | cDXOH | Fans | 73888.79 | 0
New Construction | CZ06 | cDXOH | Pumps | 13.24 | 0
New Construction | CZ06 | cDXOH | Heat Rejection | 0 | 0
New Construction | CZ06 | cDXOH | Humidification | 0 | 0
New Construction | CZ06 | cDXOH | Heat Recovery | 0 | 0
New Construction | CZ06 | cDXOH | Water Systems | 0 | 230997.95
New Construction | CZ06 | cDXOH | Refrigeration | 0 | 0
New Construction | CZ06 | cDXOH | Generators | 0 | 0
New Construction | CZ06 | cDXOH | Total End Uses | 326641.21 | 393867.2
New Construction | CZ07 | cDXOH | Heating | 0 | 33856.33
New Construction | CZ07 | cDXOH | Cooling | 74880.89 | 0
New Construction | CZ07 | cDXOH | Interior Lighting | 55409.82 | 0
New Construction | CZ07 | cDXOH | Exterior Lighting | 0 | 0
New Construction | CZ07 | cDXOH | Interior Equipment | 127970.66 | 133412.26
New Construction | CZ07 | cDXOH | Exterior Equipment | 0 | 0
New Construction | CZ07 | cDXOH | Fans | 74918.48 | 0
New Construction | CZ07 | cDXOH | Pumps | 15.3 | 0
New Construction | CZ07 | cDXOH | Heat Rejection | 0 | 0
New Construction | CZ07 | cDXOH | Humidification | 0 | 0
New Construction | CZ07 | cDXOH | Heat Recovery | 0 | 0
New Construction | CZ07 | cDXOH | Water Systems | 0 | 228072.03
New Construction | CZ07 | cDXOH | Refrigeration | 0 | 0
New Construction | CZ07 | cDXOH | Generators | 0 | 0
New Construction | CZ07 | cDXOH | Total End Uses | 333195.16 | 395340.63
New Construction | CZ08 | cDXOH | Heating | 0 | 55748.32
New Construction | CZ08 | cDXOH | Cooling | 84482.25 | 0
New Construction | CZ08 | cDXOH | Interior Lighting | 55409.82 | 0
New Construction | CZ08 | cDXOH | Exterior Lighting | 0 | 0
New Construction | CZ08 | cDXOH | Interior Equipment | 127970.66 | 133412.26
New Construction | CZ08 | cDXOH | Exterior Equipment | 0 | 0
New Construction | CZ08 | cDXOH | Fans | 79454.11 | 0
New Construction | CZ08 | cDXOH | Pumps | 27.1 | 0
New Construction | CZ08 | cDXOH | Heat Rejection | 0 | 0
New Construction | CZ08 | cDXOH | Humidification | 0 | 0
New Construction | CZ08 | cDXOH | Heat Recovery | 0 | 0
New Construction | CZ08 | cDXOH | Water Systems | 0 | 227757.68
New Construction | CZ08 | cDXOH | Refrigeration | 0 | 0
New Construction | CZ08 | cDXOH | Generators | 0 | 0
New Construction | CZ08 | cDXOH | Total End Uses | 347343.94 | 416918.27
New Construction | CZ09 | cDXOH | Heating | 0 | 52231.65
New Construction | CZ09 | cDXOH | Cooling | 89534.88 | 0
New Construction | CZ09 | cDXOH | Interior Lighting | 55409.82 | 0
New Construction | CZ09 | cDXOH | Exterior Lighting | 0 | 0
New Construction | CZ09 | cDXOH | Interior Equipment | 127970.66 | 133412.26
New Construction | CZ09 | cDXOH | Exterior Equipment | 0 | 0
New Construction | CZ09 | cDXOH | Fans | 79521.53 | 0
New Construction | CZ09 | cDXOH | Pumps | 27.14 | 0
New Construction | CZ09 | cDXOH | Heat Rejection | 0 | 0
New Construction | CZ09 | cDXOH | Humidification | 0 | 0
New Construction | CZ09 | cDXOH | Heat Recovery | 0 | 0
New Construction | CZ09 | cDXOH | Water Systems | 0 | 224612.98
New Construction | CZ09 | cDXOH | Refrigeration | 0 | 0
New Construction | CZ09 | cDXOH | Generators | 0 | 0
New Construction | CZ09 | cDXOH | Total End Uses | 352464.04 | 410256.89
New Construction | CZ10 | cDXOH | Heating | 0 | 87933.17
New Construction | CZ10 | cDXOH | Cooling | 108024.53 | 0
New Construction | CZ10 | cDXOH | Interior Lighting | 55409.82 | 0
New Construction | CZ10 | cDXOH | Exterior Lighting | 0 | 0
New Construction | CZ10 | cDXOH | Interior Equipment | 127970.66 | 133412.26
New Construction | CZ10 | cDXOH | Exterior Equipment | 0 | 0
New Construction | CZ10 | cDXOH | Fans | 88303.55 | 0
New Construction | CZ10 | cDXOH | Pumps | 39.31 | 0
New Construction | CZ10 | cDXOH | Heat Rejection | 0 | 0
New Construction | CZ10 | cDXOH | Humidification | 0 | 0
New Construction | CZ10 | cDXOH | Heat Recovery | 0 | 0
New Construction | CZ10 | cDXOH | Water Systems | 0 | 222874.37
New Construction | CZ10 | cDXOH | Refrigeration | 0 | 0
New Construction | CZ10 | cDXOH | Generators | 0 | 0
New Construction | CZ10 | cDXOH | Total End Uses | 379747.87 | 444219.81
New Construction | CZ11 | cDXOH | Heating | 0 | 114982.16
New Construction | CZ11 | cDXOH | Cooling | 107037.52 | 0
New Construction | CZ11 | cDXOH | Interior Lighting | 55409.82 | 0
New Construction | CZ11 | cDXOH | Exterior Lighting | 0 | 0
New Construction | CZ11 | cDXOH | Interior Equipment | 127970.66 | 133412.26
New Construction | CZ11 | cDXOH | Exterior Equipment | 0 | 0
New Construction | CZ11 | cDXOH | Fans | 93196.73 | 0
New Construction | CZ11 | cDXOH | Pumps | 29.6 | 0
New Construction | CZ11 | cDXOH | Heat Rejection | 0 | 0
New Construction | CZ11 | cDXOH | Humidification | 0 | 0
New Construction | CZ11 | cDXOH | Heat Recovery | 0 | 0
New Construction | CZ11 | cDXOH | Water Systems | 0 | 227826.08
New Construction | CZ11 | cDXOH | Refrigeration | 0 | 0
New Construction | CZ11 | cDXOH | Generators | 0 | 0
New Construction | CZ11 | cDXOH | Total End Uses | 383644.33 | 476220.5
New Construction | CZ12 | cDXOH | Heating | 0 | 103839.83
New Construction | CZ12 | cDXOH | Cooling | 90921.61 | 0
New Construction | CZ12 | cDXOH | Interior Lighting | 55409.82 | 0
New Construction | CZ12 | cDXOH | Exterior Lighting | 0 | 0
New Construction | CZ12 | cDXOH | Interior Equipment | 127970.66 | 133412.26
New Construction | CZ12 | cDXOH | Exterior Equipment | 0 | 0
New Construction | CZ12 | cDXOH | Fans | 87656.8 | 0
New Construction | CZ12 | cDXOH | Pumps | 25.39 | 0
New Construction | CZ12 | cDXOH | Heat Rejection | 0 | 0
New Construction | CZ12 | cDXOH | Humidification | 0 | 0
New Construction | CZ12 | cDXOH | Heat Recovery | 0 | 0
New Construction | CZ12 | cDXOH | Water Systems | 0 | 234188.41
New Construction | CZ12 | cDXOH | Refrigeration | 0 | 0
New Construction | CZ12 | cDXOH | Generators | 0 | 0
New Construction | CZ12 | cDXOH | Total End Uses | 361984.28 | 471440.51
New Construction | CZ13 | cDXOH | Heating | 0 | 110393.13
New Construction | CZ13 | cDXOH | Cooling | 118015.97 | 0
New Construction | CZ13 | cDXOH | Interior Lighting | 55409.82 | 0
New Construction | CZ13 | cDXOH | Exterior Lighting | 0 | 0
New Construction | CZ13 | cDXOH | Interior Equipment | 127970.66 | 133412.26
New Construction | CZ13 | cDXOH | Exterior Equipment | 0 | 0
New Construction | CZ13 | cDXOH | Fans | 94179.6 | 0
New Construction | CZ13 | cDXOH | Pumps | 29.03 | 0
New Construction | CZ13 | cDXOH | Heat Rejection | 0 | 0
New Construction | CZ13 | cDXOH | Humidification | 0 | 0
New Construction | CZ13 | cDXOH | Heat Recovery | 0 | 0
New Construction | CZ13 | cDXOH | Water Systems | 0 | 221254
New Construction | CZ13 | cDXOH | Refrigeration | 0 | 0
New Construction | CZ13 | cDXOH | Generators | 0 | 0
New Construction | CZ13 | cDXOH | Total End Uses | 395605.08 | 465059.39
New Construction | CZ14 | cDXOH | Heating | 0 | 109531.71
New Construction | CZ14 | cDXOH | Cooling | 141862.01 | 0
New Construction | CZ14 | cDXOH | Interior Lighting | 55409.82 | 0
New Construction | CZ14 | cDXOH | Exterior Lighting | 0 | 0
New Construction | CZ14 | cDXOH | Interior Equipment | 127970.66 | 133412.26
New Construction | CZ14 | cDXOH | Exterior Equipment | 0 | 0
New Construction | CZ14 | cDXOH | Fans | 101776.97 | 0
New Construction | CZ14 | cDXOH | Pumps | 49.25 | 0
New Construction | CZ14 | cDXOH | Heat Rejection | 0 | 0
New Construction | CZ14 | cDXOH | Humidification | 0 | 0
New Construction | CZ14 | cDXOH | Heat Recovery | 0 | 0
New Construction | CZ14 | cDXOH | Water Systems | 0 | 210134.01
New Construction | CZ14 | cDXOH | Refrigeration | 0 | 0
New Construction | CZ14 | cDXOH | Generators | 0 | 0
New Construction | CZ14 | cDXOH | Total End Uses | 427068.71 | 453077.98
New Construction | CZ15 | cDXOH | Heating | 0 | 91267.26
New Construction | CZ15 | cDXOH | Cooling | 182479.58 | 0
New Construction | CZ15 | cDXOH | Interior Lighting | 55409.82 | 0
New Construction | CZ15 | cDXOH | Exterior Lighting | 0 | 0
New Construction | CZ15 | cDXOH | Interior Equipment | 127970.66 | 133412.26
New Construction | CZ15 | cDXOH | Exterior Equipment | 0 | 0
New Construction | CZ15 | cDXOH | Fans | 99344.43 | 0
New Construction | CZ15 | cDXOH | Pumps | 70.1 | 0
New Construction | CZ15 | cDXOH | Heat Rejection | 0 | 0
New Construction | CZ15 | cDXOH | Humidification | 0 | 0
New Construction | CZ15 | cDXOH | Heat Recovery | 0 | 0
New Construction | CZ15 | cDXOH | Water Systems | 0 | 186718.89
New Construction | CZ15 | cDXOH | Refrigeration | 0 | 0
New Construction | CZ15 | cDXOH | Generators | 0 | 0
New Construction | CZ15 | cDXOH | Total End Uses | 465274.6 | 411398.42
New Construction | CZ16 | cDXOH | Heating | 0 | 143223.84
New Construction | CZ16 | cDXOH | Cooling | 93611.9 | 0
New Construction | CZ16 | cDXOH | Interior Lighting | 55409.82 | 0
New Construction | CZ16 | cDXOH | Exterior Lighting | 0 | 0
New Construction | CZ16 | cDXOH | Interior Equipment | 127970.66 | 133412.26
New Construction | CZ16 | cDXOH | Exterior Equipment | 0 | 0
New Construction | CZ16 | cDXOH | Fans | 103006.17 | 0
New Construction | CZ16 | cDXOH | Pumps | 34.06 | 0
New Construction | CZ16 | cDXOH | Heat Rejection | 0 | 0
New Construction | CZ16 | cDXOH | Humidification | 0 | 0
New Construction | CZ16 | cDXOH | Heat Recovery | 0 | 0
New Construction | CZ16 | cDXOH | Water Systems | 0 | 247574.11
New Construction | CZ16 | cDXOH | Refrigeration | 0 | 0
New Construction | CZ16 | cDXOH | Generators | 0 | 0
New Construction | CZ16 | cDXOH | Total End Uses | 380032.61 | 524210.22
Existing | CZ01 | cPVVG | Heating | 0 | 103579.84
Existing | CZ01 | cPVVG | Cooling | 28438.28 | 0
Existing | CZ01 | cPVVG | Interior Lighting | 123101.41 | 0
Existing | CZ01 | cPVVG | Exterior Lighting | 0 | 0
Existing | CZ01 | cPVVG | Interior Equipment | 127970.66 | 133412.26
Existing | CZ01 | cPVVG | Exterior Equipment | 0 | 0
Existing | CZ01 | cPVVG | Fans | 78704.69 | 0
Existing | CZ01 | cPVVG | Pumps | 24.07 | 0
Existing | CZ01 | cPVVG | Heat Rejection | 0 | 0
Existing | CZ01 | cPVVG | Humidification | 0 | 0
Existing | CZ01 | cPVVG | Heat Recovery | 0 | 0
Existing | CZ01 | cPVVG | Water Systems | 0 | 273714.6
Existing | CZ01 | cPVVG | Refrigeration | 0 | 0
Existing | CZ01 | cPVVG | Generators | 0 | 0
Existing | CZ01 | cPVVG | Total End Uses | 358239.11 | 510706.71
Existing | CZ02 | cPVVG | Heating | 0 | 88563.06
Existing | CZ02 | cPVVG | Cooling | 67455.38 | 0
Existing | CZ02 | cPVVG | Interior Lighting | 123101.41 | 0
Existing | CZ02 | cPVVG | Exterior Lighting | 0 | 0
Existing | CZ02 | cPVVG | Interior Equipment | 127970.66 | 133412.26
Existing | CZ02 | cPVVG | Exterior Equipment | 0 | 0
Existing | CZ02 | cPVVG | Fans | 78631.35 | 0
Existing | CZ02 | cPVVG | Pumps | 25.8 | 0
Existing | CZ02 | cPVVG | Heat Rejection | 0 | 0
Existing | CZ02 | cPVVG | Humidification | 0 | 0
Existing | CZ02 | cPVVG | Heat Recovery | 0 | 0
Existing | CZ02 | cPVVG | Water Systems | 0 | 251645.67
Existing | CZ02 | cPVVG | Refrigeration | 0 | 0
Existing | CZ02 | cPVVG | Generators | 0 | 0
Existing | CZ02 | cPVVG | Total End Uses | 397184.6 | 473620.99
Existing | CZ03 | cPVVG | Heating | 0 | 47232.87
Existing | CZ03 | cPVVG | Cooling | 53959.05 | 0
Existing | CZ03 | cPVVG | Interior Lighting | 123101.41 | 0
Existing | CZ03 | cPVVG | Exterior Lighting | 0 | 0
Existing | CZ03 | cPVVG | Interior Equipment | 127970.66 | 133412.26
Existing | CZ03 | cPVVG | Exterior Equipment | 0 | 0
Existing | CZ03 | cPVVG | Fans | 69346.54 | 0
Existing | CZ03 | cPVVG | Pumps | 15.06 | 0
Existing | CZ03 | cPVVG | Heat Rejection | 0 | 0
Existing | CZ03 | cPVVG | Humidification | 0 | 0
Existing | CZ03 | cPVVG | Heat Recovery | 0 | 0
Existing | CZ03 | cPVVG | Water Systems | 0 | 250660.69
Existing | CZ03 | cPVVG | Refrigeration | 0 | 0
Existing | CZ03 | cPVVG | Generators | 0 | 0
Existing | CZ03 | cPVVG | Total End Uses | 374392.72 | 431305.82
Existing | CZ04 | cPVVG | Heating | 0 | 64961.22
Existing | CZ04 | cPVVG | Cooling | 79036.36 | 0
Existing | CZ04 | cPVVG | Interior Lighting | 123101.41 | 0
Existing | CZ04 | cPVVG | Exterior Lighting | 0 | 0
Existing | CZ04 | cPVVG | Interior Equipment | 127970.66 | 133412.26
Existing | CZ04 | cPVVG | Exterior Equipment | 0 | 0
Existing | CZ04 | cPVVG | Fans | 76348.2 | 0
Existing | CZ04 | cPVVG | Pumps | 37.42 | 0
Existing | CZ04 | cPVVG | Heat Rejection | 0 | 0
Existing | CZ04 | cPVVG | Humidification | 0 | 0
Existing | CZ04 | cPVVG | Heat Recovery | 0 | 0
Existing | CZ04 | cPVVG | Water Systems | 0 | 242121.39
Existing | CZ04 | cPVVG | Refrigeration | 0 | 0
Existing | CZ04 | cPVVG | Generators | 0 | 0
Existing | CZ04 | cPVVG | Total End Uses | 406494.06 | 440494.87
Existing | CZ05 | cPVVG | Heating | 0 | 50129.01
Existing | CZ05 | cPVVG | Cooling | 59152.25 | 0
Existing | CZ05 | cPVVG | Interior Lighting | 123101.41 | 0
Existing | CZ05 | cPVVG | Exterior Lighting | 0 | 0
Existing | CZ05 | cPVVG | Interior Equipment | 127970.66 | 133412.26
Existing | CZ05 | cPVVG | Exterior Equipment | 0 | 0
Existing | CZ05 | cPVVG | Fans | 71339.74 | 0
Existing | CZ05 | cPVVG | Pumps | 25.28 | 0
Existing | CZ05 | cPVVG | Heat Rejection | 0 | 0
Existing | CZ05 | cPVVG | Humidification | 0 | 0
Existing | CZ05 | cPVVG | Heat Recovery | 0 | 0
Existing | CZ05 | cPVVG | Water Systems | 0 | 250672.67
Existing | CZ05 | cPVVG | Refrigeration | 0 | 0
Existing | CZ05 | cPVVG | Generators | 0 | 0
Existing | CZ05 | cPVVG | Total End Uses | 381589.35 | 434213.94
Existing | CZ06 | cPVVG | Heating | 0 | 20643.77
Existing | CZ06 | cPVVG | Cooling | 86226.73 | 0
Existing | CZ06 | cPVVG | Interior Lighting | 123101.41 | 0
Existing | CZ06 | cPVVG | Exterior Lighting | 0 | 0
Existing | CZ06 | cPVVG | Interior Equipment | 127970.66 | 133412.26
Existing | CZ06 | cPVVG | Exterior Equipment | 0 | 0
Existing | CZ06 | cPVVG | Fans | 68810.76 | 0
Existing | CZ06 | cPVVG | Pumps | 29.13 | 0
Existing | CZ06 | cPVVG | Heat Rejection | 0 | 0
Existing | CZ06 | cPVVG | Humidification | 0 | 0
Existing | CZ06 | cPVVG | Heat Recovery | 0 | 0
Existing | CZ06 | cPVVG | Water Systems | 0 | 231041.25
Existing | CZ06 | cPVVG | Refrigeration | 0 | 0
Existing | CZ06 | cPVVG | Generators | 0 | 0
Existing | CZ06 | cPVVG | Total End Uses | 406138.69 | 385097.29
Existing | CZ07 | cPVVG | Heating | 0 | 23195.98
Existing | CZ07 | cPVVG | Cooling | 90099.38 | 0
Existing | CZ07 | cPVVG | Interior Lighting | 123101.41 | 0
Existing | CZ07 | cPVVG | Exterior Lighting | 0 | 0
Existing | CZ07 | cPVVG | Interior Equipment | 127970.66 | 133412.26
Existing | CZ07 | cPVVG | Exterior Equipment | 0 | 0
Existing | CZ07 | cPVVG | Fans | 69366.6 | 0
Existing | CZ07 | cPVVG | Pumps | 38.74 | 0
Existing | CZ07 | cPVVG | Heat Rejection | 0 | 0
Existing | CZ07 | cPVVG | Humidification | 0 | 0
Existing | CZ07 | cPVVG | Heat Recovery | 0 | 0
Existing | CZ07 | cPVVG | Water Systems | 0 | 228118.52
Existing | CZ07 | cPVVG | Refrigeration | 0 | 0
Existing | CZ07 | cPVVG | Generators | 0 | 0
Existing | CZ07 | cPVVG | Total End Uses | 410576.79 | 384726.76
Existing | CZ08 | cPVVG | Heating | 0 | 46437.55
Existing | CZ08 | cPVVG | Cooling | 102798.55 | 0
Existing | CZ08 | cPVVG | Interior Lighting | 123101.41 | 0
Existing | CZ08 | cPVVG | Exterior Lighting | 0 | 0
Existing | CZ08 | cPVVG | Interior Equipment | 127970.66 | 133412.26
Existing | CZ08 | cPVVG | Exterior Equipment | 0 | 0
Existing | CZ08 | cPVVG | Fans | 76965.58 | 0
Existing | CZ08 | cPVVG | Pumps | 60.09 | 0
Existing | CZ08 | cPVVG | Heat Rejection | 0 | 0
Existing | CZ08 | cPVVG | Humidification | 0 | 0
Existing | CZ08 | cPVVG | Heat Recovery | 0 | 0
Existing | CZ08 | cPVVG | Water Systems | 0 | 227804.96
Existing | CZ08 | cPVVG | Refrigeration | 0 | 0
Existing | CZ08 | cPVVG | Generators | 0 | 0
Existing | CZ08 | cPVVG | Total End Uses | 430896.29 | 407654.78
Existing | CZ09 | cPVVG | Heating | 0 | 48651.56
Existing | CZ09 | cPVVG | Cooling | 114133.44 | 0
Existing | CZ09 | cPVVG | Interior Lighting | 123101.41 | 0
Existing | CZ09 | cPVVG | Exterior Lighting | 0 | 0
Existing | CZ09 | cPVVG | Interior Equipment | 127970.66 | 133412.26
Existing | CZ09 | cPVVG | Exterior Equipment | 0 | 0
Existing | CZ09 | cPVVG | Fans | 82283.78 | 0
Existing | CZ09 | cPVVG | Pumps | 72.23 | 0
Existing | CZ09 | cPVVG | Heat Rejection | 0 | 0
Existing | CZ09 | cPVVG | Humidification | 0 | 0
Existing | CZ09 | cPVVG | Heat Recovery | 0 | 0
Existing | CZ09 | cPVVG | Water Systems | 0 | 224665.38
Existing | CZ09 | cPVVG | Refrigeration | 0 | 0
Existing | CZ09 | cPVVG | Generators | 0 | 0
Existing | CZ09 | cPVVG | Total End Uses | 447561.52 | 406729.19
Existing | CZ10 | cPVVG | Heating | 0 | 89096.88
Existing | CZ10 | cPVVG | Cooling | 133366.4 | 0
Existing | CZ10 | cPVVG | Interior Lighting | 123101.41 | 0
Existing | CZ10 | cPVVG | Exterior Lighting | 0 | 0
Existing | CZ10 | cPVVG | Interior Equipment | 127970.66 | 133412.26
Existing | CZ10 | cPVVG | Exterior Equipment | 0 | 0
Existing | CZ10 | cPVVG | Fans | 92709.93 | 0
Existing | CZ10 | cPVVG | Pumps | 91.59 | 0
Existing | CZ10 | cPVVG | Heat Rejection | 0 | 0
Existing | CZ10 | cPVVG | Humidification | 0 | 0
Existing | CZ10 | cPVVG | Heat Recovery | 0 | 0
Existing | CZ10 | cPVVG | Water Systems | 0 | 222920.47
Existing | CZ10 | cPVVG | Refrigeration | 0 | 0
Existing | CZ10 | cPVVG | Generators | 0 | 0
Existing | CZ10 | cPVVG | Total End Uses | 477239.99 | 445429.61
Existing | CZ11 | cPVVG | Heating | 0 | 144276.19
Existing | CZ11 | cPVVG | Cooling | 139190.36 | 0
Existing | CZ11 | cPVVG | Interior Lighting | 123101.41 | 0
Existing | CZ11 | cPVVG | Exterior Lighting | 0 | 0
Existing | CZ11 | cPVVG | Interior Equipment | 127970.66 | 133412.26
Existing | CZ11 | cPVVG | Exterior Equipment | 0 | 0
Existing | CZ11 | cPVVG | Fans | 103149.45 | 0
Existing | CZ11 | cPVVG | Pumps | 94.55 | 0
Existing | CZ11 | cPVVG | Heat Rejection | 0 | 0
Existing | CZ11 | cPVVG | Humidification | 0 | 0
Existing | CZ11 | cPVVG | Heat Recovery | 0 | 0
Existing | CZ11 | cPVVG | Water Systems | 0 | 227872.44
Existing | CZ11 | cPVVG | Refrigeration | 0 | 0
Existing | CZ11 | cPVVG | Generators | 0 | 0
Existing | CZ11 | cPVVG | Total End Uses | 493506.43 | 505560.89
Existing | CZ12 | cPVVG | Heating | 0 | 125648.69
Existing | CZ12 | cPVVG | Cooling | 116844.39 | 0
Existing | CZ12 | cPVVG | Interior Lighting | 123101.41 | 0
Existing | CZ12 | cPVVG | Exterior Lighting | 0 | 0
Existing | CZ12 | cPVVG | Interior Equipment | 127970.66 | 133412.26
Existing | CZ12 | cPVVG | Exterior Equipment | 0 | 0
Existing | CZ12 | cPVVG | Fans | 92223.18 | 0
Existing | CZ12 | cPVVG | Pumps | 67.92 | 0
Existing | CZ12 | cPVVG | Heat Rejection | 0 | 0
Existing | CZ12 | cPVVG | Humidification | 0 | 0
Existing | CZ12 | cPVVG | Heat Recovery | 0 | 0
Existing | CZ12 | cPVVG | Water Systems | 0 | 234220.62
Existing | CZ12 | cPVVG | Refrigeration | 0 | 0
Existing | CZ12 | cPVVG | Generators | 0 | 0
Existing | CZ12 | cPVVG | Total End Uses | 460207.56 | 493281.58
Existing | CZ13 | cPVVG | Heating | 0 | 133241.95
Existing | CZ13 | cPVVG | Cooling | 152763.78 | 0
Existing | CZ13 | cPVVG | Interior Lighting | 123101.41 | 0
Existing | CZ13 | cPVVG | Exterior Lighting | 0 | 0
Existing | CZ13 | cPVVG | Interior Equipment | 127970.66 | 133412.26
Existing | CZ13 | cPVVG | Exterior Equipment | 0 | 0
Existing | CZ13 | cPVVG | Fans | 103514.97 | 0
Existing | CZ13 | cPVVG | Pumps | 96.14 | 0
Existing | CZ13 | cPVVG | Heat Rejection | 0 | 0
Existing | CZ13 | cPVVG | Humidification | 0 | 0
Existing | CZ13 | cPVVG | Heat Recovery | 0 | 0
Existing | CZ13 | cPVVG | Water Systems | 0 | 221300.22
Existing | CZ13 | cPVVG | Refrigeration | 0 | 0
Existing | CZ13 | cPVVG | Generators | 0 | 0
Existing | CZ13 | cPVVG | Total End Uses | 507446.97 | 487954.43
Existing | CZ14 | cPVVG | Heating | 0 | 125018.2
Existing | CZ14 | cPVVG | Cooling | 179957.79 | 0
Existing | CZ14 | cPVVG | Interior Lighting | 123101.41 | 0
Existing | CZ14 | cPVVG | Exterior Lighting | 0 | 0
Existing | CZ14 | cPVVG | Interior Equipment | 127970.66 | 133412.26
Existing | CZ14 | cPVVG | Exterior Equipment | 0 | 0
Existing | CZ14 | cPVVG | Fans | 114898.43 | 0
Existing | CZ14 | cPVVG | Pumps | 109.82 | 0
Existing | CZ14 | cPVVG | Heat Rejection | 0 | 0
Existing | CZ14 | cPVVG | Humidification | 0 | 0
Existing | CZ14 | cPVVG | Heat Recovery | 0 | 0
Existing | CZ14 | cPVVG | Water Systems | 0 | 210193.1
Existing | CZ14 | cPVVG | Refrigeration | 0 | 0
Existing | CZ14 | cPVVG | Generators | 0 | 0
Existing | CZ14 | cPVVG | Total End Uses | 546038.11 | 468623.56
Existing | CZ15 | cPVVG | Heating | 0 | 107325.42
Existing | CZ15 | cPVVG | Cooling | 234980.42 | 0
Existing | CZ15 | cPVVG | Interior Lighting | 123101.41 | 0
Existing | CZ15 | cPVVG | Exterior Lighting | 0 | 0
Existing | CZ15 | cPVVG | Interior Equipment | 127970.66 | 133412.26
Existing | CZ15 | cPVVG | Exterior Equipment | 0 | 0
Existing | CZ15 | cPVVG | Fans | 118911.91 | 0
Existing | CZ15 | cPVVG | Pumps | 129.37 | 0
Existing | CZ15 | cPVVG | Heat Rejection | 0 | 0
Existing | CZ15 | cPVVG | Humidification | 0 | 0
Existing | CZ15 | cPVVG | Heat Recovery | 0 | 0
Existing | CZ15 | cPVVG | Water Systems | 0 | 186784.33
Existing | CZ15 | cPVVG | Refrigeration | 0 | 0
Existing | CZ15 | cPVVG | Generators | 0 | 0
Existing | CZ15 | cPVVG | Total End Uses | 605093.77 | 427522.02
Existing | CZ16 | cPVVG | Heating | 0 | 165813.47
Existing | CZ16 | cPVVG | Cooling | 119188.41 | 0
Existing | CZ16 | cPVVG | Interior Lighting | 123101.41 | 0
Existing | CZ16 | cPVVG | Exterior Lighting | 0 | 0
Existing | CZ16 | cPVVG | Interior Equipment | 127970.66 | 133412.26
Existing | CZ16 | cPVVG | Exterior Equipment | 0 | 0
Existing | CZ16 | cPVVG | Fans | 114329.18 | 0
Existing | CZ16 | cPVVG | Pumps | 73.15 | 0
Existing | CZ16 | cPVVG | Heat Rejection | 0 | 0
Existing | CZ16 | cPVVG | Humidification | 0 | 0
Existing | CZ16 | cPVVG | Heat Recovery | 0 | 0
Existing | CZ16 | cPVVG | Water Systems | 0 | 247596.66
Existing | CZ16 | cPVVG | Refrigeration | 0 | 0
Existing | CZ16 | cPVVG | Generators | 0 | 0
Existing | CZ16 | cPVVG | Total End Uses | 484662.81 | 546822.39
New Construction | CZ01 | cPVVG | Heating | 0 | 143792.91
New Construction | CZ01 | cPVVG | Cooling | 24384.27 | 0
New Construction | CZ01 | cPVVG | Interior Lighting | 55409.82 | 0
New Construction | CZ01 | cPVVG | Exterior Lighting | 0 | 0
New Construction | CZ01 | cPVVG | Interior Equipment | 127970.66 | 133412.26
New Construction | CZ01 | cPVVG | Exterior Equipment | 0 | 0
New Construction | CZ01 | cPVVG | Fans | 73247.36 | 0
New Construction | CZ01 | cPVVG | Pumps | 27.89 | 0
New Construction | CZ01 | cPVVG | Heat Rejection | 0 | 0
New Construction | CZ01 | cPVVG | Humidification | 0 | 0
New Construction | CZ01 | cPVVG | Heat Recovery | 0 | 0
New Construction | CZ01 | cPVVG | Water Systems | 0 | 273554.16
New Construction | CZ01 | cPVVG | Refrigeration | 0 | 0
New Construction | CZ01 | cPVVG | Generators | 0 | 0
New Construction | CZ01 | cPVVG | Total End Uses | 281040 | 550759.33
New Construction | CZ02 | cPVVG | Heating | 0 | 103576.44
New Construction | CZ02 | cPVVG | Cooling | 55502.42 | 0
New Construction | CZ02 | cPVVG | Interior Lighting | 55409.82 | 0
New Construction | CZ02 | cPVVG | Exterior Lighting | 0 | 0
New Construction | CZ02 | cPVVG | Interior Equipment | 127970.66 | 133412.26
New Construction | CZ02 | cPVVG | Exterior Equipment | 0 | 0
New Construction | CZ02 | cPVVG | Fans | 72116.81 | 0
New Construction | CZ02 | cPVVG | Pumps | 22.79 | 0
New Construction | CZ02 | cPVVG | Heat Rejection | 0 | 0
New Construction | CZ02 | cPVVG | Humidification | 0 | 0
New Construction | CZ02 | cPVVG | Heat Recovery | 0 | 0
New Construction | CZ02 | cPVVG | Water Systems | 0 | 251508.19
New Construction | CZ02 | cPVVG | Refrigeration | 0 | 0
New Construction | CZ02 | cPVVG | Generators | 0 | 0
New Construction | CZ02 | cPVVG | Total End Uses | 311022.51 | 488496.9
New Construction | CZ03 | cPVVG | Heating | 0 | 68640.07
New Construction | CZ03 | cPVVG | Cooling | 44025.83 | 0
New Construction | CZ03 | cPVVG | Interior Lighting | 55409.82 | 0
New Construction | CZ03 | cPVVG | Exterior Lighting | 0 | 0
New Construction | CZ03 | cPVVG | Interior Equipment | 127970.66 | 133412.26
New Construction | CZ03 | cPVVG | Exterior Equipment | 0 | 0
New Construction | CZ03 | cPVVG | Fans | 67304.11 | 0
New Construction | CZ03 | cPVVG | Pumps | 16.01 | 0
New Construction | CZ03 | cPVVG | Heat Rejection | 0 | 0
New Construction | CZ03 | cPVVG | Humidification | 0 | 0
New Construction | CZ03 | cPVVG | Heat Recovery | 0 | 0
New Construction | CZ03 | cPVVG | Water Systems | 0 | 250524.26
New Construction | CZ03 | cPVVG | Refrigeration | 0 | 0
New Construction | CZ03 | cPVVG | Generators | 0 | 0
New Construction | CZ03 | cPVVG | Total End Uses | 294726.44 | 452576.6
New Construction | CZ04 | cPVVG | Heating | 0 | 74500.02
New Construction | CZ04 | cPVVG | Cooling | 63683.74 | 0
New Construction | CZ04 | cPVVG | Interior Lighting | 55409.82 | 0
New Construction | CZ04 | cPVVG | Exterior Lighting | 0 | 0
New Construction | CZ04 | cPVVG | Interior Equipment | 127970.66 | 133412.26
New Construction | CZ04 | cPVVG | Exterior Equipment | 0 | 0
New Construction | CZ04 | cPVVG | Fans | 70180.65 | 0
New Construction | CZ04 | cPVVG | Pumps | 17.25 | 0
New Construction | CZ04 | cPVVG | Heat Rejection | 0 | 0
New Construction | CZ04 | cPVVG | Humidification | 0 | 0
New Construction | CZ04 | cPVVG | Heat Recovery | 0 | 0
New Construction | CZ04 | cPVVG | Water Systems | 0 | 242005.64
New Construction | CZ04 | cPVVG | Refrigeration | 0 | 0
New Construction | CZ04 | cPVVG | Generators | 0 | 0
New Construction | CZ04 | cPVVG | Total End Uses | 317262.12 | 449917.92
New Construction | CZ05 | cPVVG | Heating | 0 | 75342.43
New Construction | CZ05 | cPVVG | Cooling | 47705.49 | 0
New Construction | CZ05 | cPVVG | Interior Lighting | 55409.82 | 0
New Construction | CZ05 | cPVVG | Exterior Lighting | 0 | 0
New Construction | CZ05 | cPVVG | Interior Equipment | 127970.66 | 133412.26
New Construction | CZ05 | cPVVG | Exterior Equipment | 0 | 0
New Construction | CZ05 | cPVVG | Fans | 69123.05 | 0
New Construction | CZ05 | cPVVG | Pumps | 18.09 | 0
New Construction | CZ05 | cPVVG | Heat Rejection | 0 | 0
New Construction | CZ05 | cPVVG | Humidification | 0 | 0
New Construction | CZ05 | cPVVG | Heat Recovery | 0 | 0
New Construction | CZ05 | cPVVG | Water Systems | 0 | 250521.39
New Construction | CZ05 | cPVVG | Refrigeration | 0 | 0
New Construction | CZ05 | cPVVG | Generators | 0 | 0
New Construction | CZ05 | cPVVG | Total End Uses | 300227.11 | 459276.09
New Construction | CZ06 | cPVVG | Heating | 0 | 32795.61
New Construction | CZ06 | cPVVG | Cooling | 69187.02 | 0
New Construction | CZ06 | cPVVG | Interior Lighting | 55409.82 | 0
New Construction | CZ06 | cPVVG | Exterior Lighting | 0 | 0
New Construction | CZ06 | cPVVG | Interior Equipment | 127970.66 | 133412.26
New Construction | CZ06 | cPVVG | Exterior Equipment | 0 | 0
New Construction | CZ06 | cPVVG | Fans | 64104.4 | 0
New Construction | CZ06 | cPVVG | Pumps | 13.23 | 0
New Construction | CZ06 | cPVVG | Heat Rejection | 0 | 0
New Construction | CZ06 | cPVVG | Humidification | 0 | 0
New Construction | CZ06 | cPVVG | Heat Recovery | 0 | 0
New Construction | CZ06 | cPVVG | Water Systems | 0 | 230952.62
New Construction | CZ06 | cPVVG | Refrigeration | 0 | 0
New Construction | CZ06 | cPVVG | Generators | 0 | 0
New Construction | CZ06 | cPVVG | Total End Uses | 316685.13 | 397160.49
New Construction | CZ07 | cPVVG | Heating | 0 | 37019.08
New Construction | CZ07 | cPVVG | Cooling | 74442.45 | 0
New Construction | CZ07 | cPVVG | Interior Lighting | 55409.82 | 0
New Construction | CZ07 | cPVVG | Exterior Lighting | 0 | 0
New Construction | CZ07 | cPVVG | Interior Equipment | 127970.66 | 133412.26
New Construction | CZ07 | cPVVG | Exterior Equipment | 0 | 0
New Construction | CZ07 | cPVVG | Fans | 65292.58 | 0
New Construction | CZ07 | cPVVG | Pumps | 15.24 | 0
New Construction | CZ07 | cPVVG | Heat Rejection | 0 | 0
New Construction | CZ07 | cPVVG | Humidification | 0 | 0
New Construction | CZ07 | cPVVG | Heat Recovery | 0 | 0
New Construction | CZ07 | cPVVG | Water Systems | 0 | 228027.04
New Construction | CZ07 | cPVVG | Refrigeration | 0 | 0
New Construction | CZ07 | cPVVG | Generators | 0 | 0
New Construction | CZ07 | cPVVG | Total End Uses | 323130.75 | 398458.37
New Construction | CZ08 | cPVVG | Heating | 0 | 60479.75
New Construction | CZ08 | cPVVG | Cooling | 84191.26 | 0
New Construction | CZ08 | cPVVG | Interior Lighting | 55409.82 | 0
New Construction | CZ08 | cPVVG | Exterior Lighting | 0 | 0
New Construction | CZ08 | cPVVG | Interior Equipment | 127970.66 | 133412.26
New Construction | CZ08 | cPVVG | Exterior Equipment | 0 | 0
New Construction | CZ08 | cPVVG | Fans | 69457.9 | 0
New Construction | CZ08 | cPVVG | Pumps | 27.13 | 0
New Construction | CZ08 | cPVVG | Heat Rejection | 0 | 0
New Construction | CZ08 | cPVVG | Humidification | 0 | 0
New Construction | CZ08 | cPVVG | Heat Recovery | 0 | 0
New Construction | CZ08 | cPVVG | Water Systems | 0 | 227711.8
New Construction | CZ08 | cPVVG | Refrigeration | 0 | 0
New Construction | CZ08 | cPVVG | Generators | 0 | 0
New Construction | CZ08 | cPVVG | Total End Uses | 337056.77 | 421603.81
New Construction | CZ09 | cPVVG | Heating | 0 | 55407.24
New Construction | CZ09 | cPVVG | Cooling | 89000.83 | 0
New Construction | CZ09 | cPVVG | Interior Lighting | 55409.82 | 0
New Construction | CZ09 | cPVVG | Exterior Lighting | 0 | 0
New Construction | CZ09 | cPVVG | Interior Equipment | 127970.66 | 133412.26
New Construction | CZ09 | cPVVG | Exterior Equipment | 0 | 0
New Construction | CZ09 | cPVVG | Fans | 70134.2 | 0
New Construction | CZ09 | cPVVG | Pumps | 26.88 | 0
New Construction | CZ09 | cPVVG | Heat Rejection | 0 | 0
New Construction | CZ09 | cPVVG | Humidification | 0 | 0
New Construction | CZ09 | cPVVG | Heat Recovery | 0 | 0
New Construction | CZ09 | cPVVG | Water Systems | 0 | 224569.98
New Construction | CZ09 | cPVVG | Refrigeration | 0 | 0
New Construction | CZ09 | cPVVG | Generators | 0 | 0
New Construction | CZ09 | cPVVG | Total End Uses | 342542.39 | 413389.48
New Construction | CZ10 | cPVVG | Heating | 0 | 95357.99
New Construction | CZ10 | cPVVG | Cooling | 107550 | 0
New Construction | CZ10 | cPVVG | Interior Lighting | 55409.82 | 0
New Construction | CZ10 | cPVVG | Exterior Lighting | 0 | 0
New Construction | CZ10 | cPVVG | Interior Equipment | 127970.66 | 133412.26
New Construction | CZ10 | cPVVG | Exterior Equipment | 0 | 0
New Construction | CZ10 | cPVVG | Fans | 78583.96 | 0
New Construction | CZ10 | cPVVG | Pumps | 39.48 | 0
New Construction | CZ10 | cPVVG | Heat Rejection | 0 | 0
New Construction | CZ10 | cPVVG | Humidification | 0 | 0
New Construction | CZ10 | cPVVG | Heat Recovery | 0 | 0
New Construction | CZ10 | cPVVG | Water Systems | 0 | 222811.75
New Construction | CZ10 | cPVVG | Refrigeration | 0 | 0
New Construction | CZ10 | cPVVG | Generators | 0 | 0
New Construction | CZ10 | cPVVG | Total End Uses | 369553.92 | 451582
New Construction | CZ11 | cPVVG | Heating | 0 | 131701.79
New Construction | CZ11 | cPVVG | Cooling | 106791.97 | 0
New Construction | CZ11 | cPVVG | Interior Lighting | 55409.82 | 0
New Construction | CZ11 | cPVVG | Exterior Lighting | 0 | 0
New Construction | CZ11 | cPVVG | Interior Equipment | 127970.66 | 133412.26
New Construction | CZ11 | cPVVG | Exterior Equipment | 0 | 0
New Construction | CZ11 | cPVVG | Fans | 83698.92 | 0
New Construction | CZ11 | cPVVG | Pumps | 29.66 | 0
New Construction | CZ11 | cPVVG | Heat Rejection | 0 | 0
New Construction | CZ11 | cPVVG | Humidification | 0 | 0
New Construction | CZ11 | cPVVG | Heat Recovery | 0 | 0
New Construction | CZ11 | cPVVG | Water Systems | 0 | 227759.43
New Construction | CZ11 | cPVVG | Refrigeration | 0 | 0
New Construction | CZ11 | cPVVG | Generators | 0 | 0
New Construction | CZ11 | cPVVG | Total End Uses | 373901.03 | 492873.49
New Construction | CZ12 | cPVVG | Heating | 0 | 120031.76
New Construction | CZ12 | cPVVG | Cooling | 90778.97 | 0
New Construction | CZ12 | cPVVG | Interior Lighting | 55409.82 | 0
New Construction | CZ12 | cPVVG | Exterior Lighting | 0 | 0
New Construction | CZ12 | cPVVG | Interior Equipment | 127970.66 | 133412.26
New Construction | CZ12 | cPVVG | Exterior Equipment | 0 | 0
New Construction | CZ12 | cPVVG | Fans | 78296.21 | 0
New Construction | CZ12 | cPVVG | Pumps | 25.41 | 0
New Construction | CZ12 | cPVVG | Heat Rejection | 0 | 0
New Construction | CZ12 | cPVVG | Humidification | 0 | 0
New Construction | CZ12 | cPVVG | Heat Recovery | 0 | 0
New Construction | CZ12 | cPVVG | Water Systems | 0 | 234113.74
New Construction | CZ12 | cPVVG | Refrigeration | 0 | 0
New Construction | CZ12 | cPVVG | Generators | 0 | 0
New Construction | CZ12 | cPVVG | Total End Uses | 352481.08 | 487557.76
New Construction | CZ13 | cPVVG | Heating | 0 | 123976.14
New Construction | CZ13 | cPVVG | Cooling | 117609.9 | 0
New Construction | CZ13 | cPVVG | Interior Lighting | 55409.82 | 0
New Construction | CZ13 | cPVVG | Exterior Lighting | 0 | 0
New Construction | CZ13 | cPVVG | Interior Equipment | 127970.66 | 133412.26
New Construction | CZ13 | cPVVG | Exterior Equipment | 0 | 0
New Construction | CZ13 | cPVVG | Fans | 84866.13 | 0
New Construction | CZ13 | cPVVG | Pumps | 29.01 | 0
New Construction | CZ13 | cPVVG | Heat Rejection | 0 | 0
New Construction | CZ13 | cPVVG | Humidification | 0 | 0
New Construction | CZ13 | cPVVG | Heat Recovery | 0 | 0
New Construction | CZ13 | cPVVG | Water Systems | 0 | 221190.85
New Construction | CZ13 | cPVVG | Refrigeration | 0 | 0
New Construction | CZ13 | cPVVG | Generators | 0 | 0
New Construction | CZ13 | cPVVG | Total End Uses | 385885.52 | 478579.25
New Construction | CZ14 | cPVVG | Heating | 0 | 119023.31
New Construction | CZ14 | cPVVG | Cooling | 141159.46 | 0
New Construction | CZ14 | cPVVG | Interior Lighting | 55409.82 | 0
New Construction | CZ14 | cPVVG | Exterior Lighting | 0 | 0
New Construction | CZ14 | cPVVG | Interior Equipment | 127970.66 | 133412.26
New Construction | CZ14 | cPVVG | Exterior Equipment | 0 | 0
New Construction | CZ14 | cPVVG | Fans | 91934.85 | 0
New Construction | CZ14 | cPVVG | Pumps | 49.47 | 0
New Construction | CZ14 | cPVVG | Heat Rejection | 0 | 0
New Construction | CZ14 | cPVVG | Humidification | 0 | 0
New Construction | CZ14 | cPVVG | Heat Recovery | 0 | 0
New Construction | CZ14 | cPVVG | Water Systems | 0 | 210076.95
New Construction | CZ14 | cPVVG | Refrigeration | 0 | 0
New Construction | CZ14 | cPVVG | Generators | 0 | 0
New Construction | CZ14 | cPVVG | Total End Uses | 416524.27 | 462512.52
New Construction | CZ15 | cPVVG | Heating | 0 | 94757.03
New Construction | CZ15 | cPVVG | Cooling | 181675.84 | 0
New Construction | CZ15 | cPVVG | Interior Lighting | 55409.82 | 0
New Construction | CZ15 | cPVVG | Exterior Lighting | 0 | 0
New Construction | CZ15 | cPVVG | Interior Equipment | 127970.66 | 133412.26
New Construction | CZ15 | cPVVG | Exterior Equipment | 0 | 0
New Construction | CZ15 | cPVVG | Fans | 91359.58 | 0
New Construction | CZ15 | cPVVG | Pumps | 70.21 | 0
New Construction | CZ15 | cPVVG | Heat Rejection | 0 | 0
New Construction | CZ15 | cPVVG | Humidification | 0 | 0
New Construction | CZ15 | cPVVG | Heat Recovery | 0 | 0
New Construction | CZ15 | cPVVG | Water Systems | 0 | 186687.09
New Construction | CZ15 | cPVVG | Refrigeration | 0 | 0
New Construction | CZ15 | cPVVG | Generators | 0 | 0
New Construction | CZ15 | cPVVG | Total End Uses | 456486.12 | 414856.39
New Construction | CZ16 | cPVVG | Heating | 0 | 166404.28
New Construction | CZ16 | cPVVG | Cooling | 93496.82 | 0
New Construction | CZ16 | cPVVG | Interior Lighting | 55409.82 | 0
New Construction | CZ16 | cPVVG | Exterior Lighting | 0 | 0
New Construction | CZ16 | cPVVG | Interior Equipment | 127970.66 | 133412.26
New Construction | CZ16 | cPVVG | Exterior Equipment | 0 | 0
New Construction | CZ16 | cPVVG | Fans | 91940.6 | 0
New Construction | CZ16 | cPVVG | Pumps | 33.98 | 0
New Construction | CZ16 | cPVVG | Heat Rejection | 0 | 0
New Construction | CZ16 | cPVVG | Humidification | 0 | 0
New Construction | CZ16 | cPVVG | Heat Recovery | 0 | 0
New Construction | CZ16 | cPVVG | Water Systems | 0 | 247476.44
New Construction | CZ16 | cPVVG | Refrigeration | 0 | 0
New Construction | CZ16 | cPVVG | Generators | 0 | 0
New Construction | CZ16 | cPVVG | Total End Uses | 368851.88 | 547292.99

## PV
PV - Restaurant - Sit-Down (NA)

## EV Charger
EV Charger - Restaurant - Sit-Down (NA)

## Raw_building (hidden)
Building Type | Building Category | Roof Type | Window Wall Ratio (%)
Restaurant - Sit-Down | Nonresidential | Flat Roof | 13.1

## Raw_windowdimensionsillheight (hidden)
Window Name | Width [ft] | Height [ft] | Sill Height [ft]
EL1 EAST WIN (G.E1.E1.W1) | 31.3 | 6 | 3
EL1 NORTH WIN (G.E1.E2.W1) | 11.94 | 6 | 3
EL1 SOUTH WIN (G.E1.E3.W1) | 17.88 | 6 | 3
EL1 SOUTH WIN (G.SW2.E4.W1) | 13.42 | 6 | 3
EL1 WEST WIN (G.SW2.E5.W1) | 10.43 | 6 | 3

## Raw_shadinggeometry (hidden)
Shading Name | Width [ft] | Length [ft]
No Shading

## Raw_zonesummary (hidden)
Vintage | Space | Zone Name | Conditioned | Area (Excluding Plenums and CrawlSpace) (ft2) | Area (Including Plenums and CrawlSpace) (ft2) | Width (ft) | Length (ft) | Volume (ft3) | Multipliers | People (Persons/1000 ft2) | Lighting (Btu/h-ft2) | Plug Loads (Btu/h-ft2) | Outdoor Air Flow per Person (cfm/person) | Outdoor Air Flow per Zone Floor Area (cfm/ft2) | Zone Type | HVAC System Identifier | Schedule Identifier | Height (ft)
Existing | DINING EL1 EAST PERIM SPC (G.E1) | DINING EL1 EAST PERIM SPC (G.E1) | Yes | 2999.18 | 2999.18 | 54.76 | 54.76 | 29993.26 | 1 | 33.33 | 4.1495 | 1.7058 | 0.0 | 0.5 | Dining_fine | Alternative | Restaurant | 10.0005
Existing | EL1 EAST PERIM PLNM (G.E5) | EL1 EAST PERIM PLNM (G.E5) | No | 0 | 2999.18 | 54.76 | 54.76 | 8997.98 | 1 | 0 | 0 | 0 | - | - | Plenum | - | Plenum | 3.0001
Existing | EL1 NORTH PERIM PLNM (G.N8) | EL1 NORTH PERIM PLNM (G.N8) | No | 0 | 200.24 | 14.14 | 14.14 | 600.75 | 1 | 0 | 0 | 0 | - | - | Plenum | - | Plenum | 3.0001
Existing | EL1 SW PERIM PLNM (G.SW6) | EL1 SW PERIM PLNM (G.SW6) | No | 0 | 800.58 | 32.12 | 24.93 | 2401.86 | 1 | 0 | 0 | 0 | - | - | Plenum | - | Plenum | 3.0001
Existing | EL1 WNW PERIM PLNM (G.WNW7) | EL1 WNW PERIM PLNM (G.WNW7) | No | 0 | 1603.08 | 32.12 | 49.93 | 4809.48 | 1 | 0 | 0 | 0 | - | - | Plenum | - | Plenum | 3.0001
Existing | KITCHEN EL1 WNW PERIM SPC (G.WNW3) | KITCHEN EL1 WNW PERIM SPC (G.WNW3) | Yes | 1603.08 | 1603.08 | 32.12 | 49.93 | 16031.61 | 1 | 2.5 | 5.6273 | 26.4716 | 0.0 | 0.15 | Kitchen | Customized | Kitchen | 10.0005
Existing | LOBBYWAITING EL1 SW PERIM SPC (G.SW2) | LOBBYWAITING EL1 SW PERIM SPC (G.SW2) | Yes | 800.58 | 800.58 | 32.12 | 24.93 | 8006.2 | 1 | 33.33 | 4.9876 | 1.7058 | 0.0 | 0.5 | Lobby | Main | Restaurant | 10.0005
Existing | RESTROOM EL1 NORTH PERIM SPC (G.N4) | RESTROOM EL1 NORTH PERIM SPC (G.N4) | Yes | 200.24 | 200.24 | 14.14 | 14.14 | 2002.5 | 1 | 5 | 2.0522 | 0 | 0.0 | 0.0 | Restroom | Main | Restaurant | 10.0005
New Construction | DINING EL1 EAST PERIM SPC (G.E1) | DINING EL1 EAST PERIM SPC (G.E1) | Yes | 2999.18 | 2999.18 | 54.76 | 54.76 | 29993.26 | 1 | 33.33 | 1.3647 | 1.7058 | 0.0 | 0.5 | Dining_fine | Alternative | Restaurant | 10.0005
New Construction | EL1 EAST PERIM PLNM (G.E5) | EL1 EAST PERIM PLNM (G.E5) | No | 0 | 2999.18 | 54.76 | 54.76 | 8997.98 | 1 | 0 | 0 | 0 | - | - | Plenum | - | Plenum | 3.0001
New Construction | EL1 NORTH PERIM PLNM (G.N8) | EL1 NORTH PERIM PLNM (G.N8) | No | 0 | 200.24 | 14.14 | 14.14 | 600.75 | 1 | 0 | 0 | 0 | - | - | Plenum | - | Plenum | 3.0001
New Construction | EL1 SW PERIM PLNM (G.SW6) | EL1 SW PERIM PLNM (G.SW6) | No | 0 | 800.58 | 32.12 | 24.93 | 2401.86 | 1 | 0 | 0 | 0 | - | - | Plenum | - | Plenum | 3.0001
New Construction | EL1 WNW PERIM PLNM (G.WNW7) | EL1 WNW PERIM PLNM (G.WNW7) | No | 0 | 1603.08 | 32.12 | 49.93 | 4809.48 | 1 | 0 | 0 | 0 | - | - | Plenum | - | Plenum | 3.0001
New Construction | KITCHEN EL1 WNW PERIM SPC (G.WNW3) | KITCHEN EL1 WNW PERIM SPC (G.WNW3) | Yes | 1603.08 | 1603.08 | 32.12 | 49.93 | 16031.61 | 1 | 2.5 | 3.2411 | 26.4716 | 0.0 | 0.15 | Kitchen | Customized | Kitchen | 10.0005
New Construction | LOBBYWAITING EL1 SW PERIM SPC (G.SW2) | LOBBYWAITING EL1 SW PERIM SPC (G.SW2) | Yes | 800.58 | 800.58 | 32.12 | 24.93 | 8006.2 | 1 | 33.33 | 2.3882 | 1.7058 | 0.0 | 0.5 | Lobby | Main | Restaurant | 10.0005
New Construction | RESTROOM EL1 NORTH PERIM SPC (G.N4) | RESTROOM EL1 NORTH PERIM SPC (G.N4) | Yes | 200.24 | 200.24 | 14.14 | 14.14 | 2002.5 | 1 | 5 | 2.2176 | 0 | 0.0 | 0.0 | Restroom | Main | Restaurant | 10.0005