## Geometry Summary (hidden)
Abbreviation | Building Type | Shape | Number of Floors | Aspect Ratio | Zone Height_1 | Zone Height_2 | Zone Height_3 | Plenum Height | Floor to Floor Height (feet) | Floor to Ceiling Height (feet)
Asm | Assembly | #VALUE! | 1 | 1 | 12.0006 | na | na | 3.0001 | 12.0006 | 15.0007
ECC | Education - Community College | #VALUE! | 3 | 5.7 | 9.0004 | 13.0006 | na | 4.0002 | 9 / 13 | 13 / 17
EPr | Education - Primary School | #VALUE! | 1 | 2 | 9.0004 | 12.0006 | na | 3.0001 | 9 / 12 | 12 / 15
ERC | Education - Relocatable Classroom | #VALUE! | 1 | 1.7 | 9.0004 | na | na | 3.0001 | 9.0004 | 12.0006
ESe | Education - Secondary School | #VALUE! | 2 | 2.5/1.0 | 9.0004 | 13.0006 | na | 4.0002 | 9 / 13 | 13 / 17
EUn | Education - University | #VALUE! | 4 | 2.0/15.0 | 10.0005 | 9.0004 | 14.0007 | 4.0002 | 9 / 10 / 14 | 13 / 14 / 18
Fin | Financial buildings, incl. banks | #VALUE! | 1 | 1 | 11.0005 | na | na | na | 11.0005 | 11.0005
Gro | Grocery | #VALUE! | 1 | 1 | 25.0012 | na | na | na | 25.0012 | 25.0012
Hsp | Health/Medical - Hospital | #VALUE! | 3 | 1 | 10.007 | 12.9927 | na | 2.9857 | 10 / 13 | 13 / 16
Htl | Lodging - Hotel | #VALUE! | 4 | 6.6 | 8.0004 | 10.5005 | na | 1.5001 | 8 / 11 | 10 / 12
Lib | Libraries | #VALUE! | 1 | 1 | 13.0006 | na | na | na | 13.0006 | 13.0006
MBT | Manufacturing Biotech | #VALUE! | 1 | 6 | 9.0004 | na | na | 6.0003 | 9.0004 | 15.0008
MLI | Manufacturing Light Industrial | #VALUE! | 1 | 1 | 35.0017 | na | na | na | 35.0017 | 35.0017
Mtl | Lodging - Motel | #VALUE! | 2 | 5.1 | 9.0004 | na | na | na | 9.0004 | 9.0004
Nrs | Health/Medical - Nursing Home | #VALUE! | 2 | 10.3 | 12.9986 | 9.0005 | na | 4.0055 | 9 / 13 | 13 / 17
OfL | Office - Large | #VALUE! | 3 | 1.5 | 9.0004 | na | na | 3.0001 | 9.0004 | 12.0006
OfS | Office - Small | #VALUE! | 2 | 1.5 | 9.0004 | na | na | 3.0001 | 9.0004 | 12.0006
Rel | Religious assembly buildings | #VALUE! | 1 | 2.5 | 37.5018 | 15.0007 | na | na | 38 / 15 | 38 / 15
RFF | Restaurant - Fast-Food | #VALUE! | 1 | 1 | 10.0005 | na | na | 3.0002 | 10.0005 | 13.0007
RSD | Restaurant - Sit-Down | #VALUE! | 1 | 1 | 10.0005 | na | na | 3.0001 | 10.0005 | 13.0006
Rt3 | Retail - Multistory Large | #VALUE! | 3 | 1 | 15.0007 | na | na | 5.8002 | 15.0007 | 20.8009
RtL | Retail - Single-Story Large | #VALUE! | 1 | 1 | 20.501 | na | na | na | 20.501 | 20.501
RtS | Retail - Small | #VALUE! | 1 | 1 | 10.0005 | na | na | 2.0001 | 10.0005 | 12.0006
SCn | Storage - Conditioned | #VALUE! | 1 | 1 | 48.0023 | na | na | na | 48.0023 | 48.0023
SUn | Storage - Unconditioned | #VALUE! | 1 | 1 | 48.0023 | na | na | na | 48.0023 | 48.0023
WRf | Warehouse - Refrigerated | #VALUE! | 1 | 1 | 48.0023 | na | na | na | 48.0023 | 48.0023

## Prototype
TRC, Updated Febuary 2026
Retail - Small
Characteristic | Value
Building Type | Retail - Small
Building Category | Nonresidential
Vintages | Two vintages: Existing and New Construction
Shape | #VALUE!
Total Floor Area (ft²) | 8002.1
Aspect Ratio | 1
Number of Floors | 1
Roof Type | Flat Roof
Gross Window to Wall Ratio (%) | 12.5
Shading Geometry | No Shading
Floor to Floor Height (feet) | 10.0005
Floor to Ceiling Height (feet) | 12.0006
Glazing Sill Height (feet) | 3

## Notes
Prototype Overview
Name | Description
Asm | Assembly
ECC | Education - Community College
EPr | Education - Primary School
ERC | Education - Relocatable Classroom
ESe | Education - Secondary School
EUn | Education - University
Fin | Financial buildings, incl. banks
Gro | Grocery
Hsp | Health/Medical - Hospital
Htl | Lodging - Hotel
Lib | Libraries
MBT | Manufacturing Biotech
MLI | Manufacturing Light Industrial
Mtl | Lodging - Motel
Nrs | Health/Medical - Nursing Home
OfL | Office - Large
OfS | Office - Small
Rel | Religious assembly buildings
RFF | Restaurant - Fast-Food
RSD | Restaurant - Sit-Down
Rt3 | Retail - Multistory Large
RtL | Retail - Single-Story Large
RtS | Retail - Small
SCn | Storage - Conditioned
SUn | Storage - Unconditioned
WRf | Warehouse - Refrigerated
Vintages
Existing | Weighted average of Title 24 requirements based on vintages from 1975 to 2022
New Construction | Title 24 2025
Run Begin Day
Begin Month | Begin Day of Month | Day of Week for Start Day
1 | 1 | Sunday
Special Days
Name | Start Date | Duration (days) | Special Day Type
New Years Day | January 1 | 1 | Holiday
Veterans Day | November 11 | 1 | Holiday
Christmas | December 25 | 1 | Holiday
Independence Day | July 4 | 1 | Holiday
MLK Day | 3rd Monday in January | 1 | Holiday
Presidents Day | 3rd Monday in February | 1 | Holiday
Memorial Day | Last Monday in May | 1 | Holiday
Labor Day | 1st Monday in September | 1 | Holiday
Columbus Day | 2nd Monday in October | 1 | Holiday
Thanksgiving | 4th Thursday in November | 1 | Holiday

## Raw_runbeginday (hidden)
Begin Month | Begin Day of Month | Day of Week for Start Day
1 | 1 | Sunday

## Raw_specialdays (hidden)
Name | Start Day | Duration | Special Day Type
New Years Day | January 1 | 1 | Holiday
Veterans Day | November 11 | 1 | Holiday
Christmas | December 25 | 1 | Holiday
Independence Day | July 4 | 1 | Holiday
MLK Day | 3rd Monday in January | 1 | Holiday
Presidents Day | 3rd Monday in February | 1 | Holiday
Memorial Day | Last Monday in May | 1 | Holiday
Labor Day | 1st Monday in September | 1 | Holiday
Columbus Day | 2nd Monday in October | 1 | Holiday
Thanksgiving | 4th Thursday in November | 1 | Holiday

## Climate Zone
Climate Zones - All Prototypes
Climate Zone | Representative City | Weather File Name
CZ01 | Eureka | CA_EUREKA_725940S_CZ2022.epw
CZ02 | Napa | CA_NAPA-CO_724955S_CZ2022.epw
CZ03 | Oakland | CA_OAKLAND-METRO-AP_724930S_CZ2022.epw
CZ04 | San Jose | CA_SAN-JOSE-IAP_724945S_CZ2022.epw
CZ05 | Santa Maria | CA_SANTA-MARIA-PUBLIC-AP_723940S_CZ2022.epw
CZ06 | Los Angeles | CA_LOS-ANGELES-IAP_722950S_CZ2022.epw
CZ07 | San Diego-Lindbergh | CA_SAN-DIEGO-LINDBERGH-FLD_722900S_CZ2022.epw
CZ08 | Long Beach-Daugherty | CA_LONG-BEACH-DAUGHERTY-FLD_722970S_CZ2022.epw
CZ09 | Los Angeles | CA_LOS-ANGELES-DOWNTOWN-USC_722874S_CZ2022.epw
CZ10 | Riverside | CA_RIVERSIDE-MUNI_722869S_CZ2022.epw
CZ11 | Red Bluff | CA_RED-BLUFF-MUNI-AP_725910S_CZ2022.epw
CZ12 | Stockton | CA_STOCKTON-METRO-AP_724920S_CZ2022.epw
CZ13 | Fresno Yosemite | CA_FRESNO-YOSEMITE-IAP_723890S_CZ2022.epw
CZ14 | Daggett Barstow | CA_DAGGETT-BARSTOW-AP_723815S_CZ2022.epw
CZ15 | El Centro | CA_EL-CENTRO-NAF_722810S_CZ2022.epw
CZ16 | Bishop | CA_BISHOP-AP_724800S_CZ2022.epw
Source: California Energy Commission, https://cecgis-caenergy.opendata.arcgis.com/datasets/CAEnergy::california-building-climate-zones/about

## Zones
Zone Summary - Retail - Small
Space | Zone Name | Conditioned [Y/N] | Zone Type | HVAC System Identifier (Main/Alternative/Customized) | Schedule Identifier | Area Fraction | Area (Excluding Plenums and Crawl Space) (ft²) | Volume (ft³) | Multipliers | People (Persons/1,000 ft²) | Note
EL1 NORTH PERIM PLNM (G.N4) ZN THERMAL ZONE | EL1 NORTH PERIM PLNM (G.N4) ZN THERMAL ZONE | No | Plenum | - | Plenum | 0% | 0 | 3200.66 | 1 | 0
EL1 SOUTH PERIM PLNM (G.S3) ZN THERMAL ZONE | EL1 SOUTH PERIM PLNM (G.S3) ZN THERMAL ZONE | No | Plenum | - | Plenum | 0% | 0 | 12804.32 | 1 | 0
RETAILSALES EL1 SOUTH PERIM (G.S1) | RETAILSALES EL1 SOUTH PERIM (G.S1) | Yes | Retail_sales | Main | Retail | 80% | 6401.85 | 64021.61 | 1 | 8.33
STOCKROOM EL1 NORTH PERIM (G.N2) | STOCKROOM EL1 NORTH PERIM (G.N2) | Yes | Storage_warehouse | Main | Retail | 20% | 1600.25 | 16003.31 | 1 | 1
Total (4 Space) | Total (4 Space) | Total (2 Conditioned zones, 2 Unconditioned Zones) |  |  |  |  | 8002.1

## Envelope
Envelope - Retail - Small
Element | Prototype | Assembly Type | Construction | Unit | Vintage | Selected T24 | Note | CZ01 | CZ02 | CZ03 | CZ04 | CZ05 | CZ06 | CZ07 | CZ08 | CZ09 | CZ10 | CZ11 | CZ12 | CZ13 | CZ14 | CZ15 | CZ16
External Wall | Retail - Small | - | Stucco+Wall Continuous Insulation+Gypsum 5/8in | U-value IP | Existing | Weighted average |  | 0.393 | 0.609 | 0.577 | 0.629 | 0.615 | 0.623 | 0.73 | 0.626 | 0.621 | 0.884 | 0.497 | 0.533 | 0.509 | 0.384 | 0.378 | 0.357
External Wall | Retail - Small | - | Stucco+Wall Continuous Insulation+Gypsum 5/8in | U-value IP | New Construction | 2025 |  | 0.257 | 1.452 | 1.452 | 1.452 | 1.452 | 1.515 | 1.515 | 1.515 | 1.515 | 1.452 | 0.185 | 0.257 | 0.218 | 0.185 | 0.185 | 0.176
Roof | Retail - Small | - | Roof Membrane+Roof Continuous Insulation+Metal Decking | U-value IP | Existing | Weighted average |  | 0.067 | 0.066 | 0.067 | 0.065 | 0.067 | 0.074 | 0.073 | 0.073 | 0.07 | 0.061 | 0.063 | 0.063 | 0.063 | 0.061 | 0.059 | 0.061
Roof | Retail - Small | - | Roof Membrane+Roof Continuous Insulation+Metal Decking | U-value IP | New Construction | 2025 |  | 0.028 | 0.028 | 0.028 | 0.028 | 0.028 | 0.048 | 0.048 | 0.048 | 0.028 | 0.028 | 0.028 | 0.028 | 0.028 | 0.028 | 0.028 | 0.028
Windows | Retail - Small | - | Theoretical Glazing | U-value IP | Existing | Weighted average |  | 1.024 | 1.078 | 1.131 | 1.108 | 1.109 | 1.115 | 1.075 | 1.114 | 1.112 | 0.875 | 0.942 | 0.94 | 0.929 | 0.886 | 0.831 | 0.885
Windows | Retail - Small | - | Theoretical Glazing | U-value IP | New Construction | 2025 |  | 0.36 | 0.36 | 0.36 | 0.36 | 0.36 | 0.36 | 0.36 | 0.36 | 0.34 | 0.36 | 0.34 | 0.34 | 0.34 | 0.34 | 0.34 | 0.36
Windows | Retail - Small | - | Theoretical Glazing | SHGC | Existing | Weighted average |  | 0.70708 | 0.70715 | 0.73753 | 0.71836 | 0.75308 | 0.7254 | 0.72673 | 0.7241 | 0.72365 | 0.5734 | 0.64366 | 0.64394 | 0.6358 | 0.60724 | 0.57129 | 0.62767
Windows | Retail - Small | - | Theoretical Glazing | SHGC | New Construction | 2025 |  | 0.25 | 0.25 | 0.25 | 0.25 | 0.25 | 0.25 | 0.25 | 0.25 | 0.22 | 0.25 | 0.22 | 0.22 | 0.22 | 0.22 | 0.22 | 0.25
Windows | Retail - Small | - | Theoretical Glazing | Visible Transmittance | Existing | Weighted average |  | 0.26089 | 0.26141 | 0.26004 | 0.26231 | 0.26223 | 0.26197 | 0.26576 | 0.26213 | 0.26228 | 0.27816 | 0.26665 | 0.26607 | 0.26793 | 0.27125 | 0.27583 | 0.27139
Windows | Retail - Small | - | Theoretical Glazing | Visible Transmittance | New Construction | 2025 |  | 0.42 | 0.42 | 0.42 | 0.42 | 0.42 | 0.42 | 0.42 | 0.42 | 0.42 | 0.42 | 0.42 | 0.42 | 0.42 | 0.42 | 0.42 | 0.42
Infiltration - Retail - Small
|  |  |  | Element | Unit | Vintage | Note | CZ01 | CZ02 | CZ03 | CZ04 | CZ05 | CZ06 | CZ07 | CZ08 | CZ09 | CZ10 | CZ11 | CZ12 | CZ13 | CZ14 | CZ15 | CZ16
|  |  |  | Infiltration Rate | CFM/ft2 | Existing | Infiltration rate is flow rate per exterior surface area at 10 mph wind speed, modeled proportionally to wind speed. | 0.044801 | 0.044801 | 0.044801 | 0.044801 | 0.044801 | 0.044801 | 0.044801 | 0.044801 | 0.044801 | 0.044801 | 0.044801 | 0.044801 | 0.044801 | 0.044801 | 0.044801 | 0.044801
[6 empty] | New Construction |  | 0.044801 | 0.044801 | 0.044801 | 0.044801 | 0.044801 | 0.044801 | 0.044801 | 0.044801 | 0.044801 | 0.044801 | 0.044801 | 0.044801 | 0.044801 | 0.044801 | 0.044801 | 0.044801

## Raw_envelope (hidden)
Climate Zone | Vintage | Exterior Roof Layers | Roof U-Value [Btu/h-ft2-F] | Exterior Wall Layers | Wall U-Value [Btu/h-ft2-F] | Exterior Window Layers | Window U-Value [Btu/h-ft2-F] | Window SHGC | Window VT
CZ01 | Existing | Roof Membrane+Roof Continuous Insulation+Metal Decking | 0.067 | Stucco+Wall Continuous Insulation+Gypsum 5/8in | 0.393 | Theoretical Glazing | 1.024 | 0.70708 | 0.26089
CZ02 | Existing | Roof Membrane+Roof Continuous Insulation+Metal Decking | 0.066 | Stucco+Wall Continuous Insulation+Gypsum 5/8in | 0.609 | Theoretical Glazing | 1.078 | 0.70715 | 0.26141
CZ03 | Existing | Roof Membrane+Roof Continuous Insulation+Metal Decking | 0.067 | Stucco+Wall Continuous Insulation+Gypsum 5/8in | 0.577 | Theoretical Glazing | 1.131 | 0.73753 | 0.26004
CZ04 | Existing | Roof Membrane+Roof Continuous Insulation+Metal Decking | 0.065 | Stucco+Wall Continuous Insulation+Gypsum 5/8in | 0.629 | Theoretical Glazing | 1.108 | 0.71836 | 0.26231
CZ05 | Existing | Roof Membrane+Roof Continuous Insulation+Metal Decking | 0.067 | Stucco+Wall Continuous Insulation+Gypsum 5/8in | 0.615 | Theoretical Glazing | 1.109 | 0.75308 | 0.26223
CZ06 | Existing | Roof Membrane+Roof Continuous Insulation+Metal Decking | 0.074 | Stucco+Wall Continuous Insulation+Gypsum 5/8in | 0.623 | Theoretical Glazing | 1.115 | 0.7254 | 0.26197
CZ07 | Existing | Roof Membrane+Roof Continuous Insulation+Metal Decking | 0.073 | Stucco+Wall Continuous Insulation+Gypsum 5/8in | 0.73 | Theoretical Glazing | 1.075 | 0.72673 | 0.26576
CZ08 | Existing | Roof Membrane+Roof Continuous Insulation+Metal Decking | 0.073 | Stucco+Wall Continuous Insulation+Gypsum 5/8in | 0.626 | Theoretical Glazing | 1.114 | 0.7241 | 0.26213
CZ09 | Existing | Roof Membrane+Roof Continuous Insulation+Metal Decking | 0.07 | Stucco+Wall Continuous Insulation+Gypsum 5/8in | 0.621 | Theoretical Glazing | 1.112 | 0.72365 | 0.26228
CZ10 | Existing | Roof Membrane+Roof Continuous Insulation+Metal Decking | 0.061 | Stucco+Wall Continuous Insulation+Gypsum 5/8in | 0.884 | Theoretical Glazing | 0.875 | 0.5734 | 0.27816
CZ11 | Existing | Roof Membrane+Roof Continuous Insulation+Metal Decking | 0.063 | Stucco+Wall Continuous Insulation+Gypsum 5/8in | 0.497 | Theoretical Glazing | 0.942 | 0.64366 | 0.26665
CZ12 | Existing | Roof Membrane+Roof Continuous Insulation+Metal Decking | 0.063 | Stucco+Wall Continuous Insulation+Gypsum 5/8in | 0.533 | Theoretical Glazing | 0.94 | 0.64394 | 0.26607
CZ13 | Existing | Roof Membrane+Roof Continuous Insulation+Metal Decking | 0.063 | Stucco+Wall Continuous Insulation+Gypsum 5/8in | 0.509 | Theoretical Glazing | 0.929 | 0.6358 | 0.26793
CZ14 | Existing | Roof Membrane+Roof Continuous Insulation+Metal Decking | 0.061 | Stucco+Wall Continuous Insulation+Gypsum 5/8in | 0.384 | Theoretical Glazing | 0.886 | 0.60724 | 0.27125
CZ15 | Existing | Roof Membrane+Roof Continuous Insulation+Metal Decking | 0.059 | Stucco+Wall Continuous Insulation+Gypsum 5/8in | 0.378 | Theoretical Glazing | 0.831 | 0.57129 | 0.27583
CZ16 | Existing | Roof Membrane+Roof Continuous Insulation+Metal Decking | 0.061 | Stucco+Wall Continuous Insulation+Gypsum 5/8in | 0.357 | Theoretical Glazing | 0.885 | 0.62767 | 0.27139
CZ01 | New Construction | Roof Membrane+Roof Continuous Insulation+Metal Decking | 0.028 | Stucco+Wall Continuous Insulation+Gypsum 5/8in | 0.257 | Theoretical Glazing | 0.36 | 0.25 | 0.42
CZ02 | New Construction | Roof Membrane+Roof Continuous Insulation+Metal Decking | 0.028 | Stucco+Wall Continuous Insulation+Gypsum 5/8in | 1.452 | Theoretical Glazing | 0.36 | 0.25 | 0.42
CZ03 | New Construction | Roof Membrane+Roof Continuous Insulation+Metal Decking | 0.028 | Stucco+Wall Continuous Insulation+Gypsum 5/8in | 1.452 | Theoretical Glazing | 0.36 | 0.25 | 0.42
CZ04 | New Construction | Roof Membrane+Roof Continuous Insulation+Metal Decking | 0.028 | Stucco+Wall Continuous Insulation+Gypsum 5/8in | 1.452 | Theoretical Glazing | 0.36 | 0.25 | 0.42
CZ05 | New Construction | Roof Membrane+Roof Continuous Insulation+Metal Decking | 0.028 | Stucco+Wall Continuous Insulation+Gypsum 5/8in | 1.452 | Theoretical Glazing | 0.36 | 0.25 | 0.42
CZ06 | New Construction | Roof Membrane+Roof Continuous Insulation+Metal Decking | 0.048 | Stucco+Wall Continuous Insulation+Gypsum 5/8in | 1.515 | Theoretical Glazing | 0.36 | 0.25 | 0.42
CZ07 | New Construction | Roof Membrane+Roof Continuous Insulation+Metal Decking | 0.048 | Stucco+Wall Continuous Insulation+Gypsum 5/8in | 1.515 | Theoretical Glazing | 0.36 | 0.25 | 0.42
CZ08 | New Construction | Roof Membrane+Roof Continuous Insulation+Metal Decking | 0.048 | Stucco+Wall Continuous Insulation+Gypsum 5/8in | 1.515 | Theoretical Glazing | 0.36 | 0.25 | 0.42
CZ09 | New Construction | Roof Membrane+Roof Continuous Insulation+Metal Decking | 0.028 | Stucco+Wall Continuous Insulation+Gypsum 5/8in | 1.515 | Theoretical Glazing | 0.34 | 0.22 | 0.42
CZ10 | New Construction | Roof Membrane+Roof Continuous Insulation+Metal Decking | 0.028 | Stucco+Wall Continuous Insulation+Gypsum 5/8in | 1.452 | Theoretical Glazing | 0.36 | 0.25 | 0.42
CZ11 | New Construction | Roof Membrane+Roof Continuous Insulation+Metal Decking | 0.028 | Stucco+Wall Continuous Insulation+Gypsum 5/8in | 0.185 | Theoretical Glazing | 0.34 | 0.22 | 0.42
CZ12 | New Construction | Roof Membrane+Roof Continuous Insulation+Metal Decking | 0.028 | Stucco+Wall Continuous Insulation+Gypsum 5/8in | 0.257 | Theoretical Glazing | 0.34 | 0.22 | 0.42
CZ13 | New Construction | Roof Membrane+Roof Continuous Insulation+Metal Decking | 0.028 | Stucco+Wall Continuous Insulation+Gypsum 5/8in | 0.218 | Theoretical Glazing | 0.34 | 0.22 | 0.42
CZ14 | New Construction | Roof Membrane+Roof Continuous Insulation+Metal Decking | 0.028 | Stucco+Wall Continuous Insulation+Gypsum 5/8in | 0.185 | Theoretical Glazing | 0.34 | 0.22 | 0.42
CZ15 | New Construction | Roof Membrane+Roof Continuous Insulation+Metal Decking | 0.028 | Stucco+Wall Continuous Insulation+Gypsum 5/8in | 0.185 | Theoretical Glazing | 0.34 | 0.22 | 0.42
CZ16 | New Construction | Roof Membrane+Roof Continuous Insulation+Metal Decking | 0.028 | Stucco+Wall Continuous Insulation+Gypsum 5/8in | 0.176 | Theoretical Glazing | 0.36 | 0.25 | 0.42

## Raw_infiltrationcfmft (hidden)
Vintage | CZ01 | CZ02 | CZ03 | CZ04 | CZ05 | CZ06 | CZ07 | CZ08 | CZ09 | CZ10 | CZ11 | CZ12 | CZ13 | CZ14 | CZ15 | CZ16
Existing | 0.044801 | 0.044801 | 0.044801 | 0.044801 | 0.044801 | 0.044801 | 0.044801 | 0.044801 | 0.044801 | 0.044801 | 0.044801 | 0.044801 | 0.044801 | 0.044801 | 0.044801 | 0.044801
New Construction | 0.044801 | 0.044801 | 0.044801 | 0.044801 | 0.044801 | 0.044801 | 0.044801 | 0.044801 | 0.044801 | 0.044801 | 0.044801 | 0.044801 | 0.044801 | 0.044801 | 0.044801 | 0.044801

## Thermostat
Thermostat Setpoints - Retail - Small | [18 empty] | Zone Type
Schedule Identifier | Setpoint | CZ01 | CZ02 | CZ03 | CZ04 | CZ05 | CZ06 | CZ07 | CZ08 | CZ09 | CZ10 | CZ11 | CZ12 | CZ13 | CZ14 | CZ15 | CZ16 | Notes | Retail
Retail | Heating Setpoint (F) | 70 | 70 | 70 | 70 | 70 | 70 | 70 | 70 | 70 | 70 | 70 | 70 | 70 | 70 | 70 | 70
Retail | Heating Setback (F) | 60 | 60 | 60 | 60 | 60 | 60 | 60 | 60 | 60 | 60 | 60 | 60 | 60 | 60 | 60 | 60
Retail | Cooling Setpoint (F) | 75 | 75 | 75 | 75 | 75 | 75 | 75 | 75 | 75 | 75 | 75 | 75 | 75 | 75 | 75 | 75
Retail | Cooling Setback (F) | 85 | 85 | 85 | 85 | 85 | 85 | 85 | 85 | 85 | 85 | 85 | 85 | 85 | 85 | 85 | 85

## Raw_thermostatsetpoints (hidden)
Climate Zone | Schedule Identifier | Heating Setpoint (F) | Heating Setback (F) | Cooling Setpoint (F) | Cooling Setback (F)
CZ01 | Retail | 70 | 60 | 75 | 85
CZ02 | Retail | 70 | 60 | 75 | 85
CZ03 | Retail | 70 | 60 | 75 | 85
CZ04 | Retail | 70 | 60 | 75 | 85
CZ05 | Retail | 70 | 60 | 75 | 85
CZ06 | Retail | 70 | 60 | 75 | 85
CZ07 | Retail | 70 | 60 | 75 | 85
CZ08 | Retail | 70 | 60 | 75 | 85
CZ09 | Retail | 70 | 60 | 75 | 85
CZ10 | Retail | 70 | 60 | 75 | 85
CZ11 | Retail | 70 | 60 | 75 | 85
CZ12 | Retail | 70 | 60 | 75 | 85
CZ13 | Retail | 70 | 60 | 75 | 85
CZ14 | Retail | 70 | 60 | 75 | 85
CZ15 | Retail | 70 | 60 | 75 | 85
CZ16 | Retail | 70 | 60 | 75 | 85

## HVAC System
HVAC system - Retail - Small
Vintage | System Name | Category | Heating Type* | Cooling Type* | Air Distribution | Heating Efficiency | Cooling Efficiency | Note
Existing | cDXGF | Main | Furnace (gas) | DX-AIR | SZ-CAV | 0.8 | 3.65
Existing | cDXGF | Alternative | - | - | - | - | -
Existing | cDXGF | Customized | - | - | - | - | -
New Construction | cDXGF | Main | Furnace (gas) | DX-AIR | SZ-CAV | 0.8 | 3.65
New Construction | cDXGF | Alternative | - | - | - | - | -
New Construction | cDXGF | Customized | - | - | - | - | -
Existing | cDXHP | Main | DX-AIR | DX-AIR | SZ-CAV | 3.738 | 3.65
Existing | cDXHP | Alternative | - | - | - | - | -
Existing | cDXHP | Customized | - | - | - | - | -
New Construction | cDXHP | Main | DX-AIR | DX-AIR | SZ-CAV | 3.738 | 3.65
New Construction | cDXHP | Alternative | - | - | - | - | -
New Construction | cDXHP | Customized | - | - | - | - | -
Existing | cAVVG | Main | Boiler (gas) | Chiller system | MZ-VAV | 0.805 | 3.05
Existing | cAVVG | Alternative | - | - | - | - | -
Existing | cAVVG | Customized | - | - | - | - | -
New Construction | cAVVG | Main | Boiler (gas) | Chiller system | MZ-VAV | 0.805 | 3.05
New Construction | cAVVG | Alternative | - | - | - | - | -
New Construction | cAVVG | Customized | - | - | - | - | -
Existing | cDXOH | Main | None | DX-AIR | SZ-CAV | - | 3.65
Existing | cDXOH | Alternative | - | - | - | - | -
Existing | cDXOH | Customized | - | - | - | - | -
New Construction | cDXOH | Main | None | DX-AIR | SZ-CAV | - | 3.65
New Construction | cDXOH | Alternative | - | - | - | - | -
New Construction | cDXOH | Customized | - | - | - | - | -
Existing | cPVVG | Main | Furnace (gas) | DX-AIR | SZ-VAV | 0.8 | 3.65
Existing | cPVVG | Alternative | - | - | - | - | -
Existing | cPVVG | Customized | - | - | - | - | -
New Construction | cPVVG | Main | Furnace (gas) | DX-AIR | SZ-VAV | 0.8 | 3.65
New Construction | cPVVG | Alternative | - | - | - | - | -
New Construction | cPVVG | Customized | - | - | - | - | -
*DX Heating and cooling COPs are calculated based on coil-only input power and exclude fan power
Fan Power - Retail - Small
Vintage | System Name | HVAC System Identifier | Fan System | Total Static Pressure (TSP) (in w.c.) | Fan Efficiency | Fan Motor and Drive Efficiency | W/cfm | Note
Existing | cAVVG | Main | MZ-VAV | 5.362 | 0.55 | 0.9 | 1.15
New Construction | cAVVG | Main | MZ-VAV | 5.362 | 0.55 | 0.9 | 1.15
Existing | cDXGF | Main | SZ-CAV | 3.877 | 0.55 | 0.87 | 0.83
New Construction | cDXGF | Main | SZ-CAV | 3.877 | 0.55 | 0.87 | 0.83
Existing | cDXHP | Main | SZ-CAV | 3.877 | 0.55 | 0.87 | 0.83
New Construction | cDXHP | Main | SZ-CAV | 3.877 | 0.55 | 0.87 | 0.83
Existing | cDXOH | Main | SZ-CAV | 3.877 | 0.55 | 0.87 | 0.83
New Construction | cDXOH | Main | SZ-CAV | 3.877 | 0.55 | 0.87 | 0.83
Existing | cPVVG | Main | SZ-VAV | 3.877 | 0.55 | 0.87 | 0.83
New Construction | cPVVG | Main | SZ-VAV | 3.877 | 0.55 | 0.87 | 0.83

## Raw_fanoverview (hidden)
Vintage | HVAC name | System type | HVAC System Identifier | Total Static Pressure (TSP) (in w.c.) | Fan Efficiency | Fan Motor and Drive Efficiency | W/cfm
Existing | cAVVG | MZ-VAV Fans | Main | 5.362 | 0.55 | 0.9 | 1.15
New Construction | cAVVG | MZ-VAV Fans | Main | 5.362 | 0.55 | 0.9 | 1.15
Existing | cDXGF | SZ-CAV Fans | Main | 3.877 | 0.55 | 0.87 | 0.83
New Construction | cDXGF | SZ-CAV Fans | Main | 3.877 | 0.55 | 0.87 | 0.83
Existing | cDXHP | SZ-CAV Fans | Main | 3.877 | 0.55 | 0.87 | 0.83
New Construction | cDXHP | SZ-CAV Fans | Main | 3.877 | 0.55 | 0.87 | 0.83
Existing | cDXOH | SZ-CAV Fans | Main | 3.877 | 0.55 | 0.87 | 0.83
New Construction | cDXOH | SZ-CAV Fans | Main | 3.877 | 0.55 | 0.87 | 0.83
Existing | cPVVG | SZ-VAV Fans | Main | 3.877 | 0.55 | 0.87 | 0.83
New Construction | cPVVG | SZ-VAV Fans | Main | 3.877 | 0.55 | 0.87 | 0.83

## Raw_hvac (hidden)
Vintage | System Name | HVAC System Identifier | Air Distribution | Heating Efficiency | Cooling Efficiency
Existing | cAVVG | Main | MZ-VAV | 0.805 | 3.05
New Construction | cAVVG | Main | MZ-VAV | 0.805 | 3.05
Existing | cDXGF | Main | SZ-CAV | 0.8 | 3.65
New Construction | cDXGF | Main | SZ-CAV | 0.8 | 3.65
Existing | cDXHP | Main | SZ-CAV | 3.738 | 3.65
New Construction | cDXHP | Main | SZ-CAV | 3.738 | 3.65
Existing | cDXOH | Main | SZ-CAV | - | 3.65
New Construction | cDXOH | Main | SZ-CAV | - | 3.65
Existing | cPVVG | Main | SZ-VAV | 0.8 | 3.65
New Construction | cPVVG | Main | SZ-VAV | 0.8 | 3.65

## Ventilation
Outdoor Airflow Rate - Retail - Small | [19 empty] | Zone Type
Zone Type | Floor area (ft²) | cfm/person | cfm/ft² | cfm | Notes | [14 empty] | Retail_sales
Retail_sales | 6401.85 | 0 | 0.25 | 1600.4625 | [15 empty] | Storage_warehouse
Storage_warehouse | 1600.25 | 0 | 0.15 | 240.0375
OA Controller - Retail - Small
Element | Vintage | Unit | CZ01 | CZ02 | CZ03 | CZ04 | CZ05 | CZ06 | CZ07 | CZ08 | CZ09 | CZ10 | CZ11 | CZ12 | CZ13 | CZ14 | CZ15 | CZ16 | Notes
Economizer Maximum Limit Dry-Bulb Temperature | Existing | °F | 75 | 73 | 75 | 73 | 75 | 71 | 69 | 71 | 71 | 73 | 75 | 75 | 75 | 75 | 75 | 75
| New Construction | °F | 75 | 73 | 75 | 73 | 75 | 71 | 69 | 71 | 71 | 73 | 75 | 75 | 75 | 75 | 75 | 75
Exhaust hood - Retail - Small
Type of Hood | Max Exhaust Flow Rate (cfm/ft) | Hood Length (ft) | Hood Exhaust Rate (cfm) | Note
- | - | - | -

## Raw_outdoorairflowrate (hidden)
Zone Type | Floor Area (ft2) | cfm/person | cfm/ft2
Retail_sales | 6401.85 | 0 | 0.25
Storage_warehouse | 1600.25 | 0 | 0.15

## Raw_oacontroller (hidden)
Climate Zone | Vintage | Economizer Maximum Limit Dry-Bulb Temperature (F)
CZ01 | Existing | 75
CZ02 | Existing | 73
CZ03 | Existing | 75
CZ04 | Existing | 73
CZ05 | Existing | 75
CZ06 | Existing | 71
CZ07 | Existing | 69
CZ08 | Existing | 71
CZ09 | Existing | 71
CZ10 | Existing | 73
CZ11 | Existing | 75
CZ12 | Existing | 75
CZ13 | Existing | 75
CZ14 | Existing | 75
CZ15 | Existing | 75
CZ16 | Existing | 75
CZ01 | New Construction | 75
CZ02 | New Construction | 73
CZ03 | New Construction | 75
CZ04 | New Construction | 73
CZ05 | New Construction | 75
CZ06 | New Construction | 71
CZ07 | New Construction | 69
CZ08 | New Construction | 71
CZ09 | New Construction | 71
CZ10 | New Construction | 73
CZ11 | New Construction | 75
CZ12 | New Construction | 75
CZ13 | New Construction | 75
CZ14 | New Construction | 75
CZ15 | New Construction | 75
CZ16 | New Construction | 75

## Water Heater
Water Heater - Retail - Small
Vintage | Fuel type | Burner Efficiency | Maximum Heater Capacity (Btu/hr) | Tank Volume (gallon) | Tank Loss |  | Notes
[5 empty] | Off Cycle (W/K) | On Cycle (W/K)
Existing | Gas | 0.8 | 25222.31 | 5.29 | 1.6282 | 1.6282
New Construction | Gas | 0.8 | 25222.31 | 5.29 | 1.6282 | 1.6282
Peak Hot Water Consumption - Retail - Small
Space | Floor Area (ft²) | Number of People | Hot Water Usage Specification (gal/hr per person) | Peak Hot Water Usage (gal/hr) | Peak Hot Water Usage (gal/min) | Notes
EL1 NORTH PERIM PLNM (G.N4) ZN THERMAL ZONE | 0 | 0 | 0 | 0 | 0
EL1 SOUTH PERIM PLNM (G.S3) ZN THERMAL ZONE | 0 | 0 | 0 | 0 | 0
RETAILSALES EL1 SOUTH PERIM (G.S1) | 6401.85 | 8.33 | 2.3056 | 19.2055 | 0.32009
STOCKROOM EL1 NORTH PERIM (G.N2) | 1600.25 | 1 | 0.57609 | 0.57609 | 0.0096015
Total (4 Space)

## Raw_waterheater (hidden)
Vintage | Burner Efficiency | Maximum Heater Capacity (Btu/h) | Tank Volume (ft3) | Tank Loss_Off Cycle (W/K) | Tank Loss_On Cycle (W/K)
Existing | 0.8 | 25222.31 | 5.29 | 1.6282 | 1.6282
New Construction | 0.8 | 25222.31 | 5.29 | 1.6282 | 1.6282

## Raw_dhwpeakflowbyzone (hidden)
Space | Peak hot water usage (gal/hr) | Zone Name
RetailSales EL1 South Perim (G.S1) | 19.2055 | RETAILSALES EL1 SOUTH PERIM (G.S1)
StockRoom EL1 North Perim (G.N2) | 0.57609 | STOCKROOM EL1 NORTH PERIM (G.N2)

## Interior Lights
Interior Lighting - Retail - Small
Vintage | Method | Zone type | Floor area (ft²) | Lighting Power Density (Watts/ft²) | Additional Lighting Power for Portable Lighting (Watts/ft²) | Technology | Notes
Existing | Space by space | Retail_sales | 6401.85 | 1.8651 | NA | NA
Existing | Space by space | Storage_warehouse | 1600.25 | 0.59485 | NA | NA
New Construction | Space by space | Retail_sales | 6401.85 | 0.94987 | NA | NA
New Construction | Space by space | Storage_warehouse | 1600.25 | 0.39995 | NA | NA

## Ext Lighting
Exterior Lighting - Retail - Small
Vintage | Non-Motion Controlled Luminaires (W) | Motion-Controlled Luminaires (W) | Total (W) | Notes
Existing | NA | NA | NA
New Consturction | NA | NA | NA

## Raw_interiorlights (hidden)
Vintage | Zone Type | Floor Area (ft2) | Lighting Power Density(W/ft2)
Existing | Retail_sales | 6401.85 | 1.8651
Existing | Storage_warehouse | 1600.25 | 0.59485
New Construction | Retail_sales | 6401.85 | 0.94987
New Construction | Storage_warehouse | 1600.25 | 0.39995

## Equipment
Equipment - Retail - Small
Zone Type | Floor Area (ft²) | Plug Load Intensity (W/ft²) | Gas Power Density (Btu/hr-ft²)
Retail_sales | 6401.85 | 0.99987 | 0
Storage_warehouse | 1600.25 | 0.19996 | 0
Refrigeration - Retail - Small
Refrigeration System Name | Condenser Fan Power | Refrigeration System Working Fluid | Condenser Type
Elevator - Retail - Small
Vintage | No. of Elevators | Cab Lighting Power Limit | Lighting Shutoff | Cab Fan Control | Fan Power Limit | Regenerative Drive Threshold | Design load (W) | Note
Existing | - | - | - | - | - | - | -
New Construction | - | - | - | - | - | - | -

## Raw_equipment (hidden)
Vintage | Zone Type | Floor Area (ft2) | Plug Load Intensity (W/ft2)
Existing | Retail_sales | 6401.85 | 0.99987
Existing | Storage_warehouse | 1600.25 | 0.19996
New Construction | Retail_sales | 6401.85 | 0.99987
New Construction | Storage_warehouse | 1600.25 | 0.19996

## Raw_gasequipment (hidden)
Vintage | Zone Name | Gas Loads (Btu/h-ft2) | Zone Type
Existing | No GasEquipment found. |  | Unknown
New Construction | No GasEquipment found. |  | Unknown

## Raw_refrigerationsystem (hidden)
Vintage | Refrigeration System Name | Condenser Fan Power | Working fluid | Condenser Type
No refrigeration system was found

## Schedules
Schedule by Hour - Retail - Small
Schedule Identifier | Space type | Type | Notes | Hour
|  |  |  | 1 | 2 | 3 | 4 | 5 | 6 | 7 | 8 | 9 | 10 | 11 | 12 | 13 | 14 | 15 | 16 | 17 | 18 | 19 | 20 | 21 | 22 | 23 | 24
Infiltration Schedule | Plenum | AllDays | Cooling/Heating setpoints are in °F; others are intensity (0–100%) | bar: Hour 1 to Hour 24
Cooling Setpoint Schedule | Retail | AllOtherDays |  | 84.92 | 84.92 | 84.92 | 84.92 | 84.92 | 84.92 | 84.92 | 84.92 | 75.02 | 75.02 | 75.02 | 75.02 | 75.02 | 75.02 | 75.02 | 75.02 | 75.02 | 75.02 | 75.02 | 84.92 | 84.92 | 84.92 | 84.92 | 84.92
Cooling Setpoint Schedule | Retail | Saturdays |  | 84.92 | 84.92 | 84.92 | 84.92 | 84.92 | 84.92 | 75.02 | 75.02 | 75.02 | 75.02 | 75.02 | 75.02 | 75.02 | 75.02 | 75.02 | 75.02 | 75.02 | 75.02 | 75.02 | 75.02 | 75.02 | 75.02 | 84.92 | 84.92
Cooling Setpoint Schedule | Retail | Weekdays |  | 84.92 | 84.92 | 84.92 | 84.92 | 84.92 | 84.92 | 75.02 | 75.02 | 75.02 | 75.02 | 75.02 | 75.02 | 75.02 | 75.02 | 75.02 | 75.02 | 75.02 | 75.02 | 75.02 | 75.02 | 75.02 | 84.92 | 84.92 | 84.92
DHW Sch | Retail | AllOtherDays |  | 0.07 | 0.07 | 0.07 | 0.06 | 0.06 | 0.06 | 0.07 | 0.1 | 0.12 | 0.14 | 0.29 | 0.31 | 0.36 | 0.36 | 0.34 | 0.35 | 0.37 | 0.34 | 0.25 | 0.27 | 0.21 | 0.16 | 0.1 | 0.06
DHW Sch | Retail | Saturday |  | 0.11 | 0.1 | 0.08 | 0.06 | 0.06 | 0.06 | 0.07 | 0.2 | 0.24 | 0.27 | 0.42 | 0.54 | 0.59 | 0.6 | 0.49 | 0.48 | 0.47 | 0.46 | 0.44 | 0.36 | 0.29 | 0.22 | 0.16 | 0.13
DHW Sch | Retail | Weekdays |  | 0.04 | 0.05 | 0.05 | 0.04 | 0.04 | 0.04 | 0.04 | 0.15 | 0.23 | 0.32 | 0.41 | 0.57 | 0.62 | 0.61 | 0.5 | 0.45 | 0.46 | 0.47 | 0.42 | 0.34 | 0.33 | 0.23 | 0.13 | 0.08
Elec Equip Sch | Retail | AllOtherDays |  | 0.05 | 0.05 | 0.05 | 0.05 | 0.05 | 0.05 | 0.05 | 0.05 | 0.1 | 0.1 | 0.4 | 0.4 | 0.6 | 0.6 | 0.6 | 0.6 | 0.6 | 0.4 | 0.2 | 0.05 | 0.05 | 0.05 | 0.05 | 0.05
Elec Equip Sch | Retail | Saturday |  | 0.05 | 0.05 | 0.05 | 0.05 | 0.05 | 0.05 | 0.05 | 0.1 | 0.3 | 0.6 | 0.9 | 0.9 | 0.9 | 0.9 | 0.9 | 0.9 | 0.9 | 0.9 | 0.5 | 0.3 | 0.3 | 0.1 | 0.05 | 0.05
Elec Equip Sch | Retail | Weekdays |  | 0.05 | 0.05 | 0.05 | 0.05 | 0.05 | 0.05 | 0.05 | 0.2 | 0.5 | 0.9 | 0.9 | 0.9 | 0.9 | 0.9 | 0.9 | 0.9 | 0.9 | 0.9 | 0.6 | 0.6 | 0.5 | 0.2 | 0.05 | 0.05
Heating Setpoint Schedule | Retail | AllOtherDays |  | 60.08 | 60.08 | 60.08 | 60.08 | 60.08 | 60.08 | 60.08 | 60.08 | 69.98 | 69.98 | 69.98 | 69.98 | 69.98 | 69.98 | 69.98 | 69.98 | 69.98 | 69.98 | 69.98 | 60.08 | 60.08 | 60.08 | 60.08 | 60.08
Heating Setpoint Schedule | Retail | Saturdays |  | 60.08 | 60.08 | 60.08 | 60.08 | 60.08 | 60.08 | 69.98 | 69.98 | 69.98 | 69.98 | 69.98 | 69.98 | 69.98 | 69.98 | 69.98 | 69.98 | 69.98 | 69.98 | 69.98 | 69.98 | 69.98 | 69.98 | 60.08 | 60.08
Heating Setpoint Schedule | Retail | Weekdays |  | 60.08 | 60.08 | 60.08 | 60.08 | 60.08 | 60.08 | 69.98 | 69.98 | 69.98 | 69.98 | 69.98 | 69.98 | 69.98 | 69.98 | 69.98 | 69.98 | 69.98 | 69.98 | 69.98 | 69.98 | 69.98 | 60.08 | 60.08 | 60.08
Infiltration Schedule | Retail | AllDays | bar: Hour 1 to Hour 24
Lighting Schedule | Retail | AllOtherDays |  | 0.05 | 0.05 | 0.05 | 0.05 | 0.05 | 0.05 | 0.05 | 0.05 | 0.1 | 0.1 | 0.4 | 0.4 | 0.55 | 0.55 | 0.55 | 0.55 | 0.55 | 0.4 | 0.2 | 0.05 | 0.05 | 0.05 | 0.05 | 0.05
Lighting Schedule | Retail | Saturday |  | 0.05 | 0.05 | 0.05 | 0.05 | 0.05 | 0.05 | 0.05 | 0.1 | 0.3 | 0.55 | 0.85 | 0.85 | 0.85 | 0.85 | 0.85 | 0.85 | 0.85 | 0.85 | 0.5 | 0.3 | 0.3 | 0.1 | 0.05 | 0.05
Lighting Schedule | Retail | Weekdays |  | 0.05 | 0.05 | 0.05 | 0.05 | 0.05 | 0.05 | 0.05 | 0.2 | 0.5 | 0.85 | 0.85 | 0.85 | 0.85 | 0.85 | 0.85 | 0.85 | 0.85 | 0.85 | 0.55 | 0.55 | 0.5 | 0.2 | 0.05 | 0.05
OA Schedule | Retail | AllOtherDays |  | 0 | 0 | 0 | 0 | 0 | 0 | 0 | 0 | 1 | 1 | 1 | 1 | 1 | 1 | 1 | 1 | 1 | 1 | 1 | 0 | 0 | 0 | 0 | 0
OA Schedule | Retail | Saturdays |  | 0 | 0 | 0 | 0 | 0 | 0 | 1 | 1 | 1 | 1 | 1 | 1 | 1 | 1 | 1 | 1 | 1 | 1 | 1 | 1 | 1 | 1 | 0 | 0
OA Schedule | Retail | Weekdays |  | 0 | 0 | 0 | 0 | 0 | 0 | 1 | 1 | 1 | 1 | 1 | 1 | 1 | 1 | 1 | 1 | 1 | 1 | 1 | 1 | 1 | 0 | 0 | 0
Occupant Sch | Retail | AllOtherDays |  | 0 | 0 | 0 | 0 | 0 | 0 | 0 | 0 | 0 | 0.1 | 0.2 | 0.2 | 0.4 | 0.4 | 0.4 | 0.4 | 0.4 | 0.2 | 0.1 | 0 | 0 | 0 | 0 | 0
Occupant Sch | Retail | Saturday |  | 0 | 0 | 0 | 0 | 0 | 0 | 0 | 0.1 | 0.2 | 0.5 | 0.6 | 0.8 | 0.8 | 0.8 | 0.8 | 0.8 | 0.8 | 0.6 | 0.2 | 0.2 | 0.2 | 0.1 | 0 | 0
Occupant Sch | Retail | Weekdays |  | 0 | 0 | 0 | 0 | 0 | 0 | 0 | 0.1 | 0.2 | 0.5 | 0.5 | 0.7 | 0.7 | 0.7 | 0.7 | 0.8 | 0.7 | 0.5 | 0.5 | 0.3 | 0.3 | 0 | 0 | 0

## Schedule_Figures
Schedule Figures (linked to Schedules tab)

## Raw_schedule (hidden)
Schedule Identifier | Schedule Name | Type | 1 | 2 | 3 | 4 | 5 | 6 | 7 | 8 | 9 | 10 | 11 | 12 | 13 | 14 | 15 | 16 | 17 | 18 | 19 | 20 | 21 | 22 | 23 | 24
Plenum | Infiltration Schedule | AllDays | 1 | 1 | 1 | 1 | 1 | 1 | 1 | 1 | 1 | 1 | 1 | 1 | 1 | 1 | 1 | 1 | 1 | 1 | 1 | 1 | 1 | 1 | 1 | 1
Retail | Cooling Setpoint Schedule | AllOtherDays | 84.92 | 84.92 | 84.92 | 84.92 | 84.92 | 84.92 | 84.92 | 84.92 | 75.02 | 75.02 | 75.02 | 75.02 | 75.02 | 75.02 | 75.02 | 75.02 | 75.02 | 75.02 | 75.02 | 84.92 | 84.92 | 84.92 | 84.92 | 84.92
Retail | Cooling Setpoint Schedule | Saturdays | 84.92 | 84.92 | 84.92 | 84.92 | 84.92 | 84.92 | 75.02 | 75.02 | 75.02 | 75.02 | 75.02 | 75.02 | 75.02 | 75.02 | 75.02 | 75.02 | 75.02 | 75.02 | 75.02 | 75.02 | 75.02 | 75.02 | 84.92 | 84.92
Retail | Cooling Setpoint Schedule | Weekdays | 84.92 | 84.92 | 84.92 | 84.92 | 84.92 | 84.92 | 75.02 | 75.02 | 75.02 | 75.02 | 75.02 | 75.02 | 75.02 | 75.02 | 75.02 | 75.02 | 75.02 | 75.02 | 75.02 | 75.02 | 75.02 | 84.92 | 84.92 | 84.92
Retail | DHW Sch | AllOtherDays | 0.07 | 0.07 | 0.07 | 0.06 | 0.06 | 0.06 | 0.07 | 0.1 | 0.12 | 0.14 | 0.29 | 0.31 | 0.36 | 0.36 | 0.34 | 0.35 | 0.37 | 0.34 | 0.25 | 0.27 | 0.21 | 0.16 | 0.1 | 0.06
Retail | DHW Sch | Saturday | 0.11 | 0.1 | 0.08 | 0.06 | 0.06 | 0.06 | 0.07 | 0.2 | 0.24 | 0.27 | 0.42 | 0.54 | 0.59 | 0.6 | 0.49 | 0.48 | 0.47 | 0.46 | 0.44 | 0.36 | 0.29 | 0.22 | 0.16 | 0.13
Retail | DHW Sch | Weekdays | 0.04 | 0.05 | 0.05 | 0.04 | 0.04 | 0.04 | 0.04 | 0.15 | 0.23 | 0.32 | 0.41 | 0.57 | 0.62 | 0.61 | 0.5 | 0.45 | 0.46 | 0.47 | 0.42 | 0.34 | 0.33 | 0.23 | 0.13 | 0.08
Retail | Elec Equip Sch | AllOtherDays | 0.05 | 0.05 | 0.05 | 0.05 | 0.05 | 0.05 | 0.05 | 0.05 | 0.1 | 0.1 | 0.4 | 0.4 | 0.6 | 0.6 | 0.6 | 0.6 | 0.6 | 0.4 | 0.2 | 0.05 | 0.05 | 0.05 | 0.05 | 0.05
Retail | Elec Equip Sch | Saturday | 0.05 | 0.05 | 0.05 | 0.05 | 0.05 | 0.05 | 0.05 | 0.1 | 0.3 | 0.6 | 0.9 | 0.9 | 0.9 | 0.9 | 0.9 | 0.9 | 0.9 | 0.9 | 0.5 | 0.3 | 0.3 | 0.1 | 0.05 | 0.05
Retail | Elec Equip Sch | Weekdays | 0.05 | 0.05 | 0.05 | 0.05 | 0.05 | 0.05 | 0.05 | 0.2 | 0.5 | 0.9 | 0.9 | 0.9 | 0.9 | 0.9 | 0.9 | 0.9 | 0.9 | 0.9 | 0.6 | 0.6 | 0.5 | 0.2 | 0.05 | 0.05
Retail | Heating Setpoint Schedule | AllOtherDays | 60.08 | 60.08 | 60.08 | 60.08 | 60.08 | 60.08 | 60.08 | 60.08 | 69.98 | 69.98 | 69.98 | 69.98 | 69.98 | 69.98 | 69.98 | 69.98 | 69.98 | 69.98 | 69.98 | 60.08 | 60.08 | 60.08 | 60.08 | 60.08
Retail | Heating Setpoint Schedule | Saturdays | 60.08 | 60.08 | 60.08 | 60.08 | 60.08 | 60.08 | 69.98 | 69.98 | 69.98 | 69.98 | 69.98 | 69.98 | 69.98 | 69.98 | 69.98 | 69.98 | 69.98 | 69.98 | 69.98 | 69.98 | 69.98 | 69.98 | 60.08 | 60.08
Retail | Heating Setpoint Schedule | Weekdays | 60.08 | 60.08 | 60.08 | 60.08 | 60.08 | 60.08 | 69.98 | 69.98 | 69.98 | 69.98 | 69.98 | 69.98 | 69.98 | 69.98 | 69.98 | 69.98 | 69.98 | 69.98 | 69.98 | 69.98 | 69.98 | 60.08 | 60.08 | 60.08
Retail | Infiltration Schedule | AllDays | 1 | 1 | 1 | 1 | 1 | 1 | 1 | 1 | 1 | 1 | 1 | 1 | 1 | 1 | 1 | 1 | 1 | 1 | 1 | 1 | 1 | 1 | 1 | 1
Retail | Lighting Schedule | AllOtherDays | 0.05 | 0.05 | 0.05 | 0.05 | 0.05 | 0.05 | 0.05 | 0.05 | 0.1 | 0.1 | 0.4 | 0.4 | 0.55 | 0.55 | 0.55 | 0.55 | 0.55 | 0.4 | 0.2 | 0.05 | 0.05 | 0.05 | 0.05 | 0.05
Retail | Lighting Schedule | Saturday | 0.05 | 0.05 | 0.05 | 0.05 | 0.05 | 0.05 | 0.05 | 0.1 | 0.3 | 0.55 | 0.85 | 0.85 | 0.85 | 0.85 | 0.85 | 0.85 | 0.85 | 0.85 | 0.5 | 0.3 | 0.3 | 0.1 | 0.05 | 0.05
Retail | Lighting Schedule | Weekdays | 0.05 | 0.05 | 0.05 | 0.05 | 0.05 | 0.05 | 0.05 | 0.2 | 0.5 | 0.85 | 0.85 | 0.85 | 0.85 | 0.85 | 0.85 | 0.85 | 0.85 | 0.85 | 0.55 | 0.55 | 0.5 | 0.2 | 0.05 | 0.05
Retail | OA Schedule | AllOtherDays | 0 | 0 | 0 | 0 | 0 | 0 | 0 | 0 | 1 | 1 | 1 | 1 | 1 | 1 | 1 | 1 | 1 | 1 | 1 | 0 | 0 | 0 | 0 | 0
Retail | OA Schedule | Saturdays | 0 | 0 | 0 | 0 | 0 | 0 | 1 | 1 | 1 | 1 | 1 | 1 | 1 | 1 | 1 | 1 | 1 | 1 | 1 | 1 | 1 | 1 | 0 | 0
Retail | OA Schedule | Weekdays | 0 | 0 | 0 | 0 | 0 | 0 | 1 | 1 | 1 | 1 | 1 | 1 | 1 | 1 | 1 | 1 | 1 | 1 | 1 | 1 | 1 | 0 | 0 | 0
Retail | Occupant Sch | AllOtherDays | 0 | 0 | 0 | 0 | 0 | 0 | 0 | 0 | 0 | 0.1 | 0.2 | 0.2 | 0.4 | 0.4 | 0.4 | 0.4 | 0.4 | 0.2 | 0.1 | 0 | 0 | 0 | 0 | 0
Retail | Occupant Sch | Saturday | 0 | 0 | 0 | 0 | 0 | 0 | 0 | 0.1 | 0.2 | 0.5 | 0.6 | 0.8 | 0.8 | 0.8 | 0.8 | 0.8 | 0.8 | 0.6 | 0.2 | 0.2 | 0.2 | 0.1 | 0 | 0
Retail | Occupant Sch | Weekdays | 0 | 0 | 0 | 0 | 0 | 0 | 0 | 0.1 | 0.2 | 0.5 | 0.5 | 0.7 | 0.7 | 0.7 | 0.7 | 0.8 | 0.7 | 0.5 | 0.5 | 0.3 | 0.3 | 0 | 0 | 0

## Energy Usage
Energy Consumption - Retail - Small
Climate Zone | HVAC Type | Vintage | Total Floorspace (Excluding Plenums and Crawl Space) (ft²) | Annual Electricity Intensity (kBtu/ft²) | Annual Gas Intensity (kBtu/ft²) | Notes
CZ01 | cAVVG | Existing | 8002.1 | 32.7446 | 20.686
CZ01 | cAVVG | New Construction | 8002.1 | 23.4943 | 23.5176
CZ01 | cDXGF | Existing | 8002.1 | 39.9849 | 13.7356
CZ01 | cDXGF | New Construction | 8002.1 | 27.0503 | 16.9157
CZ01 | cDXHP | Existing | 8002.1 | 42.1419 | 4.7616
CZ01 | cDXHP | New Construction | 8002.1 | 29.9213 | 4.7607
CZ01 | cDXOH | Existing | 8002.1 | 40.1511 | 4.7614
CZ01 | cDXOH | New Construction | 8002.1 | 27.2113 | 4.7607
CZ01 | cPVVG | Existing | 8002.1 | 33.272 | 17.3882
CZ01 | cPVVG | New Construction | 8002.1 | 22.761 | 20.0474
CZ02 | cAVVG | Existing | 8002.1 | 39.0684 | 16.1447
CZ02 | cAVVG | New Construction | 8002.1 | 28.6984 | 22.2531
CZ02 | cDXGF | Existing | 8002.1 | 47.5412 | 10.5007
CZ02 | cDXGF | New Construction | 8002.1 | 35.6961 | 14.559
CZ02 | cDXHP | Existing | 8002.1 | 49.1192 | 4.3956
CZ02 | cDXHP | New Construction | 8002.1 | 38.2297 | 4.3947
CZ02 | cDXOH | Existing | 8002.1 | 47.6762 | 4.3957
CZ02 | cDXOH | New Construction | 8002.1 | 36.151 | 4.3947
CZ02 | cPVVG | Existing | 8002.1 | 39.3557 | 13.1338
CZ02 | cPVVG | New Construction | 8002.1 | 28.2149 | 17.9606
CZ03 | cAVVG | Existing | 8002.1 | 36.3068 | 11.7194
CZ03 | cAVVG | New Construction | 8002.1 | 25.6708 | 17.1877
CZ03 | cDXGF | Existing | 8002.1 | 44.3307 | 7.9515
CZ03 | cDXGF | New Construction | 8002.1 | 32.6134 | 11.3373
CZ03 | cDXHP | Existing | 8002.1 | 45.1724 | 4.3793
CZ03 | cDXHP | New Construction | 8002.1 | 34.2484 | 4.3786
CZ03 | cDXOH | Existing | 8002.1 | 44.3687 | 4.3793
CZ03 | cDXOH | New Construction | 8002.1 | 32.7427 | 4.3786
CZ03 | cPVVG | Existing | 8002.1 | 36.8839 | 9.7387
CZ03 | cPVVG | New Construction | 8002.1 | 25.9534 | 14.0821
CZ04 | cAVVG | Existing | 8002.1 | 41.095 | 11.2287
CZ04 | cAVVG | New Construction | 8002.1 | 29.7038 | 15.6001
CZ04 | cDXGF | Existing | 8002.1 | 48.8034 | 7.4724
CZ04 | cDXGF | New Construction | 8002.1 | 36.5845 | 10.1369
CZ04 | cDXHP | Existing | 8002.1 | 49.5873 | 4.2377
CZ04 | cDXHP | New Construction | 8002.1 | 37.98 | 4.2368
CZ04 | cDXOH | Existing | 8002.1 | 48.8399 | 4.2378
CZ04 | cDXOH | New Construction | 8002.1 | 36.6829 | 4.2368
CZ04 | cPVVG | Existing | 8002.1 | 40.8792 | 9.196
CZ04 | cPVVG | New Construction | 8002.1 | 29.4126 | 12.5395
CZ05 | cAVVG | Existing | 8002.1 | 36.9523 | 10.7012
CZ05 | cAVVG | New Construction | 8002.1 | 26.2994 | 15.6648
CZ05 | cDXGF | Existing | 8002.1 | 45.2297 | 7.3848
CZ05 | cDXGF | New Construction | 8002.1 | 33.2625 | 10.1549
CZ05 | cDXHP | Existing | 8002.1 | 45.9698 | 4.3795
CZ05 | cDXHP | New Construction | 8002.1 | 34.6566 | 4.3787
CZ05 | cDXOH | Existing | 8002.1 | 45.2232 | 4.3795
CZ05 | cDXOH | New Construction | 8002.1 | 33.3304 | 4.3787
CZ05 | cPVVG | Existing | 8002.1 | 37.7465 | 8.929
CZ05 | cPVVG | New Construction | 8002.1 | 26.519 | 12.6231
CZ06 | cAVVG | Existing | 8002.1 | 42.8499 | 5.9564
CZ06 | cAVVG | New Construction | 8002.1 | 30.2192 | 8.2016
CZ06 | cDXGF | Existing | 8002.1 | 48.1629 | 4.7466
CZ06 | cDXGF | New Construction | 8002.1 | 35.7402 | 5.7712
CZ06 | cDXHP | Existing | 8002.1 | 48.1409 | 4.054
CZ06 | cDXHP | New Construction | 8002.1 | 35.9676 | 4.0532
CZ06 | cDXOH | Existing | 8002.1 | 48.1579 | 4.054
CZ06 | cDXOH | New Construction | 8002.1 | 35.735 | 4.0532
CZ06 | cPVVG | Existing | 8002.1 | 41.3641 | 5.2715
CZ06 | cPVVG | New Construction | 8002.1 | 29.3979 | 6.726
CZ07 | cAVVG | Existing | 8002.1 | 43.5997 | 5.8872
CZ07 | cAVVG | New Construction | 8002.1 | 31.18 | 7.8468
CZ07 | cDXGF | Existing | 8002.1 | 48.8851 | 4.6654
CZ07 | cDXGF | New Construction | 8002.1 | 36.237 | 5.4882
CZ07 | cDXHP | Existing | 8002.1 | 48.9281 | 4.0056
CZ07 | cDXHP | New Construction | 8002.1 | 36.4509 | 4.005
CZ07 | cDXOH | Existing | 8002.1 | 48.8805 | 4.0056
CZ07 | cDXOH | New Construction | 8002.1 | 36.2312 | 4.0049
CZ07 | cPVVG | Existing | 8002.1 | 41.8917 | 5.1731
CZ07 | cPVVG | New Construction | 8002.1 | 29.9163 | 6.3284
CZ08 | cAVVG | Existing | 8002.1 | 45.4848 | 6.6197
CZ08 | cAVVG | New Construction | 8002.1 | 33.6175 | 9.1865
CZ08 | cDXGF | Existing | 8002.1 | 51.194 | 4.9551
CZ08 | cDXGF | New Construction | 8002.1 | 38.805 | 6.0906
CZ08 | cDXHP | Existing | 8002.1 | 51.3649 | 4.0003
CZ08 | cDXHP | New Construction | 8002.1 | 39.2283 | 3.9995
CZ08 | cDXOH | Existing | 8002.1 | 51.184 | 4.0003
CZ08 | cDXOH | New Construction | 8002.1 | 38.8006 | 3.9995
CZ08 | cPVVG | Existing | 8002.1 | 43.5908 | 5.6406
CZ08 | cPVVG | New Construction | 8002.1 | 31.7995 | 7.2021
CZ09 | cAVVG | Existing | 8002.1 | 48.0423 | 6.292
CZ09 | cAVVG | New Construction | 8002.1 | 35.527 | 8.4699
CZ09 | cDXGF | Existing | 8002.1 | 53.4995 | 4.6988
CZ09 | cDXGF | New Construction | 8002.1 | 40.4571 | 5.5912
CZ09 | cDXHP | Existing | 8002.1 | 53.6306 | 3.9482
CZ09 | cDXHP | New Construction | 8002.1 | 40.7761 | 3.9473
CZ09 | cDXOH | Existing | 8002.1 | 53.4913 | 3.9482
CZ09 | cDXOH | New Construction | 8002.1 | 40.4528 | 3.9472
CZ09 | cPVVG | Existing | 8002.1 | 45.5496 | 5.3318
CZ09 | cPVVG | New Construction | 8002.1 | 33.2375 | 6.6073
CZ10 | cAVVG | Existing | 8002.1 | 51.5988 | 9.2918
CZ10 | cAVVG | New Construction | 8002.1 | 38.6406 | 11.7054
CZ10 | cDXGF | Existing | 8002.1 | 57.0723 | 6.1186
CZ10 | cDXGF | New Construction | 8002.1 | 43.7807 | 7.3195
CZ10 | cDXHP | Existing | 8002.1 | 57.6446 | 3.9193
CZ10 | cDXHP | New Construction | 8002.1 | 44.632 | 3.9182
CZ10 | cDXOH | Existing | 8002.1 | 57.0759 | 3.9193
CZ10 | cDXOH | New Construction | 8002.1 | 43.8344 | 3.9181
CZ10 | cPVVG | Existing | 8002.1 | 48.3789 | 7.354
CZ10 | cPVVG | New Construction | 8002.1 | 36.2176 | 8.8773
CZ11 | cAVVG | Existing | 8002.1 | 51.1172 | 16.0128
CZ11 | cAVVG | New Construction | 8002.1 | 34.7744 | 13.8233
CZ11 | cDXGF | Existing | 8002.1 | 57.2125 | 9.7387
CZ11 | cDXGF | New Construction | 8002.1 | 37.3565 | 9.976
CZ11 | cDXHP | Existing | 8002.1 | 58.7593 | 4.0013
CZ11 | cDXHP | New Construction | 8002.1 | 38.9047 | 4.0004
CZ11 | cDXOH | Existing | 8002.1 | 57.47 | 4.0013
CZ11 | cDXOH | New Construction | 8002.1 | 37.4346 | 4.0004
CZ11 | cPVVG | Existing | 8002.1 | 48.5648 | 12.5769
CZ11 | cPVVG | New Construction | 8002.1 | 32.321 | 12.0618
CZ12 | cAVVG | Existing | 8002.1 | 47.3147 | 14.8815
CZ12 | cAVVG | New Construction | 8002.1 | 32.6218 | 14.0887
CZ12 | cDXGF | Existing | 8002.1 | 53.4811 | 9.6232
CZ12 | cDXGF | New Construction | 8002.1 | 35.7447 | 10.3537
CZ12 | cDXHP | Existing | 8002.1 | 54.9741 | 4.1067
CZ12 | cDXHP | New Construction | 8002.1 | 37.3477 | 4.1058
CZ12 | cDXOH | Existing | 8002.1 | 53.7158 | 4.1068
CZ12 | cDXOH | New Construction | 8002.1 | 35.8856 | 4.1057
CZ12 | cPVVG | Existing | 8002.1 | 45.5439 | 12.031
CZ12 | cPVVG | New Construction | 8002.1 | 30.7268 | 12.286
CZ13 | cAVVG | Existing | 8002.1 | 53.4256 | 12.8161
CZ13 | cAVVG | New Construction | 8002.1 | 36.4991 | 11.9418
CZ13 | cDXGF | Existing | 8002.1 | 58.3916 | 8.0863
CZ13 | cDXGF | New Construction | 8002.1 | 38.5583 | 8.7834
CZ13 | cDXHP | Existing | 8002.1 | 59.5211 | 3.8923
CZ13 | cDXHP | New Construction | 8002.1 | 39.8388 | 3.8914
CZ13 | cDXOH | Existing | 8002.1 | 58.5817 | 3.8923
CZ13 | cDXOH | New Construction | 8002.1 | 38.6473 | 3.8915
CZ13 | cPVVG | Existing | 8002.1 | 50.0903 | 10.2858
CZ13 | cPVVG | New Construction | 8002.1 | 33.63 | 10.5715
CZ14 | cAVVG | Existing | 8002.1 | 59.4013 | 8.8473
CZ14 | cAVVG | New Construction | 8002.1 | 39.8699 | 8.9165
CZ14 | cDXGF | Existing | 8002.1 | 62.7021 | 5.7328
CZ14 | cDXGF | New Construction | 8002.1 | 41.7025 | 6.2129
CZ14 | cDXHP | Existing | 8002.1 | 63.2555 | 3.7081
CZ14 | cDXHP | New Construction | 8002.1 | 42.406 | 3.7072
CZ14 | cDXOH | Existing | 8002.1 | 62.7301 | 3.7081
CZ14 | cDXOH | New Construction | 8002.1 | 41.7037 | 3.7072
CZ14 | cPVVG | Existing | 8002.1 | 53.9759 | 7.0358
CZ14 | cPVVG | New Construction | 8002.1 | 36.5759 | 7.511
CZ15 | cAVVG | Existing | 8002.1 | 69.6159 | 5.3037
CZ15 | cAVVG | New Construction | 8002.1 | 48.2553 | 5.549
CZ15 | cDXGF | Existing | 8002.1 | 69.5015 | 3.733
CZ15 | cDXGF | New Construction | 8002.1 | 46.4713 | 3.8614
CZ15 | cDXHP | Existing | 8002.1 | 69.6091 | 3.3199
CZ15 | cDXHP | New Construction | 8002.1 | 46.6098 | 3.3187
CZ15 | cDXOH | Existing | 8002.1 | 69.4929 | 3.3199
CZ15 | cDXOH | New Construction | 8002.1 | 46.4517 | 3.3189
CZ15 | cPVVG | Existing | 8002.1 | 61.2403 | 4.1408
CZ15 | cPVVG | New Construction | 8002.1 | 41.9829 | 4.2565
CZ16 | cAVVG | Existing | 8002.1 | 49.4989 | 18.5718
CZ16 | cAVVG | New Construction | 8002.1 | 33.6283 | 17.0093
CZ16 | cDXGF | Existing | 8002.1 | 55.2944 | 11.86
CZ16 | cDXGF | New Construction | 8002.1 | 37.171 | 12.6733
CZ16 | cDXHP | Existing | 8002.1 | 57.7783 | 4.3284
CZ16 | cDXHP | New Construction | 8002.1 | 39.7657 | 4.3273
CZ16 | cDXOH | Existing | 8002.1 | 55.7586 | 4.3283
CZ16 | cDXOH | New Construction | 8002.1 | 37.5169 | 4.3272
CZ16 | cPVVG | Existing | 8002.1 | 46.9388 | 14.6451
CZ16 | cPVVG | New Construction | 8002.1 | 31.7807 | 14.9899

## Energy Usage_Figures
Energy Figures (from 'Energy Usage' Tab)
cAVVG ¦ Annual Electricity Intensity (kBtu/ft²) |  |  | cAVVG ¦ Annual Gas Intensity (kBtu/ft²)
Climate Zone | Existing | New Construction | Climate Zone | Existing | New Construction
CZ01 | 32.7446 | 23.4943 | CZ01 | 20.686 | 23.5176
CZ02 | 39.0684 | 28.6984 | CZ02 | 16.1447 | 22.2531
CZ03 | 36.3068 | 25.6708 | CZ03 | 11.7194 | 17.1877
CZ04 | 41.095 | 29.7038 | CZ04 | 11.2287 | 15.6001
CZ05 | 36.9523 | 26.2994 | CZ05 | 10.7012 | 15.6648
CZ06 | 42.8499 | 30.2192 | CZ06 | 5.9564 | 8.2016
CZ07 | 43.5997 | 31.18 | CZ07 | 5.8872 | 7.8468
CZ08 | 45.4848 | 33.6175 | CZ08 | 6.6197 | 9.1865
CZ09 | 48.0423 | 35.527 | CZ09 | 6.292 | 8.4699
CZ10 | 51.5988 | 38.6406 | CZ10 | 9.2918 | 11.7054
CZ11 | 51.1172 | 34.7744 | CZ11 | 16.0128 | 13.8233
CZ12 | 47.3147 | 32.6218 | CZ12 | 14.8815 | 14.0887
CZ13 | 53.4256 | 36.4991 | CZ13 | 12.8161 | 11.9418
CZ14 | 59.4013 | 39.8699 | CZ14 | 8.8473 | 8.9165
CZ15 | 69.6159 | 48.2553 | CZ15 | 5.3037 | 5.549
CZ16 | 49.4989 | 33.6283 | CZ16 | 18.5718 | 17.0093
cDXGF ¦ Annual Electricity Intensity (kBtu/ft²) |  |  | cDXGF ¦ Annual Gas Intensity (kBtu/ft²)
Climate Zone | Existing | New Construction | Climate Zone | Existing | New Construction
CZ01 | 39.9849 | 27.0503 | CZ01 | 13.7356 | 16.9157
CZ02 | 47.5412 | 35.6961 | CZ02 | 10.5007 | 14.559
CZ03 | 44.3307 | 32.6134 | CZ03 | 7.9515 | 11.3373
CZ04 | 48.8034 | 36.5845 | CZ04 | 7.4724 | 10.1369
CZ05 | 45.2297 | 33.2625 | CZ05 | 7.3848 | 10.1549
CZ06 | 48.1629 | 35.7402 | CZ06 | 4.7466 | 5.7712
CZ07 | 48.8851 | 36.237 | CZ07 | 4.6654 | 5.4882
CZ08 | 51.194 | 38.805 | CZ08 | 4.9551 | 6.0906
CZ09 | 53.4995 | 40.4571 | CZ09 | 4.6988 | 5.5912
CZ10 | 57.0723 | 43.7807 | CZ10 | 6.1186 | 7.3195
CZ11 | 57.2125 | 37.3565 | CZ11 | 9.7387 | 9.976
CZ12 | 53.4811 | 35.7447 | CZ12 | 9.6232 | 10.3537
CZ13 | 58.3916 | 38.5583 | CZ13 | 8.0863 | 8.7834
CZ14 | 62.7021 | 41.7025 | CZ14 | 5.7328 | 6.2129
CZ15 | 69.5015 | 46.4713 | CZ15 | 3.733 | 3.8614
CZ16 | 55.2944 | 37.171 | CZ16 | 11.86 | 12.6733
cDXHP ¦ Annual Electricity Intensity (kBtu/ft²) |  |  | cDXHP ¦ Annual Gas Intensity (kBtu/ft²)
Climate Zone | Existing | New Construction | Climate Zone | Existing | New Construction
CZ01 | 42.1419 | 29.9213 | CZ01 | 4.7616 | 4.7607
CZ02 | 49.1192 | 38.2297 | CZ02 | 4.3956 | 4.3947
CZ03 | 45.1724 | 34.2484 | CZ03 | 4.3793 | 4.3786
CZ04 | 49.5873 | 37.98 | CZ04 | 4.2377 | 4.2368
CZ05 | 45.9698 | 34.6566 | CZ05 | 4.3795 | 4.3787
CZ06 | 48.1409 | 35.9676 | CZ06 | 4.054 | 4.0532
CZ07 | 48.9281 | 36.4509 | CZ07 | 4.0056 | 4.005
CZ08 | 51.3649 | 39.2283 | CZ08 | 4.0003 | 3.9995
CZ09 | 53.6306 | 40.7761 | CZ09 | 3.9482 | 3.9473
CZ10 | 57.6446 | 44.632 | CZ10 | 3.9193 | 3.9182
CZ11 | 58.7593 | 38.9047 | CZ11 | 4.0013 | 4.0004
CZ12 | 54.9741 | 37.3477 | CZ12 | 4.1067 | 4.1058
CZ13 | 59.5211 | 39.8388 | CZ13 | 3.8923 | 3.8914
CZ14 | 63.2555 | 42.406 | CZ14 | 3.7081 | 3.7072
CZ15 | 69.6091 | 46.6098 | CZ15 | 3.3199 | 3.3187
CZ16 | 57.7783 | 39.7657 | CZ16 | 4.3284 | 4.3273
cDXOH ¦ Annual Electricity Intensity (kBtu/ft²) |  |  | cDXOH ¦ Annual Gas Intensity (kBtu/ft²)
Climate Zone | Existing | New Construction | Climate Zone | Existing | New Construction
CZ01 | 40.1511 | 27.2113 | CZ01 | 4.7614 | 4.7607
CZ02 | 47.6762 | 36.151 | CZ02 | 4.3957 | 4.3947
CZ03 | 44.3687 | 32.7427 | CZ03 | 4.3793 | 4.3786
CZ04 | 48.8399 | 36.6829 | CZ04 | 4.2378 | 4.2368
CZ05 | 45.2232 | 33.3304 | CZ05 | 4.3795 | 4.3787
CZ06 | 48.1579 | 35.735 | CZ06 | 4.054 | 4.0532
CZ07 | 48.8805 | 36.2312 | CZ07 | 4.0056 | 4.0049
CZ08 | 51.184 | 38.8006 | CZ08 | 4.0003 | 3.9995
CZ09 | 53.4913 | 40.4528 | CZ09 | 3.9482 | 3.9472
CZ10 | 57.0759 | 43.8344 | CZ10 | 3.9193 | 3.9181
CZ11 | 57.47 | 37.4346 | CZ11 | 4.0013 | 4.0004
CZ12 | 53.7158 | 35.8856 | CZ12 | 4.1068 | 4.1057
CZ13 | 58.5817 | 38.6473 | CZ13 | 3.8923 | 3.8915
CZ14 | 62.7301 | 41.7037 | CZ14 | 3.7081 | 3.7072
CZ15 | 69.4929 | 46.4517 | CZ15 | 3.3199 | 3.3189
CZ16 | 55.7586 | 37.5169 | CZ16 | 4.3283 | 4.3272
cPVVG ¦ Annual Electricity Intensity (kBtu/ft²) |  |  | cPVVG ¦ Annual Gas Intensity (kBtu/ft²)
Climate Zone | Existing | New Construction | Climate Zone | Existing | New Construction
CZ01 | 33.272 | 22.761 | CZ01 | 17.3882 | 20.0474
CZ02 | 39.3557 | 28.2149 | CZ02 | 13.1338 | 17.9606
CZ03 | 36.8839 | 25.9534 | CZ03 | 9.7387 | 14.0821
CZ04 | 40.8792 | 29.4126 | CZ04 | 9.196 | 12.5395
CZ05 | 37.7465 | 26.519 | CZ05 | 8.929 | 12.6231
CZ06 | 41.3641 | 29.3979 | CZ06 | 5.2715 | 6.726
CZ07 | 41.8917 | 29.9163 | CZ07 | 5.1731 | 6.3284
CZ08 | 43.5908 | 31.7995 | CZ08 | 5.6406 | 7.2021
CZ09 | 45.5496 | 33.2375 | CZ09 | 5.3318 | 6.6073
CZ10 | 48.3789 | 36.2176 | CZ10 | 7.354 | 8.8773
CZ11 | 48.5648 | 32.321 | CZ11 | 12.5769 | 12.0618
CZ12 | 45.5439 | 30.7268 | CZ12 | 12.031 | 12.286
CZ13 | 50.0903 | 33.63 | CZ13 | 10.2858 | 10.5715
CZ14 | 53.9759 | 36.5759 | CZ14 | 7.0358 | 7.511
CZ15 | 61.2403 | 41.9829 | CZ15 | 4.1408 | 4.2565
CZ16 | 46.9388 | 31.7807 | CZ16 | 14.6451 | 14.9899

## Raw_totalendusesannual (hidden)
Vintage | Climate Zone | HVAC System | Electricity (kBtu) | Natural Gas (kBtu)
Existing | CZ01 | cAVVG | 262025.28 | 165531.72
Existing | CZ02 | cAVVG | 312629.34 | 129191.23
Existing | CZ03 | cAVVG | 290530.88 | 93779.85
Existing | CZ04 | cAVVG | 328846.56 | 89853.07
Existing | CZ05 | cAVVG | 295696.07 | 85632.4
Existing | CZ06 | cAVVG | 342889.44 | 47664.06
Existing | CZ07 | cAVVG | 348888.81 | 47110.01
Existing | CZ08 | cAVVG | 363973.57 | 52971.83
Existing | CZ09 | cAVVG | 384439.23 | 50349.44
Existing | CZ10 | cAVVG | 412898.98 | 74354.18
Existing | CZ11 | cAVVG | 409045.2 | 128136.29
Existing | CZ12 | cAVVG | 378617.18 | 119083.02
Existing | CZ13 | cAVVG | 427517.01 | 102555.98
Existing | CZ14 | cAVVG | 475335.31 | 70796.8
Existing | CZ15 | cAVVG | 557073.04 | 42441.11
Existing | CZ16 | cAVVG | 396095.4 | 148613.56
New Construction | CZ01 | cAVVG | 188003.87 | 188190.17
New Construction | CZ02 | cAVVG | 229647.71 | 178071.26
New Construction | CZ03 | cAVVG | 205420.49 | 137537.94
New Construction | CZ04 | cAVVG | 237693.1 | 124833.84
New Construction | CZ05 | cAVVG | 210450.4 | 125351.44
New Construction | CZ06 | cAVVG | 241816.88 | 65629.9
New Construction | CZ07 | cAVVG | 249505.54 | 62790.88
New Construction | CZ08 | cAVVG | 269010.53 | 73511.44
New Construction | CZ09 | cAVVG | 284290.56 | 67777.11
New Construction | CZ10 | cAVVG | 309205.87 | 93667.41
New Construction | CZ11 | cAVVG | 278268.34 | 110615.26
New Construction | CZ12 | cAVVG | 261043.23 | 112739.48
New Construction | CZ13 | cAVVG | 292069.14 | 95559.45
New Construction | CZ14 | cAVVG | 319043.2 | 71350.44
New Construction | CZ15 | cAVVG | 386143.54 | 44403.85
New Construction | CZ16 | cAVVG | 269096.67 | 136110.03
Existing | CZ01 | cDXGF | 319962.89 | 109913.77
Existing | CZ02 | cDXGF | 380429.59 | 84027.42
Existing | CZ03 | cDXGF | 354738.51 | 63628.62
Existing | CZ04 | cDXGF | 390529.51 | 59794.72
Existing | CZ05 | cDXGF | 361932.94 | 59093.54
Existing | CZ06 | cDXGF | 385404.25 | 37983.07
Existing | CZ07 | cDXGF | 391183.13 | 37333.13
Existing | CZ08 | cDXGF | 409659.67 | 39650.97
Existing | CZ09 | cDXGF | 428108.18 | 37600.39
Existing | CZ10 | cDXGF | 456697.99 | 48961.33
Existing | CZ11 | cDXGF | 457820.1 | 77930.41
Existing | CZ12 | cDXGF | 427960.94 | 77005.54
Existing | CZ13 | cDXGF | 467255.18 | 64707.34
Existing | CZ14 | cDXGF | 501748.64 | 45874.59
Existing | CZ15 | cDXGF | 556157.89 | 29871.44
Existing | CZ16 | cDXGF | 442471.18 | 94905.26
New Construction | CZ01 | cDXGF | 216459.47 | 135361.48
New Construction | CZ02 | cDXGF | 285644.12 | 116502.9
New Construction | CZ03 | cDXGF | 260975.61 | 90722.23
New Construction | CZ04 | cDXGF | 292752.76 | 81116.15
New Construction | CZ05 | cDXGF | 266170.14 | 81260.18
New Construction | CZ06 | cDXGF | 285997.04 | 46181.87
New Construction | CZ07 | cDXGF | 289972.33 | 43916.86
New Construction | CZ08 | cDXGF | 310521.61 | 48737.31
New Construction | CZ09 | cDXGF | 323741.67 | 44741.08
New Construction | CZ10 | cDXGF | 350337.61 | 58570.98
New Construction | CZ11 | cDXGF | 298930.07 | 79828.6
New Construction | CZ12 | cDXGF | 286032.53 | 82851.51
New Construction | CZ13 | cDXGF | 308547.75 | 70285.44
New Construction | CZ14 | cDXGF | 333707.5 | 49716.26
New Construction | CZ15 | cDXGF | 371867.8 | 30899.2
New Construction | CZ16 | cDXGF | 297445.85 | 101413.32
Existing | CZ01 | cDXHP | 337223.49 | 38102.59
Existing | CZ02 | cDXHP | 393057.06 | 35174.33
Existing | CZ03 | cDXHP | 361473.89 | 35043.33
Existing | CZ04 | cDXHP | 396802.3 | 33910.69
Existing | CZ05 | cDXHP | 367854.56 | 35045.22
Existing | CZ06 | cDXHP | 385228.13 | 32440.18
Existing | CZ07 | cDXHP | 391527.94 | 32053.55
Existing | CZ08 | cDXHP | 411027.31 | 32010.98
Existing | CZ09 | cDXHP | 429157.61 | 31594.2
Existing | CZ10 | cDXHP | 461277.48 | 31362.36
Existing | CZ11 | cDXHP | 470197.51 | 32018.69
Existing | CZ12 | cDXHP | 439908.1 | 32861.99
Existing | CZ13 | cDXHP | 476293.67 | 31146.8
Existing | CZ14 | cDXHP | 506176.6 | 29672.88
Existing | CZ15 | cDXHP | 557018.79 | 26565.93
Existing | CZ16 | cDXHP | 462347.53 | 34636.15
New Construction | CZ01 | cDXHP | 239433.03 | 38095.5
New Construction | CZ02 | cDXHP | 305917.74 | 35167.16
New Construction | CZ03 | cDXHP | 274058.87 | 35037.64
New Construction | CZ04 | cDXHP | 303920.14 | 33903.31
New Construction | CZ05 | cDXHP | 277325.85 | 35038.81
New Construction | CZ06 | cDXHP | 287816.38 | 32434.29
New Construction | CZ07 | cDXHP | 291684.02 | 32048.17
New Construction | CZ08 | cDXHP | 313908.53 | 32004.25
New Construction | CZ09 | cDXHP | 326294.55 | 31586.7
New Construction | CZ10 | cDXHP | 357149.68 | 31353.43
New Construction | CZ11 | cDXHP | 311319.51 | 32011.5
New Construction | CZ12 | cDXHP | 298859.66 | 32854.82
New Construction | CZ13 | cDXHP | 318793.96 | 31139.52
New Construction | CZ14 | cDXHP | 339337.45 | 29665.14
New Construction | CZ15 | cDXHP | 372976.6 | 26556.37
New Construction | CZ16 | cDXHP | 318209.47 | 34627.2
Existing | CZ01 | cDXOH | 321293.47 | 38101.42
Existing | CZ02 | cDXOH | 381509.48 | 35174.65
Existing | CZ03 | cDXOH | 355042.41 | 35043.87
Existing | CZ04 | cDXOH | 390821.71 | 33911.03
Existing | CZ05 | cDXOH | 361880.62 | 35045.28
Existing | CZ06 | cDXOH | 385364.47 | 32440.2
Existing | CZ07 | cDXOH | 391146.98 | 32053.56
Existing | CZ08 | cDXOH | 409579.79 | 32010.97
Existing | CZ09 | cDXOH | 428042.96 | 31594.22
Existing | CZ10 | cDXOH | 456727.33 | 31362.45
Existing | CZ11 | cDXOH | 459880.85 | 32018.88
Existing | CZ12 | cDXOH | 429839.22 | 32862.72
Existing | CZ13 | cDXOH | 468776.49 | 31146.95
Existing | CZ14 | cDXOH | 501972.33 | 29672.86
Existing | CZ15 | cDXOH | 556089.33 | 26565.98
Existing | CZ16 | cDXOH | 446185.85 | 34635.86
New Construction | CZ01 | cDXOH | 217747.66 | 38095.88
New Construction | CZ02 | cDXOH | 289284.14 | 35167.07
New Construction | CZ03 | cDXOH | 262010.17 | 35037.64
New Construction | CZ04 | cDXOH | 293539.85 | 33903.54
New Construction | CZ05 | cDXOH | 266713.26 | 35038.97
New Construction | CZ06 | cDXOH | 285954.66 | 32433.81
New Construction | CZ07 | cDXOH | 289925.54 | 32047.97
New Construction | CZ08 | cDXOH | 310486 | 32004.13
New Construction | CZ09 | cDXOH | 323707.44 | 31585.53
New Construction | CZ10 | cDXOH | 350767.1 | 31352.77
New Construction | CZ11 | cDXOH | 299555.05 | 32011.94
New Construction | CZ12 | cDXOH | 287160.55 | 32853.87
New Construction | CZ13 | cDXOH | 309259.57 | 31139.94
New Construction | CZ14 | cDXOH | 333717.05 | 29665.48
New Construction | CZ15 | cDXOH | 371710.86 | 26558.51
New Construction | CZ16 | cDXOH | 300214.35 | 34626.45
Existing | CZ01 | cPVVG | 266246.13 | 139141.9
Existing | CZ02 | cPVVG | 314927.98 | 105098.12
Existing | CZ03 | cPVVG | 295148.68 | 77930.22
Existing | CZ04 | cPVVG | 327119.19 | 73587.58
Existing | CZ05 | cPVVG | 302050.92 | 71451.11
Existing | CZ06 | cPVVG | 330999.71 | 42183.01
Existing | CZ07 | cPVVG | 335221.43 | 41395.48
Existing | CZ08 | cPVVG | 348817.66 | 45136.95
Existing | CZ09 | cPVVG | 364492.42 | 42665.56
Existing | CZ10 | cPVVG | 387133.18 | 58847.1
Existing | CZ11 | cPVVG | 388620.62 | 100641.24
Existing | CZ12 | cPVVG | 364446.74 | 96273.36
Existing | CZ13 | cPVVG | 400827.44 | 82307.85
Existing | CZ14 | cPVVG | 431920.36 | 56300.98
Existing | CZ15 | cPVVG | 490050.88 | 33135.41
Existing | CZ16 | cPVVG | 375609.13 | 117191.91
New Construction | CZ01 | cPVVG | 182135.81 | 160421.29
New Construction | CZ02 | cPVVG | 225778.41 | 143722.57
New Construction | CZ03 | cPVVG | 207681.38 | 112686.36
New Construction | CZ04 | cPVVG | 235362.54 | 100342.59
New Construction | CZ05 | cPVVG | 212207.67 | 101011.67
New Construction | CZ06 | cPVVG | 235244.98 | 53822.06
New Construction | CZ07 | cPVVG | 239393.61 | 50640.1
New Construction | CZ08 | cPVVG | 254462.64 | 57631.62
New Construction | CZ09 | cPVVG | 265969.98 | 52872.67
New Construction | CZ10 | cPVVG | 289816.64 | 71037.41
New Construction | CZ11 | cPVVG | 258635.82 | 96519.66
New Construction | CZ12 | cPVVG | 245879.31 | 98313.84
New Construction | CZ13 | cPVVG | 269110.28 | 84594.17
New Construction | CZ14 | cPVVG | 292684.29 | 60103.75
New Construction | CZ15 | cPVVG | 335951.1 | 34060.72
New Construction | CZ16 | cPVVG | 254312.64 | 119950.41

## Energy Usage by End Use
Energy Consumption by End Use - Retail - Small
Climate Zone | HVAC System | Vintage | End Use | Electricity (kBtu) | Natural Gas (kBtu) | Note
CZ01 | cAVVG | Existing | Heating | 0 | 127429.15
CZ01 | cAVVG | Existing | Cooling | 2338.53 | 0
CZ01 | cAVVG | Existing | Interior Lighting | 152334.7 | 0
CZ01 | cAVVG | Existing | Exterior Lighting | 0 | 0
CZ01 | cAVVG | Existing | Interior Equipment | 83480.96 | 0
CZ01 | cAVVG | Existing | Exterior Equipment | 0 | 0
CZ01 | cAVVG | Existing | Fans | 23637.42 | 0
CZ01 | cAVVG | Existing | Pumps | 233.66 | 0
CZ01 | cAVVG | Existing | Heat Rejection | 0 | 0
CZ01 | cAVVG | Existing | Humidification | 0 | 0
CZ01 | cAVVG | Existing | Heat Recovery | 0 | 0
CZ01 | cAVVG | Existing | Water Systems | 0 | 38102.57
CZ01 | cAVVG | Existing | Refrigeration | 0 | 0
CZ01 | cAVVG | Existing | Generators | 0 | 0
CZ01 | cAVVG | Existing | Total End Uses | 262025.28 | 165531.72
CZ02 | cAVVG | Existing | Heating | 0 | 94016.67
CZ02 | cAVVG | Existing | Cooling | 43114.35 | 0
CZ02 | cAVVG | Existing | Interior Lighting | 152334.7 | 0
CZ02 | cAVVG | Existing | Exterior Lighting | 0 | 0
CZ02 | cAVVG | Existing | Interior Equipment | 83480.96 | 0
CZ02 | cAVVG | Existing | Exterior Equipment | 0 | 0
CZ02 | cAVVG | Existing | Fans | 31878.99 | 0
CZ02 | cAVVG | Existing | Pumps | 1820.34 | 0
CZ02 | cAVVG | Existing | Heat Rejection | 0 | 0
CZ02 | cAVVG | Existing | Humidification | 0 | 0
CZ02 | cAVVG | Existing | Heat Recovery | 0 | 0
CZ02 | cAVVG | Existing | Water Systems | 0 | 35174.56
CZ02 | cAVVG | Existing | Refrigeration | 0 | 0
CZ02 | cAVVG | Existing | Generators | 0 | 0
CZ02 | cAVVG | Existing | Total End Uses | 312629.34 | 129191.23
CZ03 | cAVVG | Existing | Heating | 0 | 58735.17
CZ03 | cAVVG | Existing | Cooling | 26083.76 | 0
CZ03 | cAVVG | Existing | Interior Lighting | 152334.7 | 0
CZ03 | cAVVG | Existing | Exterior Lighting | 0 | 0
CZ03 | cAVVG | Existing | Interior Equipment | 83480.96 | 0
CZ03 | cAVVG | Existing | Exterior Equipment | 0 | 0
CZ03 | cAVVG | Existing | Fans | 27204.02 | 0
CZ03 | cAVVG | Existing | Pumps | 1427.43 | 0
CZ03 | cAVVG | Existing | Heat Rejection | 0 | 0
CZ03 | cAVVG | Existing | Humidification | 0 | 0
CZ03 | cAVVG | Existing | Heat Recovery | 0 | 0
CZ03 | cAVVG | Existing | Water Systems | 0 | 35044.68
CZ03 | cAVVG | Existing | Refrigeration | 0 | 0
CZ03 | cAVVG | Existing | Generators | 0 | 0
CZ03 | cAVVG | Existing | Total End Uses | 290530.88 | 93779.85
CZ04 | cAVVG | Existing | Heating | 0 | 55941.96
CZ04 | cAVVG | Existing | Cooling | 53566.43 | 0
CZ04 | cAVVG | Existing | Interior Lighting | 152334.7 | 0
CZ04 | cAVVG | Existing | Exterior Lighting | 0 | 0
CZ04 | cAVVG | Existing | Interior Equipment | 83480.96 | 0
CZ04 | cAVVG | Existing | Exterior Equipment | 0 | 0
CZ04 | cAVVG | Existing | Fans | 37278.88 | 0
CZ04 | cAVVG | Existing | Pumps | 2185.59 | 0
CZ04 | cAVVG | Existing | Heat Rejection | 0 | 0
CZ04 | cAVVG | Existing | Humidification | 0 | 0
CZ04 | cAVVG | Existing | Heat Recovery | 0 | 0
CZ04 | cAVVG | Existing | Water Systems | 0 | 33911.11
CZ04 | cAVVG | Existing | Refrigeration | 0 | 0
CZ04 | cAVVG | Existing | Generators | 0 | 0
CZ04 | cAVVG | Existing | Total End Uses | 328846.56 | 89853.07
CZ05 | cAVVG | Existing | Heating | 0 | 50586.02
CZ05 | cAVVG | Existing | Cooling | 31091.15 | 0
CZ05 | cAVVG | Existing | Interior Lighting | 152334.7 | 0
CZ05 | cAVVG | Existing | Exterior Lighting | 0 | 0
CZ05 | cAVVG | Existing | Interior Equipment | 83480.96 | 0
CZ05 | cAVVG | Existing | Exterior Equipment | 0 | 0
CZ05 | cAVVG | Existing | Fans | 27394.3 | 0
CZ05 | cAVVG | Existing | Pumps | 1394.96 | 0
CZ05 | cAVVG | Existing | Heat Rejection | 0 | 0
CZ05 | cAVVG | Existing | Humidification | 0 | 0
CZ05 | cAVVG | Existing | Heat Recovery | 0 | 0
CZ05 | cAVVG | Existing | Water Systems | 0 | 35046.38
CZ05 | cAVVG | Existing | Refrigeration | 0 | 0
CZ05 | cAVVG | Existing | Generators | 0 | 0
CZ05 | cAVVG | Existing | Total End Uses | 295696.07 | 85632.4
CZ06 | cAVVG | Existing | Heating | 0 | 15223.57
CZ06 | cAVVG | Existing | Cooling | 59230.2 | 0
CZ06 | cAVVG | Existing | Interior Lighting | 152334.7 | 0
CZ06 | cAVVG | Existing | Exterior Lighting | 0 | 0
CZ06 | cAVVG | Existing | Interior Equipment | 83480.96 | 0
CZ06 | cAVVG | Existing | Exterior Equipment | 0 | 0
CZ06 | cAVVG | Existing | Fans | 45227.45 | 0
CZ06 | cAVVG | Existing | Pumps | 2616.13 | 0
CZ06 | cAVVG | Existing | Heat Rejection | 0 | 0
CZ06 | cAVVG | Existing | Humidification | 0 | 0
CZ06 | cAVVG | Existing | Heat Recovery | 0 | 0
CZ06 | cAVVG | Existing | Water Systems | 0 | 32440.49
CZ06 | cAVVG | Existing | Refrigeration | 0 | 0
CZ06 | cAVVG | Existing | Generators | 0 | 0
CZ06 | cAVVG | Existing | Total End Uses | 342889.44 | 47664.06
CZ07 | cAVVG | Existing | Heating | 0 | 15056.14
CZ07 | cAVVG | Existing | Cooling | 65697.06 | 0
CZ07 | cAVVG | Existing | Interior Lighting | 152334.7 | 0
CZ07 | cAVVG | Existing | Exterior Lighting | 0 | 0
CZ07 | cAVVG | Existing | Interior Equipment | 83480.96 | 0
CZ07 | cAVVG | Existing | Exterior Equipment | 0 | 0
CZ07 | cAVVG | Existing | Fans | 44504.49 | 0
CZ07 | cAVVG | Existing | Pumps | 2871.59 | 0
CZ07 | cAVVG | Existing | Heat Rejection | 0 | 0
CZ07 | cAVVG | Existing | Humidification | 0 | 0
CZ07 | cAVVG | Existing | Heat Recovery | 0 | 0
CZ07 | cAVVG | Existing | Water Systems | 0 | 32053.86
CZ07 | cAVVG | Existing | Refrigeration | 0 | 0
CZ07 | cAVVG | Existing | Generators | 0 | 0
CZ07 | cAVVG | Existing | Total End Uses | 348888.81 | 47110.01
CZ08 | cAVVG | Existing | Heating | 0 | 20960.73
CZ08 | cAVVG | Existing | Cooling | 78914.15 | 0
CZ08 | cAVVG | Existing | Interior Lighting | 152334.7 | 0
CZ08 | cAVVG | Existing | Exterior Lighting | 0 | 0
CZ08 | cAVVG | Existing | Interior Equipment | 83480.96 | 0
CZ08 | cAVVG | Existing | Exterior Equipment | 0 | 0
CZ08 | cAVVG | Existing | Fans | 46152.43 | 0
CZ08 | cAVVG | Existing | Pumps | 3091.34 | 0
CZ08 | cAVVG | Existing | Heat Rejection | 0 | 0
CZ08 | cAVVG | Existing | Humidification | 0 | 0
CZ08 | cAVVG | Existing | Heat Recovery | 0 | 0
CZ08 | cAVVG | Existing | Water Systems | 0 | 32011.11
CZ08 | cAVVG | Existing | Refrigeration | 0 | 0
CZ08 | cAVVG | Existing | Generators | 0 | 0
CZ08 | cAVVG | Existing | Total End Uses | 363973.57 | 52971.83
CZ09 | cAVVG | Existing | Heating | 0 | 18755.06
CZ09 | cAVVG | Existing | Cooling | 92017.88 | 0
CZ09 | cAVVG | Existing | Interior Lighting | 152334.7 | 0
CZ09 | cAVVG | Existing | Exterior Lighting | 0 | 0
CZ09 | cAVVG | Existing | Interior Equipment | 83480.96 | 0
CZ09 | cAVVG | Existing | Exterior Equipment | 0 | 0
CZ09 | cAVVG | Existing | Fans | 53188.53 | 0
CZ09 | cAVVG | Existing | Pumps | 3417.15 | 0
CZ09 | cAVVG | Existing | Heat Rejection | 0 | 0
CZ09 | cAVVG | Existing | Humidification | 0 | 0
CZ09 | cAVVG | Existing | Heat Recovery | 0 | 0
CZ09 | cAVVG | Existing | Water Systems | 0 | 31594.38
CZ09 | cAVVG | Existing | Refrigeration | 0 | 0
CZ09 | cAVVG | Existing | Generators | 0 | 0
CZ09 | cAVVG | Existing | Total End Uses | 384439.23 | 50349.44
CZ10 | cAVVG | Existing | Heating | 0 | 42991.57
CZ10 | cAVVG | Existing | Cooling | 114175.16 | 0
CZ10 | cAVVG | Existing | Interior Lighting | 152334.7 | 0
CZ10 | cAVVG | Existing | Exterior Lighting | 0 | 0
CZ10 | cAVVG | Existing | Interior Equipment | 83480.96 | 0
CZ10 | cAVVG | Existing | Exterior Equipment | 0 | 0
CZ10 | cAVVG | Existing | Fans | 59356 | 0
CZ10 | cAVVG | Existing | Pumps | 3552.16 | 0
CZ10 | cAVVG | Existing | Heat Rejection | 0 | 0
CZ10 | cAVVG | Existing | Humidification | 0 | 0
CZ10 | cAVVG | Existing | Heat Recovery | 0 | 0
CZ10 | cAVVG | Existing | Water Systems | 0 | 31362.61
CZ10 | cAVVG | Existing | Refrigeration | 0 | 0
CZ10 | cAVVG | Existing | Generators | 0 | 0
CZ10 | cAVVG | Existing | Total End Uses | 412898.98 | 74354.18
CZ11 | cAVVG | Existing | Heating | 0 | 96117.44
CZ11 | cAVVG | Existing | Cooling | 111629.87 | 0
CZ11 | cAVVG | Existing | Interior Lighting | 152334.7 | 0
CZ11 | cAVVG | Existing | Exterior Lighting | 0 | 0
CZ11 | cAVVG | Existing | Interior Equipment | 83480.96 | 0
CZ11 | cAVVG | Existing | Exterior Equipment | 0 | 0
CZ11 | cAVVG | Existing | Fans | 59309.58 | 0
CZ11 | cAVVG | Existing | Pumps | 2290.08 | 0
CZ11 | cAVVG | Existing | Heat Rejection | 0 | 0
CZ11 | cAVVG | Existing | Humidification | 0 | 0
CZ11 | cAVVG | Existing | Heat Recovery | 0 | 0
CZ11 | cAVVG | Existing | Water Systems | 0 | 32018.85
CZ11 | cAVVG | Existing | Refrigeration | 0 | 0
CZ11 | cAVVG | Existing | Generators | 0 | 0
CZ11 | cAVVG | Existing | Total End Uses | 409045.2 | 128136.29
CZ12 | cAVVG | Existing | Heating | 0 | 86221
CZ12 | cAVVG | Existing | Cooling | 90424.79 | 0
CZ12 | cAVVG | Existing | Interior Lighting | 152334.7 | 0
CZ12 | cAVVG | Existing | Exterior Lighting | 0 | 0
CZ12 | cAVVG | Existing | Interior Equipment | 83480.96 | 0
CZ12 | cAVVG | Existing | Exterior Equipment | 0 | 0
CZ12 | cAVVG | Existing | Fans | 50203.13 | 0
CZ12 | cAVVG | Existing | Pumps | 2173.61 | 0
CZ12 | cAVVG | Existing | Heat Rejection | 0 | 0
CZ12 | cAVVG | Existing | Humidification | 0 | 0
CZ12 | cAVVG | Existing | Heat Recovery | 0 | 0
CZ12 | cAVVG | Existing | Water Systems | 0 | 32862.02
CZ12 | cAVVG | Existing | Refrigeration | 0 | 0
CZ12 | cAVVG | Existing | Generators | 0 | 0
CZ12 | cAVVG | Existing | Total End Uses | 378617.18 | 119083.02
CZ13 | cAVVG | Existing | Heating | 0 | 71408.97
CZ13 | cAVVG | Existing | Cooling | 123925.34 | 0
CZ13 | cAVVG | Existing | Interior Lighting | 152334.7 | 0
CZ13 | cAVVG | Existing | Exterior Lighting | 0 | 0
CZ13 | cAVVG | Existing | Interior Equipment | 83480.96 | 0
CZ13 | cAVVG | Existing | Exterior Equipment | 0 | 0
CZ13 | cAVVG | Existing | Fans | 65192.05 | 0
CZ13 | cAVVG | Existing | Pumps | 2583.96 | 0
CZ13 | cAVVG | Existing | Heat Rejection | 0 | 0
CZ13 | cAVVG | Existing | Humidification | 0 | 0
CZ13 | cAVVG | Existing | Heat Recovery | 0 | 0
CZ13 | cAVVG | Existing | Water Systems | 0 | 31147.01
CZ13 | cAVVG | Existing | Refrigeration | 0 | 0
CZ13 | cAVVG | Existing | Generators | 0 | 0
CZ13 | cAVVG | Existing | Total End Uses | 427517.01 | 102555.98
CZ14 | cAVVG | Existing | Heating | 0 | 41123.5
CZ14 | cAVVG | Existing | Cooling | 153933.66 | 0
CZ14 | cAVVG | Existing | Interior Lighting | 152334.7 | 0
CZ14 | cAVVG | Existing | Exterior Lighting | 0 | 0
CZ14 | cAVVG | Existing | Interior Equipment | 83480.96 | 0
CZ14 | cAVVG | Existing | Exterior Equipment | 0 | 0
CZ14 | cAVVG | Existing | Fans | 81598.97 | 0
CZ14 | cAVVG | Existing | Pumps | 3987.02 | 0
CZ14 | cAVVG | Existing | Heat Rejection | 0 | 0
CZ14 | cAVVG | Existing | Humidification | 0 | 0
CZ14 | cAVVG | Existing | Heat Recovery | 0 | 0
CZ14 | cAVVG | Existing | Water Systems | 0 | 29673.3
CZ14 | cAVVG | Existing | Refrigeration | 0 | 0
CZ14 | cAVVG | Existing | Generators | 0 | 0
CZ14 | cAVVG | Existing | Total End Uses | 475335.31 | 70796.8
CZ15 | cAVVG | Existing | Heating | 0 | 15873.74
CZ15 | cAVVG | Existing | Cooling | 222368.27 | 0
CZ15 | cAVVG | Existing | Interior Lighting | 152334.7 | 0
CZ15 | cAVVG | Existing | Exterior Lighting | 0 | 0
CZ15 | cAVVG | Existing | Interior Equipment | 83480.96 | 0
CZ15 | cAVVG | Existing | Exterior Equipment | 0 | 0
CZ15 | cAVVG | Existing | Fans | 95346.18 | 0
CZ15 | cAVVG | Existing | Pumps | 3542.92 | 0
CZ15 | cAVVG | Existing | Heat Rejection | 0 | 0
CZ15 | cAVVG | Existing | Humidification | 0 | 0
CZ15 | cAVVG | Existing | Heat Recovery | 0 | 0
CZ15 | cAVVG | Existing | Water Systems | 0 | 26567.37
CZ15 | cAVVG | Existing | Refrigeration | 0 | 0
CZ15 | cAVVG | Existing | Generators | 0 | 0
CZ15 | cAVVG | Existing | Total End Uses | 557073.04 | 42441.11
CZ16 | cAVVG | Existing | Heating | 0 | 113977.55
CZ16 | cAVVG | Existing | Cooling | 93499.5 | 0
CZ16 | cAVVG | Existing | Interior Lighting | 152334.7 | 0
CZ16 | cAVVG | Existing | Exterior Lighting | 0 | 0
CZ16 | cAVVG | Existing | Interior Equipment | 83480.96 | 0
CZ16 | cAVVG | Existing | Exterior Equipment | 0 | 0
CZ16 | cAVVG | Existing | Fans | 64328.65 | 0
CZ16 | cAVVG | Existing | Pumps | 2451.59 | 0
CZ16 | cAVVG | Existing | Heat Rejection | 0 | 0
CZ16 | cAVVG | Existing | Humidification | 0 | 0
CZ16 | cAVVG | Existing | Heat Recovery | 0 | 0
CZ16 | cAVVG | Existing | Water Systems | 0 | 34636
CZ16 | cAVVG | Existing | Refrigeration | 0 | 0
CZ16 | cAVVG | Existing | Generators | 0 | 0
CZ16 | cAVVG | Existing | Total End Uses | 396095.4 | 148613.56
CZ01 | cAVVG | New Construction | Heating | 0 | 150094.77
CZ01 | cAVVG | New Construction | Cooling | 1576.61 | 0
CZ01 | cAVVG | New Construction | Interior Lighting | 79417.32 | 0
CZ01 | cAVVG | New Construction | Exterior Lighting | 0 | 0
CZ01 | cAVVG | New Construction | Interior Equipment | 83480.96 | 0
CZ01 | cAVVG | New Construction | Exterior Equipment | 0 | 0
CZ01 | cAVVG | New Construction | Fans | 23362.71 | 0
CZ01 | cAVVG | New Construction | Pumps | 166.26 | 0
CZ01 | cAVVG | New Construction | Heat Rejection | 0 | 0
CZ01 | cAVVG | New Construction | Humidification | 0 | 0
CZ01 | cAVVG | New Construction | Heat Recovery | 0 | 0
CZ01 | cAVVG | New Construction | Water Systems | 0 | 38095.4
CZ01 | cAVVG | New Construction | Refrigeration | 0 | 0
CZ01 | cAVVG | New Construction | Generators | 0 | 0
CZ01 | cAVVG | New Construction | Total End Uses | 188003.87 | 188190.17
CZ02 | cAVVG | New Construction | Heating | 0 | 142903.88
CZ02 | cAVVG | New Construction | Cooling | 36733.55 | 0
CZ02 | cAVVG | New Construction | Interior Lighting | 79417.32 | 0
CZ02 | cAVVG | New Construction | Exterior Lighting | 0 | 0
CZ02 | cAVVG | New Construction | Interior Equipment | 83480.96 | 0
CZ02 | cAVVG | New Construction | Exterior Equipment | 0 | 0
CZ02 | cAVVG | New Construction | Fans | 28391.01 | 0
CZ02 | cAVVG | New Construction | Pumps | 1624.86 | 0
CZ02 | cAVVG | New Construction | Heat Rejection | 0 | 0
CZ02 | cAVVG | New Construction | Humidification | 0 | 0
CZ02 | cAVVG | New Construction | Heat Recovery | 0 | 0
CZ02 | cAVVG | New Construction | Water Systems | 0 | 35167.38
CZ02 | cAVVG | New Construction | Refrigeration | 0 | 0
CZ02 | cAVVG | New Construction | Generators | 0 | 0
CZ02 | cAVVG | New Construction | Total End Uses | 229647.71 | 178071.26
CZ03 | cAVVG | New Construction | Heating | 0 | 102500.15
CZ03 | cAVVG | New Construction | Cooling | 19709.54 | 0
CZ03 | cAVVG | New Construction | Interior Lighting | 79417.32 | 0
CZ03 | cAVVG | New Construction | Exterior Lighting | 0 | 0
CZ03 | cAVVG | New Construction | Interior Equipment | 83480.96 | 0
CZ03 | cAVVG | New Construction | Exterior Equipment | 0 | 0
CZ03 | cAVVG | New Construction | Fans | 21669.07 | 0
CZ03 | cAVVG | New Construction | Pumps | 1143.59 | 0
CZ03 | cAVVG | New Construction | Heat Rejection | 0 | 0
CZ03 | cAVVG | New Construction | Humidification | 0 | 0
CZ03 | cAVVG | New Construction | Heat Recovery | 0 | 0
CZ03 | cAVVG | New Construction | Water Systems | 0 | 35037.79
CZ03 | cAVVG | New Construction | Refrigeration | 0 | 0
CZ03 | cAVVG | New Construction | Generators | 0 | 0
CZ03 | cAVVG | New Construction | Total End Uses | 205420.49 | 137537.94
CZ04 | cAVVG | New Construction | Heating | 0 | 90930.08
CZ04 | cAVVG | New Construction | Cooling | 43852.95 | 0
CZ04 | cAVVG | New Construction | Interior Lighting | 79417.32 | 0
CZ04 | cAVVG | New Construction | Exterior Lighting | 0 | 0
CZ04 | cAVVG | New Construction | Interior Equipment | 83480.96 | 0
CZ04 | cAVVG | New Construction | Exterior Equipment | 0 | 0
CZ04 | cAVVG | New Construction | Fans | 29098.62 | 0
CZ04 | cAVVG | New Construction | Pumps | 1843.24 | 0
CZ04 | cAVVG | New Construction | Heat Rejection | 0 | 0
CZ04 | cAVVG | New Construction | Humidification | 0 | 0
CZ04 | cAVVG | New Construction | Heat Recovery | 0 | 0
CZ04 | cAVVG | New Construction | Water Systems | 0 | 33903.76
CZ04 | cAVVG | New Construction | Refrigeration | 0 | 0
CZ04 | cAVVG | New Construction | Generators | 0 | 0
CZ04 | cAVVG | New Construction | Total End Uses | 237693.1 | 124833.84
CZ05 | cAVVG | New Construction | Heating | 0 | 90312.09
CZ05 | cAVVG | New Construction | Cooling | 23929.45 | 0
CZ05 | cAVVG | New Construction | Interior Lighting | 79417.32 | 0
CZ05 | cAVVG | New Construction | Exterior Lighting | 0 | 0
CZ05 | cAVVG | New Construction | Interior Equipment | 83480.96 | 0
CZ05 | cAVVG | New Construction | Exterior Equipment | 0 | 0
CZ05 | cAVVG | New Construction | Fans | 22476.95 | 0
CZ05 | cAVVG | New Construction | Pumps | 1145.72 | 0
CZ05 | cAVVG | New Construction | Heat Rejection | 0 | 0
CZ05 | cAVVG | New Construction | Humidification | 0 | 0
CZ05 | cAVVG | New Construction | Heat Recovery | 0 | 0
CZ05 | cAVVG | New Construction | Water Systems | 0 | 35039.36
CZ05 | cAVVG | New Construction | Refrigeration | 0 | 0
CZ05 | cAVVG | New Construction | Generators | 0 | 0
CZ05 | cAVVG | New Construction | Total End Uses | 210450.4 | 125351.44
CZ06 | cAVVG | New Construction | Heating | 0 | 33195.28
CZ06 | cAVVG | New Construction | Cooling | 46537.29 | 0
CZ06 | cAVVG | New Construction | Interior Lighting | 79417.32 | 0
CZ06 | cAVVG | New Construction | Exterior Lighting | 0 | 0
CZ06 | cAVVG | New Construction | Interior Equipment | 83480.96 | 0
CZ06 | cAVVG | New Construction | Exterior Equipment | 0 | 0
CZ06 | cAVVG | New Construction | Fans | 30250 | 0
CZ06 | cAVVG | New Construction | Pumps | 2131.31 | 0
CZ06 | cAVVG | New Construction | Heat Rejection | 0 | 0
CZ06 | cAVVG | New Construction | Humidification | 0 | 0
CZ06 | cAVVG | New Construction | Heat Recovery | 0 | 0
CZ06 | cAVVG | New Construction | Water Systems | 0 | 32434.63
CZ06 | cAVVG | New Construction | Refrigeration | 0 | 0
CZ06 | cAVVG | New Construction | Generators | 0 | 0
CZ06 | cAVVG | New Construction | Total End Uses | 241816.88 | 65629.9
CZ07 | cAVVG | New Construction | Heating | 0 | 30742.85
CZ07 | cAVVG | New Construction | Cooling | 53204.51 | 0
CZ07 | cAVVG | New Construction | Interior Lighting | 79417.32 | 0
CZ07 | cAVVG | New Construction | Exterior Lighting | 0 | 0
CZ07 | cAVVG | New Construction | Interior Equipment | 83480.96 | 0
CZ07 | cAVVG | New Construction | Exterior Equipment | 0 | 0
CZ07 | cAVVG | New Construction | Fans | 31008.95 | 0
CZ07 | cAVVG | New Construction | Pumps | 2393.8 | 0
CZ07 | cAVVG | New Construction | Heat Rejection | 0 | 0
CZ07 | cAVVG | New Construction | Humidification | 0 | 0
CZ07 | cAVVG | New Construction | Heat Recovery | 0 | 0
CZ07 | cAVVG | New Construction | Water Systems | 0 | 32048.03
CZ07 | cAVVG | New Construction | Refrigeration | 0 | 0
CZ07 | cAVVG | New Construction | Generators | 0 | 0
CZ07 | cAVVG | New Construction | Total End Uses | 249505.54 | 62790.88
CZ08 | cAVVG | New Construction | Heating | 0 | 41506.5
CZ08 | cAVVG | New Construction | Cooling | 67739.26 | 0
CZ08 | cAVVG | New Construction | Interior Lighting | 79417.32 | 0
CZ08 | cAVVG | New Construction | Exterior Lighting | 0 | 0
CZ08 | cAVVG | New Construction | Interior Equipment | 83480.96 | 0
CZ08 | cAVVG | New Construction | Exterior Equipment | 0 | 0
CZ08 | cAVVG | New Construction | Fans | 35643.62 | 0
CZ08 | cAVVG | New Construction | Pumps | 2729.37 | 0
CZ08 | cAVVG | New Construction | Heat Rejection | 0 | 0
CZ08 | cAVVG | New Construction | Humidification | 0 | 0
CZ08 | cAVVG | New Construction | Heat Recovery | 0 | 0
CZ08 | cAVVG | New Construction | Water Systems | 0 | 32004.94
CZ08 | cAVVG | New Construction | Refrigeration | 0 | 0
CZ08 | cAVVG | New Construction | Generators | 0 | 0
CZ08 | cAVVG | New Construction | Total End Uses | 269010.53 | 73511.44
CZ09 | cAVVG | New Construction | Heating | 0 | 36189.81
CZ09 | cAVVG | New Construction | Cooling | 77642.29 | 0
CZ09 | cAVVG | New Construction | Interior Lighting | 79417.32 | 0
CZ09 | cAVVG | New Construction | Exterior Lighting | 0 | 0
CZ09 | cAVVG | New Construction | Interior Equipment | 83480.96 | 0
CZ09 | cAVVG | New Construction | Exterior Equipment | 0 | 0
CZ09 | cAVVG | New Construction | Fans | 40797.36 | 0
CZ09 | cAVVG | New Construction | Pumps | 2952.62 | 0
CZ09 | cAVVG | New Construction | Heat Rejection | 0 | 0
CZ09 | cAVVG | New Construction | Humidification | 0 | 0
CZ09 | cAVVG | New Construction | Heat Recovery | 0 | 0
CZ09 | cAVVG | New Construction | Water Systems | 0 | 31587.29
CZ09 | cAVVG | New Construction | Refrigeration | 0 | 0
CZ09 | cAVVG | New Construction | Generators | 0 | 0
CZ09 | cAVVG | New Construction | Total End Uses | 284290.56 | 67777.11
CZ10 | cAVVG | New Construction | Heating | 0 | 62314.13
CZ10 | cAVVG | New Construction | Cooling | 95883.01 | 0
CZ10 | cAVVG | New Construction | Interior Lighting | 79417.32 | 0
CZ10 | cAVVG | New Construction | Exterior Lighting | 0 | 0
CZ10 | cAVVG | New Construction | Interior Equipment | 83480.96 | 0
CZ10 | cAVVG | New Construction | Exterior Equipment | 0 | 0
CZ10 | cAVVG | New Construction | Fans | 48156.98 | 0
CZ10 | cAVVG | New Construction | Pumps | 2267.59 | 0
CZ10 | cAVVG | New Construction | Heat Rejection | 0 | 0
CZ10 | cAVVG | New Construction | Humidification | 0 | 0
CZ10 | cAVVG | New Construction | Heat Recovery | 0 | 0
CZ10 | cAVVG | New Construction | Water Systems | 0 | 31353.28
CZ10 | cAVVG | New Construction | Refrigeration | 0 | 0
CZ10 | cAVVG | New Construction | Generators | 0 | 0
CZ10 | cAVVG | New Construction | Total End Uses | 309205.87 | 93667.41
CZ11 | cAVVG | New Construction | Heating | 0 | 78603.4
CZ11 | cAVVG | New Construction | Cooling | 73508.74 | 0
CZ11 | cAVVG | New Construction | Interior Lighting | 79417.32 | 0
CZ11 | cAVVG | New Construction | Exterior Lighting | 0 | 0
CZ11 | cAVVG | New Construction | Interior Equipment | 83480.96 | 0
CZ11 | cAVVG | New Construction | Exterior Equipment | 0 | 0
CZ11 | cAVVG | New Construction | Fans | 40438.33 | 0
CZ11 | cAVVG | New Construction | Pumps | 1422.99 | 0
CZ11 | cAVVG | New Construction | Heat Rejection | 0 | 0
CZ11 | cAVVG | New Construction | Humidification | 0 | 0
CZ11 | cAVVG | New Construction | Heat Recovery | 0 | 0
CZ11 | cAVVG | New Construction | Water Systems | 0 | 32011.86
CZ11 | cAVVG | New Construction | Refrigeration | 0 | 0
CZ11 | cAVVG | New Construction | Generators | 0 | 0
CZ11 | cAVVG | New Construction | Total End Uses | 278268.34 | 110615.26
CZ12 | cAVVG | New Construction | Heating | 0 | 79884.07
CZ12 | cAVVG | New Construction | Cooling | 61220.32 | 0
CZ12 | cAVVG | New Construction | Interior Lighting | 79417.32 | 0
CZ12 | cAVVG | New Construction | Exterior Lighting | 0 | 0
CZ12 | cAVVG | New Construction | Interior Equipment | 83480.96 | 0
CZ12 | cAVVG | New Construction | Exterior Equipment | 0 | 0
CZ12 | cAVVG | New Construction | Fans | 35478.99 | 0
CZ12 | cAVVG | New Construction | Pumps | 1445.64 | 0
CZ12 | cAVVG | New Construction | Heat Rejection | 0 | 0
CZ12 | cAVVG | New Construction | Humidification | 0 | 0
CZ12 | cAVVG | New Construction | Heat Recovery | 0 | 0
CZ12 | cAVVG | New Construction | Water Systems | 0 | 32855.41
CZ12 | cAVVG | New Construction | Refrigeration | 0 | 0
CZ12 | cAVVG | New Construction | Generators | 0 | 0
CZ12 | cAVVG | New Construction | Total End Uses | 261043.23 | 112739.48
CZ13 | cAVVG | New Construction | Heating | 0 | 64419.06
CZ13 | cAVVG | New Construction | Cooling | 83516.49 | 0
CZ13 | cAVVG | New Construction | Interior Lighting | 79417.32 | 0
CZ13 | cAVVG | New Construction | Exterior Lighting | 0 | 0
CZ13 | cAVVG | New Construction | Interior Equipment | 83480.96 | 0
CZ13 | cAVVG | New Construction | Exterior Equipment | 0 | 0
CZ13 | cAVVG | New Construction | Fans | 43973.73 | 0
CZ13 | cAVVG | New Construction | Pumps | 1680.65 | 0
CZ13 | cAVVG | New Construction | Heat Rejection | 0 | 0
CZ13 | cAVVG | New Construction | Humidification | 0 | 0
CZ13 | cAVVG | New Construction | Heat Recovery | 0 | 0
CZ13 | cAVVG | New Construction | Water Systems | 0 | 31140.39
CZ13 | cAVVG | New Construction | Refrigeration | 0 | 0
CZ13 | cAVVG | New Construction | Generators | 0 | 0
CZ13 | cAVVG | New Construction | Total End Uses | 292069.14 | 95559.45
CZ14 | cAVVG | New Construction | Heating | 0 | 41683.43
CZ14 | cAVVG | New Construction | Cooling | 105301.25 | 0
CZ14 | cAVVG | New Construction | Interior Lighting | 79417.32 | 0
CZ14 | cAVVG | New Construction | Exterior Lighting | 0 | 0
CZ14 | cAVVG | New Construction | Interior Equipment | 83480.96 | 0
CZ14 | cAVVG | New Construction | Exterior Equipment | 0 | 0
CZ14 | cAVVG | New Construction | Fans | 49293.26 | 0
CZ14 | cAVVG | New Construction | Pumps | 1550.41 | 0
CZ14 | cAVVG | New Construction | Heat Rejection | 0 | 0
CZ14 | cAVVG | New Construction | Humidification | 0 | 0
CZ14 | cAVVG | New Construction | Heat Recovery | 0 | 0
CZ14 | cAVVG | New Construction | Water Systems | 0 | 29667
CZ14 | cAVVG | New Construction | Refrigeration | 0 | 0
CZ14 | cAVVG | New Construction | Generators | 0 | 0
CZ14 | cAVVG | New Construction | Total End Uses | 319043.2 | 71350.44
CZ15 | cAVVG | New Construction | Heating | 0 | 17846.37
CZ15 | cAVVG | New Construction | Cooling | 160072.55 | 0
CZ15 | cAVVG | New Construction | Interior Lighting | 79417.32 | 0
CZ15 | cAVVG | New Construction | Exterior Lighting | 0 | 0
CZ15 | cAVVG | New Construction | Interior Equipment | 83480.96 | 0
CZ15 | cAVVG | New Construction | Exterior Equipment | 0 | 0
CZ15 | cAVVG | New Construction | Fans | 60722.3 | 0
CZ15 | cAVVG | New Construction | Pumps | 2450.4 | 0
CZ15 | cAVVG | New Construction | Heat Rejection | 0 | 0
CZ15 | cAVVG | New Construction | Humidification | 0 | 0
CZ15 | cAVVG | New Construction | Heat Recovery | 0 | 0
CZ15 | cAVVG | New Construction | Water Systems | 0 | 26557.48
CZ15 | cAVVG | New Construction | Refrigeration | 0 | 0
CZ15 | cAVVG | New Construction | Generators | 0 | 0
CZ15 | cAVVG | New Construction | Total End Uses | 386143.54 | 44403.85
CZ16 | cAVVG | New Construction | Heating | 0 | 101482.23
CZ16 | cAVVG | New Construction | Cooling | 62072.65 | 0
CZ16 | cAVVG | New Construction | Interior Lighting | 79417.32 | 0
CZ16 | cAVVG | New Construction | Exterior Lighting | 0 | 0
CZ16 | cAVVG | New Construction | Interior Equipment | 83480.96 | 0
CZ16 | cAVVG | New Construction | Exterior Equipment | 0 | 0
CZ16 | cAVVG | New Construction | Fans | 42664.78 | 0
CZ16 | cAVVG | New Construction | Pumps | 1460.96 | 0
CZ16 | cAVVG | New Construction | Heat Rejection | 0 | 0
CZ16 | cAVVG | New Construction | Humidification | 0 | 0
CZ16 | cAVVG | New Construction | Heat Recovery | 0 | 0
CZ16 | cAVVG | New Construction | Water Systems | 0 | 34627.8
CZ16 | cAVVG | New Construction | Refrigeration | 0 | 0
CZ16 | cAVVG | New Construction | Generators | 0 | 0
CZ16 | cAVVG | New Construction | Total End Uses | 269096.67 | 136110.03
CZ01 | cDXGF | Existing | Heating | 0 | 71811.17
CZ01 | cDXGF | Existing | Cooling | 956.2 | 0
CZ01 | cDXGF | Existing | Interior Lighting | 152334.7 | 0
CZ01 | cDXGF | Existing | Exterior Lighting | 0 | 0
CZ01 | cDXGF | Existing | Interior Equipment | 83480.96 | 0
CZ01 | cDXGF | Existing | Exterior Equipment | 0 | 0
CZ01 | cDXGF | Existing | Fans | 83191.03 | 0
CZ01 | cDXGF | Existing | Pumps | 0 | 0
CZ01 | cDXGF | Existing | Heat Rejection | 0 | 0
CZ01 | cDXGF | Existing | Humidification | 0 | 0
CZ01 | cDXGF | Existing | Heat Recovery | 0 | 0
CZ01 | cDXGF | Existing | Water Systems | 0 | 38102.59
CZ01 | cDXGF | Existing | Refrigeration | 0 | 0
CZ01 | cDXGF | Existing | Generators | 0 | 0
CZ01 | cDXGF | Existing | Total End Uses | 319962.89 | 109913.77
CZ02 | cDXGF | Existing | Heating | 0 | 48853.07
CZ02 | cDXGF | Existing | Cooling | 34344.12 | 0
CZ02 | cDXGF | Existing | Interior Lighting | 152334.7 | 0
CZ02 | cDXGF | Existing | Exterior Lighting | 0 | 0
CZ02 | cDXGF | Existing | Interior Equipment | 83480.96 | 0
CZ02 | cDXGF | Existing | Exterior Equipment | 0 | 0
CZ02 | cDXGF | Existing | Fans | 110269.81 | 0
CZ02 | cDXGF | Existing | Pumps | 0 | 0
CZ02 | cDXGF | Existing | Heat Rejection | 0 | 0
CZ02 | cDXGF | Existing | Humidification | 0 | 0
CZ02 | cDXGF | Existing | Heat Recovery | 0 | 0
CZ02 | cDXGF | Existing | Water Systems | 0 | 35174.35
CZ02 | cDXGF | Existing | Refrigeration | 0 | 0
CZ02 | cDXGF | Existing | Generators | 0 | 0
CZ02 | cDXGF | Existing | Total End Uses | 380429.59 | 84027.42
CZ03 | cDXGF | Existing | Heating | 0 | 28585.28
CZ03 | cDXGF | Existing | Cooling | 18488.77 | 0
CZ03 | cDXGF | Existing | Interior Lighting | 152334.7 | 0
CZ03 | cDXGF | Existing | Exterior Lighting | 0 | 0
CZ03 | cDXGF | Existing | Interior Equipment | 83480.96 | 0
CZ03 | cDXGF | Existing | Exterior Equipment | 0 | 0
CZ03 | cDXGF | Existing | Fans | 100434.08 | 0
CZ03 | cDXGF | Existing | Pumps | 0 | 0
CZ03 | cDXGF | Existing | Heat Rejection | 0 | 0
CZ03 | cDXGF | Existing | Humidification | 0 | 0
CZ03 | cDXGF | Existing | Heat Recovery | 0 | 0
CZ03 | cDXGF | Existing | Water Systems | 0 | 35043.34
CZ03 | cDXGF | Existing | Refrigeration | 0 | 0
CZ03 | cDXGF | Existing | Generators | 0 | 0
CZ03 | cDXGF | Existing | Total End Uses | 354738.51 | 63628.62
CZ04 | cDXGF | Existing | Heating | 0 | 25884.04
CZ04 | cDXGF | Existing | Cooling | 43289.34 | 0
CZ04 | cDXGF | Existing | Interior Lighting | 152334.7 | 0
CZ04 | cDXGF | Existing | Exterior Lighting | 0 | 0
CZ04 | cDXGF | Existing | Interior Equipment | 83480.96 | 0
CZ04 | cDXGF | Existing | Exterior Equipment | 0 | 0
CZ04 | cDXGF | Existing | Fans | 111424.51 | 0
CZ04 | cDXGF | Existing | Pumps | 0 | 0
CZ04 | cDXGF | Existing | Heat Rejection | 0 | 0
CZ04 | cDXGF | Existing | Humidification | 0 | 0
CZ04 | cDXGF | Existing | Heat Recovery | 0 | 0
CZ04 | cDXGF | Existing | Water Systems | 0 | 33910.68
CZ04 | cDXGF | Existing | Refrigeration | 0 | 0
CZ04 | cDXGF | Existing | Generators | 0 | 0
CZ04 | cDXGF | Existing | Total End Uses | 390529.51 | 59794.72
CZ05 | cDXGF | Existing | Heating | 0 | 24048.33
CZ05 | cDXGF | Existing | Cooling | 24947.2 | 0
CZ05 | cDXGF | Existing | Interior Lighting | 152334.7 | 0
CZ05 | cDXGF | Existing | Exterior Lighting | 0 | 0
CZ05 | cDXGF | Existing | Interior Equipment | 83480.96 | 0
CZ05 | cDXGF | Existing | Exterior Equipment | 0 | 0
CZ05 | cDXGF | Existing | Fans | 101170.08 | 0
CZ05 | cDXGF | Existing | Pumps | 0 | 0
CZ05 | cDXGF | Existing | Heat Rejection | 0 | 0
CZ05 | cDXGF | Existing | Humidification | 0 | 0
CZ05 | cDXGF | Existing | Heat Recovery | 0 | 0
CZ05 | cDXGF | Existing | Water Systems | 0 | 35045.21
CZ05 | cDXGF | Existing | Refrigeration | 0 | 0
CZ05 | cDXGF | Existing | Generators | 0 | 0
CZ05 | cDXGF | Existing | Total End Uses | 361932.94 | 59093.54
CZ06 | cDXGF | Existing | Heating | 0 | 5542.89
CZ06 | cDXGF | Existing | Cooling | 45993.16 | 0
CZ06 | cDXGF | Existing | Interior Lighting | 152334.7 | 0
CZ06 | cDXGF | Existing | Exterior Lighting | 0 | 0
CZ06 | cDXGF | Existing | Interior Equipment | 83480.96 | 0
CZ06 | cDXGF | Existing | Exterior Equipment | 0 | 0
CZ06 | cDXGF | Existing | Fans | 103595.43 | 0
CZ06 | cDXGF | Existing | Pumps | 0 | 0
CZ06 | cDXGF | Existing | Heat Rejection | 0 | 0
CZ06 | cDXGF | Existing | Humidification | 0 | 0
CZ06 | cDXGF | Existing | Heat Recovery | 0 | 0
CZ06 | cDXGF | Existing | Water Systems | 0 | 32440.18
CZ06 | cDXGF | Existing | Refrigeration | 0 | 0
CZ06 | cDXGF | Existing | Generators | 0 | 0
CZ06 | cDXGF | Existing | Total End Uses | 385404.25 | 37983.07
CZ07 | cDXGF | Existing | Heating | 0 | 5279.58
CZ07 | cDXGF | Existing | Cooling | 51677.62 | 0
CZ07 | cDXGF | Existing | Interior Lighting | 152334.7 | 0
CZ07 | cDXGF | Existing | Exterior Lighting | 0 | 0
CZ07 | cDXGF | Existing | Interior Equipment | 83480.96 | 0
CZ07 | cDXGF | Existing | Exterior Equipment | 0 | 0
CZ07 | cDXGF | Existing | Fans | 103689.84 | 0
CZ07 | cDXGF | Existing | Pumps | 0 | 0
CZ07 | cDXGF | Existing | Heat Rejection | 0 | 0
CZ07 | cDXGF | Existing | Humidification | 0 | 0
CZ07 | cDXGF | Existing | Heat Recovery | 0 | 0
CZ07 | cDXGF | Existing | Water Systems | 0 | 32053.55
CZ07 | cDXGF | Existing | Refrigeration | 0 | 0
CZ07 | cDXGF | Existing | Generators | 0 | 0
CZ07 | cDXGF | Existing | Total End Uses | 391183.13 | 37333.13
CZ08 | cDXGF | Existing | Heating | 0 | 7639.99
CZ08 | cDXGF | Existing | Cooling | 62199.67 | 0
CZ08 | cDXGF | Existing | Interior Lighting | 152334.7 | 0
CZ08 | cDXGF | Existing | Exterior Lighting | 0 | 0
CZ08 | cDXGF | Existing | Interior Equipment | 83480.96 | 0
CZ08 | cDXGF | Existing | Exterior Equipment | 0 | 0
CZ08 | cDXGF | Existing | Fans | 111644.33 | 0
CZ08 | cDXGF | Existing | Pumps | 0 | 0
CZ08 | cDXGF | Existing | Heat Rejection | 0 | 0
CZ08 | cDXGF | Existing | Humidification | 0 | 0
CZ08 | cDXGF | Existing | Heat Recovery | 0 | 0
CZ08 | cDXGF | Existing | Water Systems | 0 | 32010.98
CZ08 | cDXGF | Existing | Refrigeration | 0 | 0
CZ08 | cDXGF | Existing | Generators | 0 | 0
CZ08 | cDXGF | Existing | Total End Uses | 409659.67 | 39650.97
CZ09 | cDXGF | Existing | Heating | 0 | 6006.19
CZ09 | cDXGF | Existing | Cooling | 73374.3 | 0
CZ09 | cDXGF | Existing | Interior Lighting | 152334.7 | 0
CZ09 | cDXGF | Existing | Exterior Lighting | 0 | 0
CZ09 | cDXGF | Existing | Interior Equipment | 83480.96 | 0
CZ09 | cDXGF | Existing | Exterior Equipment | 0 | 0
CZ09 | cDXGF | Existing | Fans | 118918.22 | 0
CZ09 | cDXGF | Existing | Pumps | 0 | 0
CZ09 | cDXGF | Existing | Heat Rejection | 0 | 0
CZ09 | cDXGF | Existing | Humidification | 0 | 0
CZ09 | cDXGF | Existing | Heat Recovery | 0 | 0
CZ09 | cDXGF | Existing | Water Systems | 0 | 31594.2
CZ09 | cDXGF | Existing | Refrigeration | 0 | 0
CZ09 | cDXGF | Existing | Generators | 0 | 0
CZ09 | cDXGF | Existing | Total End Uses | 428108.18 | 37600.39
CZ10 | cDXGF | Existing | Heating | 0 | 17598.98
CZ10 | cDXGF | Existing | Cooling | 93447.76 | 0
CZ10 | cDXGF | Existing | Interior Lighting | 152334.7 | 0
CZ10 | cDXGF | Existing | Exterior Lighting | 0 | 0
CZ10 | cDXGF | Existing | Interior Equipment | 83480.96 | 0
CZ10 | cDXGF | Existing | Exterior Equipment | 0 | 0
CZ10 | cDXGF | Existing | Fans | 127434.57 | 0
CZ10 | cDXGF | Existing | Pumps | 0 | 0
CZ10 | cDXGF | Existing | Heat Rejection | 0 | 0
CZ10 | cDXGF | Existing | Humidification | 0 | 0
CZ10 | cDXGF | Existing | Heat Recovery | 0 | 0
CZ10 | cDXGF | Existing | Water Systems | 0 | 31362.36
CZ10 | cDXGF | Existing | Refrigeration | 0 | 0
CZ10 | cDXGF | Existing | Generators | 0 | 0
CZ10 | cDXGF | Existing | Total End Uses | 456697.99 | 48961.33
CZ11 | cDXGF | Existing | Heating | 0 | 45911.73
CZ11 | cDXGF | Existing | Cooling | 94411.68 | 0
CZ11 | cDXGF | Existing | Interior Lighting | 152334.7 | 0
CZ11 | cDXGF | Existing | Exterior Lighting | 0 | 0
CZ11 | cDXGF | Existing | Interior Equipment | 83480.96 | 0
CZ11 | cDXGF | Existing | Exterior Equipment | 0 | 0
CZ11 | cDXGF | Existing | Fans | 127592.76 | 0
CZ11 | cDXGF | Existing | Pumps | 0 | 0
CZ11 | cDXGF | Existing | Heat Rejection | 0 | 0
CZ11 | cDXGF | Existing | Humidification | 0 | 0
CZ11 | cDXGF | Existing | Heat Recovery | 0 | 0
CZ11 | cDXGF | Existing | Water Systems | 0 | 32018.68
CZ11 | cDXGF | Existing | Refrigeration | 0 | 0
CZ11 | cDXGF | Existing | Generators | 0 | 0
CZ11 | cDXGF | Existing | Total End Uses | 457820.1 | 77930.41
CZ12 | cDXGF | Existing | Heating | 0 | 44143.58
CZ12 | cDXGF | Existing | Cooling | 76472.85 | 0
CZ12 | cDXGF | Existing | Interior Lighting | 152334.7 | 0
CZ12 | cDXGF | Existing | Exterior Lighting | 0 | 0
CZ12 | cDXGF | Existing | Interior Equipment | 83480.96 | 0
CZ12 | cDXGF | Existing | Exterior Equipment | 0 | 0
CZ12 | cDXGF | Existing | Fans | 115672.42 | 0
CZ12 | cDXGF | Existing | Pumps | 0 | 0
CZ12 | cDXGF | Existing | Heat Rejection | 0 | 0
CZ12 | cDXGF | Existing | Humidification | 0 | 0
CZ12 | cDXGF | Existing | Heat Recovery | 0 | 0
CZ12 | cDXGF | Existing | Water Systems | 0 | 32861.96
CZ12 | cDXGF | Existing | Refrigeration | 0 | 0
CZ12 | cDXGF | Existing | Generators | 0 | 0
CZ12 | cDXGF | Existing | Total End Uses | 427960.94 | 77005.54
CZ13 | cDXGF | Existing | Heating | 0 | 33560.54
CZ13 | cDXGF | Existing | Cooling | 105690.1 | 0
CZ13 | cDXGF | Existing | Interior Lighting | 152334.7 | 0
CZ13 | cDXGF | Existing | Exterior Lighting | 0 | 0
CZ13 | cDXGF | Existing | Interior Equipment | 83480.96 | 0
CZ13 | cDXGF | Existing | Exterior Equipment | 0 | 0
CZ13 | cDXGF | Existing | Fans | 125749.42 | 0
CZ13 | cDXGF | Existing | Pumps | 0 | 0
CZ13 | cDXGF | Existing | Heat Rejection | 0 | 0
CZ13 | cDXGF | Existing | Humidification | 0 | 0
CZ13 | cDXGF | Existing | Heat Recovery | 0 | 0
CZ13 | cDXGF | Existing | Water Systems | 0 | 31146.8
CZ13 | cDXGF | Existing | Refrigeration | 0 | 0
CZ13 | cDXGF | Existing | Generators | 0 | 0
CZ13 | cDXGF | Existing | Total End Uses | 467255.18 | 64707.34
CZ14 | cDXGF | Existing | Heating | 0 | 16201.7
CZ14 | cDXGF | Existing | Cooling | 130558.25 | 0
CZ14 | cDXGF | Existing | Interior Lighting | 152334.7 | 0
CZ14 | cDXGF | Existing | Exterior Lighting | 0 | 0
CZ14 | cDXGF | Existing | Interior Equipment | 83480.96 | 0
CZ14 | cDXGF | Existing | Exterior Equipment | 0 | 0
CZ14 | cDXGF | Existing | Fans | 135374.74 | 0
CZ14 | cDXGF | Existing | Pumps | 0 | 0
CZ14 | cDXGF | Existing | Heat Rejection | 0 | 0
CZ14 | cDXGF | Existing | Humidification | 0 | 0
CZ14 | cDXGF | Existing | Heat Recovery | 0 | 0
CZ14 | cDXGF | Existing | Water Systems | 0 | 29672.88
CZ14 | cDXGF | Existing | Refrigeration | 0 | 0
CZ14 | cDXGF | Existing | Generators | 0 | 0
CZ14 | cDXGF | Existing | Total End Uses | 501748.64 | 45874.59
CZ15 | cDXGF | Existing | Heating | 0 | 3305.5
CZ15 | cDXGF | Existing | Cooling | 184239.22 | 0
CZ15 | cDXGF | Existing | Interior Lighting | 152334.7 | 0
CZ15 | cDXGF | Existing | Exterior Lighting | 0 | 0
CZ15 | cDXGF | Existing | Interior Equipment | 83480.96 | 0
CZ15 | cDXGF | Existing | Exterior Equipment | 0 | 0
CZ15 | cDXGF | Existing | Fans | 136103.01 | 0
CZ15 | cDXGF | Existing | Pumps | 0 | 0
CZ15 | cDXGF | Existing | Heat Rejection | 0 | 0
CZ15 | cDXGF | Existing | Humidification | 0 | 0
CZ15 | cDXGF | Existing | Heat Recovery | 0 | 0
CZ15 | cDXGF | Existing | Water Systems | 0 | 26565.93
CZ15 | cDXGF | Existing | Refrigeration | 0 | 0
CZ15 | cDXGF | Existing | Generators | 0 | 0
CZ15 | cDXGF | Existing | Total End Uses | 556157.89 | 29871.44
CZ16 | cDXGF | Existing | Heating | 0 | 60269.25
CZ16 | cDXGF | Existing | Cooling | 80667.08 | 0
CZ16 | cDXGF | Existing | Interior Lighting | 152334.7 | 0
CZ16 | cDXGF | Existing | Exterior Lighting | 0 | 0
CZ16 | cDXGF | Existing | Interior Equipment | 83480.96 | 0
CZ16 | cDXGF | Existing | Exterior Equipment | 0 | 0
CZ16 | cDXGF | Existing | Fans | 125988.44 | 0
CZ16 | cDXGF | Existing | Pumps | 0 | 0
CZ16 | cDXGF | Existing | Heat Rejection | 0 | 0
CZ16 | cDXGF | Existing | Humidification | 0 | 0
CZ16 | cDXGF | Existing | Heat Recovery | 0 | 0
CZ16 | cDXGF | Existing | Water Systems | 0 | 34636.01
CZ16 | cDXGF | Existing | Refrigeration | 0 | 0
CZ16 | cDXGF | Existing | Generators | 0 | 0
CZ16 | cDXGF | Existing | Total End Uses | 442471.18 | 94905.26
CZ01 | cDXGF | New Construction | Heating | 0 | 97265.98
CZ01 | cDXGF | New Construction | Cooling | 459.76 | 0
CZ01 | cDXGF | New Construction | Interior Lighting | 79417.32 | 0
CZ01 | cDXGF | New Construction | Exterior Lighting | 0 | 0
CZ01 | cDXGF | New Construction | Interior Equipment | 83480.96 | 0
CZ01 | cDXGF | New Construction | Exterior Equipment | 0 | 0
CZ01 | cDXGF | New Construction | Fans | 53101.43 | 0
CZ01 | cDXGF | New Construction | Pumps | 0 | 0
CZ01 | cDXGF | New Construction | Heat Rejection | 0 | 0
CZ01 | cDXGF | New Construction | Humidification | 0 | 0
CZ01 | cDXGF | New Construction | Heat Recovery | 0 | 0
CZ01 | cDXGF | New Construction | Water Systems | 0 | 38095.49
CZ01 | cDXGF | New Construction | Refrigeration | 0 | 0
CZ01 | cDXGF | New Construction | Generators | 0 | 0
CZ01 | cDXGF | New Construction | Total End Uses | 216459.47 | 135361.48
CZ02 | cDXGF | New Construction | Heating | 0 | 81335.81
CZ02 | cDXGF | New Construction | Cooling | 26410.53 | 0
CZ02 | cDXGF | New Construction | Interior Lighting | 79417.32 | 0
CZ02 | cDXGF | New Construction | Exterior Lighting | 0 | 0
CZ02 | cDXGF | New Construction | Interior Equipment | 83480.96 | 0
CZ02 | cDXGF | New Construction | Exterior Equipment | 0 | 0
CZ02 | cDXGF | New Construction | Fans | 96335.31 | 0
CZ02 | cDXGF | New Construction | Pumps | 0 | 0
CZ02 | cDXGF | New Construction | Heat Rejection | 0 | 0
CZ02 | cDXGF | New Construction | Humidification | 0 | 0
CZ02 | cDXGF | New Construction | Heat Recovery | 0 | 0
CZ02 | cDXGF | New Construction | Water Systems | 0 | 35167.09
CZ02 | cDXGF | New Construction | Refrigeration | 0 | 0
CZ02 | cDXGF | New Construction | Generators | 0 | 0
CZ02 | cDXGF | New Construction | Total End Uses | 285644.12 | 116502.9
CZ03 | cDXGF | New Construction | Heating | 0 | 55684.59
CZ03 | cDXGF | New Construction | Cooling | 12712.12 | 0
CZ03 | cDXGF | New Construction | Interior Lighting | 79417.32 | 0
CZ03 | cDXGF | New Construction | Exterior Lighting | 0 | 0
CZ03 | cDXGF | New Construction | Interior Equipment | 83480.96 | 0
CZ03 | cDXGF | New Construction | Exterior Equipment | 0 | 0
CZ03 | cDXGF | New Construction | Fans | 85365.2 | 0
CZ03 | cDXGF | New Construction | Pumps | 0 | 0
CZ03 | cDXGF | New Construction | Heat Rejection | 0 | 0
CZ03 | cDXGF | New Construction | Humidification | 0 | 0
CZ03 | cDXGF | New Construction | Heat Recovery | 0 | 0
CZ03 | cDXGF | New Construction | Water Systems | 0 | 35037.64
CZ03 | cDXGF | New Construction | Refrigeration | 0 | 0
CZ03 | cDXGF | New Construction | Generators | 0 | 0
CZ03 | cDXGF | New Construction | Total End Uses | 260975.61 | 90722.23
CZ04 | cDXGF | New Construction | Heating | 0 | 47212.77
CZ04 | cDXGF | New Construction | Cooling | 33882.32 | 0
CZ04 | cDXGF | New Construction | Interior Lighting | 79417.32 | 0
CZ04 | cDXGF | New Construction | Exterior Lighting | 0 | 0
CZ04 | cDXGF | New Construction | Interior Equipment | 83480.96 | 0
CZ04 | cDXGF | New Construction | Exterior Equipment | 0 | 0
CZ04 | cDXGF | New Construction | Fans | 95972.16 | 0
CZ04 | cDXGF | New Construction | Pumps | 0 | 0
CZ04 | cDXGF | New Construction | Heat Rejection | 0 | 0
CZ04 | cDXGF | New Construction | Humidification | 0 | 0
CZ04 | cDXGF | New Construction | Heat Recovery | 0 | 0
CZ04 | cDXGF | New Construction | Water Systems | 0 | 33903.38
CZ04 | cDXGF | New Construction | Refrigeration | 0 | 0
CZ04 | cDXGF | New Construction | Generators | 0 | 0
CZ04 | cDXGF | New Construction | Total End Uses | 292752.76 | 81116.15
CZ05 | cDXGF | New Construction | Heating | 0 | 46221.36
CZ05 | cDXGF | New Construction | Cooling | 17077.15 | 0
CZ05 | cDXGF | New Construction | Interior Lighting | 79417.32 | 0
CZ05 | cDXGF | New Construction | Exterior Lighting | 0 | 0
CZ05 | cDXGF | New Construction | Interior Equipment | 83480.96 | 0
CZ05 | cDXGF | New Construction | Exterior Equipment | 0 | 0
CZ05 | cDXGF | New Construction | Fans | 86194.71 | 0
CZ05 | cDXGF | New Construction | Pumps | 0 | 0
CZ05 | cDXGF | New Construction | Heat Rejection | 0 | 0
CZ05 | cDXGF | New Construction | Humidification | 0 | 0
CZ05 | cDXGF | New Construction | Heat Recovery | 0 | 0
CZ05 | cDXGF | New Construction | Water Systems | 0 | 35038.82
CZ05 | cDXGF | New Construction | Refrigeration | 0 | 0
CZ05 | cDXGF | New Construction | Generators | 0 | 0
CZ05 | cDXGF | New Construction | Total End Uses | 266170.14 | 81260.18
CZ06 | cDXGF | New Construction | Heating | 0 | 13747.62
CZ06 | cDXGF | New Construction | Cooling | 33752.98 | 0
CZ06 | cDXGF | New Construction | Interior Lighting | 79417.32 | 0
CZ06 | cDXGF | New Construction | Exterior Lighting | 0 | 0
CZ06 | cDXGF | New Construction | Interior Equipment | 83480.96 | 0
CZ06 | cDXGF | New Construction | Exterior Equipment | 0 | 0
CZ06 | cDXGF | New Construction | Fans | 89345.77 | 0
CZ06 | cDXGF | New Construction | Pumps | 0 | 0
CZ06 | cDXGF | New Construction | Heat Rejection | 0 | 0
CZ06 | cDXGF | New Construction | Humidification | 0 | 0
CZ06 | cDXGF | New Construction | Heat Recovery | 0 | 0
CZ06 | cDXGF | New Construction | Water Systems | 0 | 32434.25
CZ06 | cDXGF | New Construction | Refrigeration | 0 | 0
CZ06 | cDXGF | New Construction | Generators | 0 | 0
CZ06 | cDXGF | New Construction | Total End Uses | 285997.04 | 46181.87
CZ07 | cDXGF | New Construction | Heating | 0 | 11868.81
CZ07 | cDXGF | New Construction | Cooling | 39267.93 | 0
CZ07 | cDXGF | New Construction | Interior Lighting | 79417.32 | 0
CZ07 | cDXGF | New Construction | Exterior Lighting | 0 | 0
CZ07 | cDXGF | New Construction | Interior Equipment | 83480.96 | 0
CZ07 | cDXGF | New Construction | Exterior Equipment | 0 | 0
CZ07 | cDXGF | New Construction | Fans | 87806.12 | 0
CZ07 | cDXGF | New Construction | Pumps | 0 | 0
CZ07 | cDXGF | New Construction | Heat Rejection | 0 | 0
CZ07 | cDXGF | New Construction | Humidification | 0 | 0
CZ07 | cDXGF | New Construction | Heat Recovery | 0 | 0
CZ07 | cDXGF | New Construction | Water Systems | 0 | 32048.05
CZ07 | cDXGF | New Construction | Refrigeration | 0 | 0
CZ07 | cDXGF | New Construction | Generators | 0 | 0
CZ07 | cDXGF | New Construction | Total End Uses | 289972.33 | 43916.86
CZ08 | cDXGF | New Construction | Heating | 0 | 16733.07
CZ08 | cDXGF | New Construction | Cooling | 49558.29 | 0
CZ08 | cDXGF | New Construction | Interior Lighting | 79417.32 | 0
CZ08 | cDXGF | New Construction | Exterior Lighting | 0 | 0
CZ08 | cDXGF | New Construction | Interior Equipment | 83480.96 | 0
CZ08 | cDXGF | New Construction | Exterior Equipment | 0 | 0
CZ08 | cDXGF | New Construction | Fans | 98065.04 | 0
CZ08 | cDXGF | New Construction | Pumps | 0 | 0
CZ08 | cDXGF | New Construction | Heat Rejection | 0 | 0
CZ08 | cDXGF | New Construction | Humidification | 0 | 0
CZ08 | cDXGF | New Construction | Heat Recovery | 0 | 0
CZ08 | cDXGF | New Construction | Water Systems | 0 | 32004.24
CZ08 | cDXGF | New Construction | Refrigeration | 0 | 0
CZ08 | cDXGF | New Construction | Generators | 0 | 0
CZ08 | cDXGF | New Construction | Total End Uses | 310521.61 | 48737.31
CZ09 | cDXGF | New Construction | Heating | 0 | 13154.39
CZ09 | cDXGF | New Construction | Cooling | 58157.04 | 0
CZ09 | cDXGF | New Construction | Interior Lighting | 79417.32 | 0
CZ09 | cDXGF | New Construction | Exterior Lighting | 0 | 0
CZ09 | cDXGF | New Construction | Interior Equipment | 83480.96 | 0
CZ09 | cDXGF | New Construction | Exterior Equipment | 0 | 0
CZ09 | cDXGF | New Construction | Fans | 102686.35 | 0
CZ09 | cDXGF | New Construction | Pumps | 0 | 0
CZ09 | cDXGF | New Construction | Heat Rejection | 0 | 0
CZ09 | cDXGF | New Construction | Humidification | 0 | 0
CZ09 | cDXGF | New Construction | Heat Recovery | 0 | 0
CZ09 | cDXGF | New Construction | Water Systems | 0 | 31586.7
CZ09 | cDXGF | New Construction | Refrigeration | 0 | 0
CZ09 | cDXGF | New Construction | Generators | 0 | 0
CZ09 | cDXGF | New Construction | Total End Uses | 323741.67 | 44741.08
CZ10 | cDXGF | New Construction | Heating | 0 | 27217.55
CZ10 | cDXGF | New Construction | Cooling | 78587.97 | 0
CZ10 | cDXGF | New Construction | Interior Lighting | 79417.32 | 0
CZ10 | cDXGF | New Construction | Exterior Lighting | 0 | 0
CZ10 | cDXGF | New Construction | Interior Equipment | 83480.96 | 0
CZ10 | cDXGF | New Construction | Exterior Equipment | 0 | 0
CZ10 | cDXGF | New Construction | Fans | 108851.35 | 0
CZ10 | cDXGF | New Construction | Pumps | 0 | 0
CZ10 | cDXGF | New Construction | Heat Rejection | 0 | 0
CZ10 | cDXGF | New Construction | Humidification | 0 | 0
CZ10 | cDXGF | New Construction | Heat Recovery | 0 | 0
CZ10 | cDXGF | New Construction | Water Systems | 0 | 31353.43
CZ10 | cDXGF | New Construction | Refrigeration | 0 | 0
CZ10 | cDXGF | New Construction | Generators | 0 | 0
CZ10 | cDXGF | New Construction | Total End Uses | 350337.61 | 58570.98
CZ11 | cDXGF | New Construction | Heating | 0 | 47817.1
CZ11 | cDXGF | New Construction | Cooling | 61684.77 | 0
CZ11 | cDXGF | New Construction | Interior Lighting | 79417.32 | 0
CZ11 | cDXGF | New Construction | Exterior Lighting | 0 | 0
CZ11 | cDXGF | New Construction | Interior Equipment | 83480.96 | 0
CZ11 | cDXGF | New Construction | Exterior Equipment | 0 | 0
CZ11 | cDXGF | New Construction | Fans | 74347.02 | 0
CZ11 | cDXGF | New Construction | Pumps | 0 | 0
CZ11 | cDXGF | New Construction | Heat Rejection | 0 | 0
CZ11 | cDXGF | New Construction | Humidification | 0 | 0
CZ11 | cDXGF | New Construction | Heat Recovery | 0 | 0
CZ11 | cDXGF | New Construction | Water Systems | 0 | 32011.5
CZ11 | cDXGF | New Construction | Refrigeration | 0 | 0
CZ11 | cDXGF | New Construction | Generators | 0 | 0
CZ11 | cDXGF | New Construction | Total End Uses | 298930.07 | 79828.6
CZ12 | cDXGF | New Construction | Heating | 0 | 49997.07
CZ12 | cDXGF | New Construction | Cooling | 50917.02 | 0
CZ12 | cDXGF | New Construction | Interior Lighting | 79417.32 | 0
CZ12 | cDXGF | New Construction | Exterior Lighting | 0 | 0
CZ12 | cDXGF | New Construction | Interior Equipment | 83480.96 | 0
CZ12 | cDXGF | New Construction | Exterior Equipment | 0 | 0
CZ12 | cDXGF | New Construction | Fans | 72217.23 | 0
CZ12 | cDXGF | New Construction | Pumps | 0 | 0
CZ12 | cDXGF | New Construction | Heat Rejection | 0 | 0
CZ12 | cDXGF | New Construction | Humidification | 0 | 0
CZ12 | cDXGF | New Construction | Heat Recovery | 0 | 0
CZ12 | cDXGF | New Construction | Water Systems | 0 | 32854.43
CZ12 | cDXGF | New Construction | Refrigeration | 0 | 0
CZ12 | cDXGF | New Construction | Generators | 0 | 0
CZ12 | cDXGF | New Construction | Total End Uses | 286032.53 | 82851.51
CZ13 | cDXGF | New Construction | Heating | 0 | 39145.89
CZ13 | cDXGF | New Construction | Cooling | 70020.17 | 0
CZ13 | cDXGF | New Construction | Interior Lighting | 79417.32 | 0
CZ13 | cDXGF | New Construction | Exterior Lighting | 0 | 0
CZ13 | cDXGF | New Construction | Interior Equipment | 83480.96 | 0
CZ13 | cDXGF | New Construction | Exterior Equipment | 0 | 0
CZ13 | cDXGF | New Construction | Fans | 75629.3 | 0
CZ13 | cDXGF | New Construction | Pumps | 0 | 0
CZ13 | cDXGF | New Construction | Heat Rejection | 0 | 0
CZ13 | cDXGF | New Construction | Humidification | 0 | 0
CZ13 | cDXGF | New Construction | Heat Recovery | 0 | 0
CZ13 | cDXGF | New Construction | Water Systems | 0 | 31139.55
CZ13 | cDXGF | New Construction | Refrigeration | 0 | 0
CZ13 | cDXGF | New Construction | Generators | 0 | 0
CZ13 | cDXGF | New Construction | Total End Uses | 308547.75 | 70285.44
CZ14 | cDXGF | New Construction | Heating | 0 | 20051.11
CZ14 | cDXGF | New Construction | Cooling | 88833.62 | 0
CZ14 | cDXGF | New Construction | Interior Lighting | 79417.32 | 0
CZ14 | cDXGF | New Construction | Exterior Lighting | 0 | 0
CZ14 | cDXGF | New Construction | Interior Equipment | 83480.96 | 0
CZ14 | cDXGF | New Construction | Exterior Equipment | 0 | 0
CZ14 | cDXGF | New Construction | Fans | 81975.6 | 0
CZ14 | cDXGF | New Construction | Pumps | 0 | 0
CZ14 | cDXGF | New Construction | Heat Rejection | 0 | 0
CZ14 | cDXGF | New Construction | Humidification | 0 | 0
CZ14 | cDXGF | New Construction | Heat Recovery | 0 | 0
CZ14 | cDXGF | New Construction | Water Systems | 0 | 29665.15
CZ14 | cDXGF | New Construction | Refrigeration | 0 | 0
CZ14 | cDXGF | New Construction | Generators | 0 | 0
CZ14 | cDXGF | New Construction | Total End Uses | 333707.5 | 49716.26
CZ15 | cDXGF | New Construction | Heating | 0 | 4342.82
CZ15 | cDXGF | New Construction | Cooling | 128301.06 | 0
CZ15 | cDXGF | New Construction | Interior Lighting | 79417.32 | 0
CZ15 | cDXGF | New Construction | Exterior Lighting | 0 | 0
CZ15 | cDXGF | New Construction | Interior Equipment | 83480.96 | 0
CZ15 | cDXGF | New Construction | Exterior Equipment | 0 | 0
CZ15 | cDXGF | New Construction | Fans | 80668.45 | 0
CZ15 | cDXGF | New Construction | Pumps | 0 | 0
CZ15 | cDXGF | New Construction | Heat Rejection | 0 | 0
CZ15 | cDXGF | New Construction | Humidification | 0 | 0
CZ15 | cDXGF | New Construction | Heat Recovery | 0 | 0
CZ15 | cDXGF | New Construction | Water Systems | 0 | 26556.37
CZ15 | cDXGF | New Construction | Refrigeration | 0 | 0
CZ15 | cDXGF | New Construction | Generators | 0 | 0
CZ15 | cDXGF | New Construction | Total End Uses | 371867.8 | 30899.2
CZ16 | cDXGF | New Construction | Heating | 0 | 66786.52
CZ16 | cDXGF | New Construction | Cooling | 55092.69 | 0
CZ16 | cDXGF | New Construction | Interior Lighting | 79417.32 | 0
CZ16 | cDXGF | New Construction | Exterior Lighting | 0 | 0
CZ16 | cDXGF | New Construction | Interior Equipment | 83480.96 | 0
CZ16 | cDXGF | New Construction | Exterior Equipment | 0 | 0
CZ16 | cDXGF | New Construction | Fans | 79454.87 | 0
CZ16 | cDXGF | New Construction | Pumps | 0 | 0
CZ16 | cDXGF | New Construction | Heat Rejection | 0 | 0
CZ16 | cDXGF | New Construction | Humidification | 0 | 0
CZ16 | cDXGF | New Construction | Heat Recovery | 0 | 0
CZ16 | cDXGF | New Construction | Water Systems | 0 | 34626.79
CZ16 | cDXGF | New Construction | Refrigeration | 0 | 0
CZ16 | cDXGF | New Construction | Generators | 0 | 0
CZ16 | cDXGF | New Construction | Total End Uses | 297445.85 | 101413.32
CZ01 | cDXHP | Existing | Heating | 17359.93 | 0
CZ01 | cDXHP | Existing | Cooling | 856.46 | 0
CZ01 | cDXHP | Existing | Interior Lighting | 152334.7 | 0
CZ01 | cDXHP | Existing | Exterior Lighting | 0 | 0
CZ01 | cDXHP | Existing | Interior Equipment | 83480.96 | 0
CZ01 | cDXHP | Existing | Exterior Equipment | 0 | 0
CZ01 | cDXHP | Existing | Fans | 83191.43 | 0
CZ01 | cDXHP | Existing | Pumps | 0 | 0
CZ01 | cDXHP | Existing | Heat Rejection | 0 | 0
CZ01 | cDXHP | Existing | Humidification | 0 | 0
CZ01 | cDXHP | Existing | Heat Recovery | 0 | 0
CZ01 | cDXHP | Existing | Water Systems | 0 | 38102.59
CZ01 | cDXHP | Existing | Refrigeration | 0 | 0
CZ01 | cDXHP | Existing | Generators | 0 | 0
CZ01 | cDXHP | Existing | Total End Uses | 337223.49 | 38102.59
CZ02 | cDXHP | Existing | Heating | 12924.76 | 0
CZ02 | cDXHP | Existing | Cooling | 34043.45 | 0
CZ02 | cDXHP | Existing | Interior Lighting | 152334.7 | 0
CZ02 | cDXHP | Existing | Exterior Lighting | 0 | 0
CZ02 | cDXHP | Existing | Interior Equipment | 83480.96 | 0
CZ02 | cDXHP | Existing | Exterior Equipment | 0 | 0
CZ02 | cDXHP | Existing | Fans | 110273.18 | 0
CZ02 | cDXHP | Existing | Pumps | 0 | 0
CZ02 | cDXHP | Existing | Heat Rejection | 0 | 0
CZ02 | cDXHP | Existing | Humidification | 0 | 0
CZ02 | cDXHP | Existing | Heat Recovery | 0 | 0
CZ02 | cDXHP | Existing | Water Systems | 0 | 35174.33
CZ02 | cDXHP | Existing | Refrigeration | 0 | 0
CZ02 | cDXHP | Existing | Generators | 0 | 0
CZ02 | cDXHP | Existing | Total End Uses | 393057.06 | 35174.33
CZ03 | cDXHP | Existing | Heating | 6970.47 | 0
CZ03 | cDXHP | Existing | Cooling | 18253.68 | 0
CZ03 | cDXHP | Existing | Interior Lighting | 152334.7 | 0
CZ03 | cDXHP | Existing | Exterior Lighting | 0 | 0
CZ03 | cDXHP | Existing | Interior Equipment | 83480.96 | 0
CZ03 | cDXHP | Existing | Exterior Equipment | 0 | 0
CZ03 | cDXHP | Existing | Fans | 100434.08 | 0
CZ03 | cDXHP | Existing | Pumps | 0 | 0
CZ03 | cDXHP | Existing | Heat Rejection | 0 | 0
CZ03 | cDXHP | Existing | Humidification | 0 | 0
CZ03 | cDXHP | Existing | Heat Recovery | 0 | 0
CZ03 | cDXHP | Existing | Water Systems | 0 | 35043.33
CZ03 | cDXHP | Existing | Refrigeration | 0 | 0
CZ03 | cDXHP | Existing | Generators | 0 | 0
CZ03 | cDXHP | Existing | Total End Uses | 361473.89 | 35043.33
CZ04 | cDXHP | Existing | Heating | 6367.49 | 0
CZ04 | cDXHP | Existing | Cooling | 43194.03 | 0
CZ04 | cDXHP | Existing | Interior Lighting | 152334.7 | 0
CZ04 | cDXHP | Existing | Exterior Lighting | 0 | 0
CZ04 | cDXHP | Existing | Interior Equipment | 83480.96 | 0
CZ04 | cDXHP | Existing | Exterior Equipment | 0 | 0
CZ04 | cDXHP | Existing | Fans | 111425.12 | 0
CZ04 | cDXHP | Existing | Pumps | 0 | 0
CZ04 | cDXHP | Existing | Heat Rejection | 0 | 0
CZ04 | cDXHP | Existing | Humidification | 0 | 0
CZ04 | cDXHP | Existing | Heat Recovery | 0 | 0
CZ04 | cDXHP | Existing | Water Systems | 0 | 33910.69
CZ04 | cDXHP | Existing | Refrigeration | 0 | 0
CZ04 | cDXHP | Existing | Generators | 0 | 0
CZ04 | cDXHP | Existing | Total End Uses | 396802.3 | 33910.69
CZ05 | cDXHP | Existing | Heating | 6103.61 | 0
CZ05 | cDXHP | Existing | Cooling | 24765.21 | 0
CZ05 | cDXHP | Existing | Interior Lighting | 152334.7 | 0
CZ05 | cDXHP | Existing | Exterior Lighting | 0 | 0
CZ05 | cDXHP | Existing | Interior Equipment | 83480.96 | 0
CZ05 | cDXHP | Existing | Exterior Equipment | 0 | 0
CZ05 | cDXHP | Existing | Fans | 101170.08 | 0
CZ05 | cDXHP | Existing | Pumps | 0 | 0
CZ05 | cDXHP | Existing | Heat Rejection | 0 | 0
CZ05 | cDXHP | Existing | Humidification | 0 | 0
CZ05 | cDXHP | Existing | Heat Recovery | 0 | 0
CZ05 | cDXHP | Existing | Water Systems | 0 | 35045.22
CZ05 | cDXHP | Existing | Refrigeration | 0 | 0
CZ05 | cDXHP | Existing | Generators | 0 | 0
CZ05 | cDXHP | Existing | Total End Uses | 367854.56 | 35045.22
CZ06 | cDXHP | Existing | Heating | 1291.07 | 0
CZ06 | cDXHP | Existing | Cooling | 44525.98 | 0
CZ06 | cDXHP | Existing | Interior Lighting | 152334.7 | 0
CZ06 | cDXHP | Existing | Exterior Lighting | 0 | 0
CZ06 | cDXHP | Existing | Interior Equipment | 83480.96 | 0
CZ06 | cDXHP | Existing | Exterior Equipment | 0 | 0
CZ06 | cDXHP | Existing | Fans | 103595.43 | 0
CZ06 | cDXHP | Existing | Pumps | 0 | 0
CZ06 | cDXHP | Existing | Heat Rejection | 0 | 0
CZ06 | cDXHP | Existing | Humidification | 0 | 0
CZ06 | cDXHP | Existing | Heat Recovery | 0 | 0
CZ06 | cDXHP | Existing | Water Systems | 0 | 32440.18
CZ06 | cDXHP | Existing | Refrigeration | 0 | 0
CZ06 | cDXHP | Existing | Generators | 0 | 0
CZ06 | cDXHP | Existing | Total End Uses | 385228.13 | 32440.18
CZ07 | cDXHP | Existing | Heating | 1232.51 | 0
CZ07 | cDXHP | Existing | Cooling | 50789.93 | 0
CZ07 | cDXHP | Existing | Interior Lighting | 152334.7 | 0
CZ07 | cDXHP | Existing | Exterior Lighting | 0 | 0
CZ07 | cDXHP | Existing | Interior Equipment | 83480.96 | 0
CZ07 | cDXHP | Existing | Exterior Equipment | 0 | 0
CZ07 | cDXHP | Existing | Fans | 103689.84 | 0
CZ07 | cDXHP | Existing | Pumps | 0 | 0
CZ07 | cDXHP | Existing | Heat Rejection | 0 | 0
CZ07 | cDXHP | Existing | Humidification | 0 | 0
CZ07 | cDXHP | Existing | Heat Recovery | 0 | 0
CZ07 | cDXHP | Existing | Water Systems | 0 | 32053.55
CZ07 | cDXHP | Existing | Refrigeration | 0 | 0
CZ07 | cDXHP | Existing | Generators | 0 | 0
CZ07 | cDXHP | Existing | Total End Uses | 391527.94 | 32053.55
CZ08 | cDXHP | Existing | Heating | 1815.36 | 0
CZ08 | cDXHP | Existing | Cooling | 61751.95 | 0
CZ08 | cDXHP | Existing | Interior Lighting | 152334.7 | 0
CZ08 | cDXHP | Existing | Exterior Lighting | 0 | 0
CZ08 | cDXHP | Existing | Interior Equipment | 83480.96 | 0
CZ08 | cDXHP | Existing | Exterior Equipment | 0 | 0
CZ08 | cDXHP | Existing | Fans | 111644.33 | 0
CZ08 | cDXHP | Existing | Pumps | 0 | 0
CZ08 | cDXHP | Existing | Heat Rejection | 0 | 0
CZ08 | cDXHP | Existing | Humidification | 0 | 0
CZ08 | cDXHP | Existing | Heat Recovery | 0 | 0
CZ08 | cDXHP | Existing | Water Systems | 0 | 32010.98
CZ08 | cDXHP | Existing | Refrigeration | 0 | 0
CZ08 | cDXHP | Existing | Generators | 0 | 0
CZ08 | cDXHP | Existing | Total End Uses | 411027.31 | 32010.98
CZ09 | cDXHP | Existing | Heating | 1421.5 | 0
CZ09 | cDXHP | Existing | Cooling | 73002.24 | 0
CZ09 | cDXHP | Existing | Interior Lighting | 152334.7 | 0
CZ09 | cDXHP | Existing | Exterior Lighting | 0 | 0
CZ09 | cDXHP | Existing | Interior Equipment | 83480.96 | 0
CZ09 | cDXHP | Existing | Exterior Equipment | 0 | 0
CZ09 | cDXHP | Existing | Fans | 118918.22 | 0
CZ09 | cDXHP | Existing | Pumps | 0 | 0
CZ09 | cDXHP | Existing | Heat Rejection | 0 | 0
CZ09 | cDXHP | Existing | Humidification | 0 | 0
CZ09 | cDXHP | Existing | Heat Recovery | 0 | 0
CZ09 | cDXHP | Existing | Water Systems | 0 | 31594.2
CZ09 | cDXHP | Existing | Refrigeration | 0 | 0
CZ09 | cDXHP | Existing | Generators | 0 | 0
CZ09 | cDXHP | Existing | Total End Uses | 429157.61 | 31594.2
CZ10 | cDXHP | Existing | Heating | 4627.47 | 0
CZ10 | cDXHP | Existing | Cooling | 93399.39 | 0
CZ10 | cDXHP | Existing | Interior Lighting | 152334.7 | 0
CZ10 | cDXHP | Existing | Exterior Lighting | 0 | 0
CZ10 | cDXHP | Existing | Interior Equipment | 83480.96 | 0
CZ10 | cDXHP | Existing | Exterior Equipment | 0 | 0
CZ10 | cDXHP | Existing | Fans | 127434.96 | 0
CZ10 | cDXHP | Existing | Pumps | 0 | 0
CZ10 | cDXHP | Existing | Heat Rejection | 0 | 0
CZ10 | cDXHP | Existing | Humidification | 0 | 0
CZ10 | cDXHP | Existing | Heat Recovery | 0 | 0
CZ10 | cDXHP | Existing | Water Systems | 0 | 31362.36
CZ10 | cDXHP | Existing | Refrigeration | 0 | 0
CZ10 | cDXHP | Existing | Generators | 0 | 0
CZ10 | cDXHP | Existing | Total End Uses | 461277.48 | 31362.36
CZ11 | cDXHP | Existing | Heating | 12124.85 | 0
CZ11 | cDXHP | Existing | Cooling | 94681.88 | 0
CZ11 | cDXHP | Existing | Interior Lighting | 152334.7 | 0
CZ11 | cDXHP | Existing | Exterior Lighting | 0 | 0
CZ11 | cDXHP | Existing | Interior Equipment | 83480.96 | 0
CZ11 | cDXHP | Existing | Exterior Equipment | 0 | 0
CZ11 | cDXHP | Existing | Fans | 127575.12 | 0
CZ11 | cDXHP | Existing | Pumps | 0 | 0
CZ11 | cDXHP | Existing | Heat Rejection | 0 | 0
CZ11 | cDXHP | Existing | Humidification | 0 | 0
CZ11 | cDXHP | Existing | Heat Recovery | 0 | 0
CZ11 | cDXHP | Existing | Water Systems | 0 | 32018.69
CZ11 | cDXHP | Existing | Refrigeration | 0 | 0
CZ11 | cDXHP | Existing | Generators | 0 | 0
CZ11 | cDXHP | Existing | Total End Uses | 470197.51 | 32018.69
CZ12 | cDXHP | Existing | Heating | 11785.57 | 0
CZ12 | cDXHP | Existing | Cooling | 76630.16 | 0
CZ12 | cDXHP | Existing | Interior Lighting | 152334.7 | 0
CZ12 | cDXHP | Existing | Exterior Lighting | 0 | 0
CZ12 | cDXHP | Existing | Interior Equipment | 83480.96 | 0
CZ12 | cDXHP | Existing | Exterior Equipment | 0 | 0
CZ12 | cDXHP | Existing | Fans | 115676.71 | 0
CZ12 | cDXHP | Existing | Pumps | 0 | 0
CZ12 | cDXHP | Existing | Heat Rejection | 0 | 0
CZ12 | cDXHP | Existing | Humidification | 0 | 0
CZ12 | cDXHP | Existing | Heat Recovery | 0 | 0
CZ12 | cDXHP | Existing | Water Systems | 0 | 32861.99
CZ12 | cDXHP | Existing | Refrigeration | 0 | 0
CZ12 | cDXHP | Existing | Generators | 0 | 0
CZ12 | cDXHP | Existing | Total End Uses | 439908.1 | 32861.99
CZ13 | cDXHP | Existing | Heating | 8902.93 | 0
CZ13 | cDXHP | Existing | Cooling | 105831.26 | 0
CZ13 | cDXHP | Existing | Interior Lighting | 152334.7 | 0
CZ13 | cDXHP | Existing | Exterior Lighting | 0 | 0
CZ13 | cDXHP | Existing | Interior Equipment | 83480.96 | 0
CZ13 | cDXHP | Existing | Exterior Equipment | 0 | 0
CZ13 | cDXHP | Existing | Fans | 125743.81 | 0
CZ13 | cDXHP | Existing | Pumps | 0 | 0
CZ13 | cDXHP | Existing | Heat Rejection | 0 | 0
CZ13 | cDXHP | Existing | Humidification | 0 | 0
CZ13 | cDXHP | Existing | Heat Recovery | 0 | 0
CZ13 | cDXHP | Existing | Water Systems | 0 | 31146.8
CZ13 | cDXHP | Existing | Refrigeration | 0 | 0
CZ13 | cDXHP | Existing | Generators | 0 | 0
CZ13 | cDXHP | Existing | Total End Uses | 476293.67 | 31146.8
CZ14 | cDXHP | Existing | Heating | 4412.07 | 0
CZ14 | cDXHP | Existing | Cooling | 130581.99 | 0
CZ14 | cDXHP | Existing | Interior Lighting | 152334.7 | 0
CZ14 | cDXHP | Existing | Exterior Lighting | 0 | 0
CZ14 | cDXHP | Existing | Interior Equipment | 83480.96 | 0
CZ14 | cDXHP | Existing | Exterior Equipment | 0 | 0
CZ14 | cDXHP | Existing | Fans | 135366.89 | 0
CZ14 | cDXHP | Existing | Pumps | 0 | 0
CZ14 | cDXHP | Existing | Heat Rejection | 0 | 0
CZ14 | cDXHP | Existing | Humidification | 0 | 0
CZ14 | cDXHP | Existing | Heat Recovery | 0 | 0
CZ14 | cDXHP | Existing | Water Systems | 0 | 29672.88
CZ14 | cDXHP | Existing | Refrigeration | 0 | 0
CZ14 | cDXHP | Existing | Generators | 0 | 0
CZ14 | cDXHP | Existing | Total End Uses | 506176.6 | 29672.88
CZ15 | cDXHP | Existing | Heating | 885.82 | 0
CZ15 | cDXHP | Existing | Cooling | 184214.29 | 0
CZ15 | cDXHP | Existing | Interior Lighting | 152334.7 | 0
CZ15 | cDXHP | Existing | Exterior Lighting | 0 | 0
CZ15 | cDXHP | Existing | Interior Equipment | 83480.96 | 0
CZ15 | cDXHP | Existing | Exterior Equipment | 0 | 0
CZ15 | cDXHP | Existing | Fans | 136103.01 | 0
CZ15 | cDXHP | Existing | Pumps | 0 | 0
CZ15 | cDXHP | Existing | Heat Rejection | 0 | 0
CZ15 | cDXHP | Existing | Humidification | 0 | 0
CZ15 | cDXHP | Existing | Heat Recovery | 0 | 0
CZ15 | cDXHP | Existing | Water Systems | 0 | 26565.93
CZ15 | cDXHP | Existing | Refrigeration | 0 | 0
CZ15 | cDXHP | Existing | Generators | 0 | 0
CZ15 | cDXHP | Existing | Total End Uses | 557018.79 | 26565.93
CZ16 | cDXHP | Existing | Heating | 19473.84 | 0
CZ16 | cDXHP | Existing | Cooling | 81010.55 | 0
CZ16 | cDXHP | Existing | Interior Lighting | 152334.7 | 0
CZ16 | cDXHP | Existing | Exterior Lighting | 0 | 0
CZ16 | cDXHP | Existing | Interior Equipment | 83480.96 | 0
CZ16 | cDXHP | Existing | Exterior Equipment | 0 | 0
CZ16 | cDXHP | Existing | Fans | 126047.48 | 0
CZ16 | cDXHP | Existing | Pumps | 0 | 0
CZ16 | cDXHP | Existing | Heat Rejection | 0 | 0
CZ16 | cDXHP | Existing | Humidification | 0 | 0
CZ16 | cDXHP | Existing | Heat Recovery | 0 | 0
CZ16 | cDXHP | Existing | Water Systems | 0 | 34636.15
CZ16 | cDXHP | Existing | Refrigeration | 0 | 0
CZ16 | cDXHP | Existing | Generators | 0 | 0
CZ16 | cDXHP | Existing | Total End Uses | 462347.53 | 34636.15
CZ01 | cDXHP | New Construction | Heating | 23068.56 | 0
CZ01 | cDXHP | New Construction | Cooling | 364.76 | 0
CZ01 | cDXHP | New Construction | Interior Lighting | 79417.32 | 0
CZ01 | cDXHP | New Construction | Exterior Lighting | 0 | 0
CZ01 | cDXHP | New Construction | Interior Equipment | 83480.96 | 0
CZ01 | cDXHP | New Construction | Exterior Equipment | 0 | 0
CZ01 | cDXHP | New Construction | Fans | 53101.43 | 0
CZ01 | cDXHP | New Construction | Pumps | 0 | 0
CZ01 | cDXHP | New Construction | Heat Rejection | 0 | 0
CZ01 | cDXHP | New Construction | Humidification | 0 | 0
CZ01 | cDXHP | New Construction | Heat Recovery | 0 | 0
CZ01 | cDXHP | New Construction | Water Systems | 0 | 38095.5
CZ01 | cDXHP | New Construction | Refrigeration | 0 | 0
CZ01 | cDXHP | New Construction | Generators | 0 | 0
CZ01 | cDXHP | New Construction | Total End Uses | 239433.03 | 38095.5
CZ02 | cDXHP | New Construction | Heating | 20529.41 | 0
CZ02 | cDXHP | New Construction | Cooling | 26160.53 | 0
CZ02 | cDXHP | New Construction | Interior Lighting | 79417.32 | 0
CZ02 | cDXHP | New Construction | Exterior Lighting | 0 | 0
CZ02 | cDXHP | New Construction | Interior Equipment | 83480.96 | 0
CZ02 | cDXHP | New Construction | Exterior Equipment | 0 | 0
CZ02 | cDXHP | New Construction | Fans | 96329.51 | 0
CZ02 | cDXHP | New Construction | Pumps | 0 | 0
CZ02 | cDXHP | New Construction | Heat Rejection | 0 | 0
CZ02 | cDXHP | New Construction | Humidification | 0 | 0
CZ02 | cDXHP | New Construction | Heat Recovery | 0 | 0
CZ02 | cDXHP | New Construction | Water Systems | 0 | 35167.16
CZ02 | cDXHP | New Construction | Refrigeration | 0 | 0
CZ02 | cDXHP | New Construction | Generators | 0 | 0
CZ02 | cDXHP | New Construction | Total End Uses | 305917.74 | 35167.16
CZ03 | cDXHP | New Construction | Heating | 13238.95 | 0
CZ03 | cDXHP | New Construction | Cooling | 12556.43 | 0
CZ03 | cDXHP | New Construction | Interior Lighting | 79417.32 | 0
CZ03 | cDXHP | New Construction | Exterior Lighting | 0 | 0
CZ03 | cDXHP | New Construction | Interior Equipment | 83480.96 | 0
CZ03 | cDXHP | New Construction | Exterior Equipment | 0 | 0
CZ03 | cDXHP | New Construction | Fans | 85365.2 | 0
CZ03 | cDXHP | New Construction | Pumps | 0 | 0
CZ03 | cDXHP | New Construction | Heat Rejection | 0 | 0
CZ03 | cDXHP | New Construction | Humidification | 0 | 0
CZ03 | cDXHP | New Construction | Heat Recovery | 0 | 0
CZ03 | cDXHP | New Construction | Water Systems | 0 | 35037.64
CZ03 | cDXHP | New Construction | Refrigeration | 0 | 0
CZ03 | cDXHP | New Construction | Generators | 0 | 0
CZ03 | cDXHP | New Construction | Total End Uses | 274058.87 | 35037.64
CZ04 | cDXHP | New Construction | Heating | 11296.14 | 0
CZ04 | cDXHP | New Construction | Cooling | 33753.56 | 0
CZ04 | cDXHP | New Construction | Interior Lighting | 79417.32 | 0
CZ04 | cDXHP | New Construction | Exterior Lighting | 0 | 0
CZ04 | cDXHP | New Construction | Interior Equipment | 83480.96 | 0
CZ04 | cDXHP | New Construction | Exterior Equipment | 0 | 0
CZ04 | cDXHP | New Construction | Fans | 95972.16 | 0
CZ04 | cDXHP | New Construction | Pumps | 0 | 0
CZ04 | cDXHP | New Construction | Heat Rejection | 0 | 0
CZ04 | cDXHP | New Construction | Humidification | 0 | 0
CZ04 | cDXHP | New Construction | Heat Recovery | 0 | 0
CZ04 | cDXHP | New Construction | Water Systems | 0 | 33903.31
CZ04 | cDXHP | New Construction | Refrigeration | 0 | 0
CZ04 | cDXHP | New Construction | Generators | 0 | 0
CZ04 | cDXHP | New Construction | Total End Uses | 303920.14 | 33903.31
CZ05 | cDXHP | New Construction | Heating | 11214.7 | 0
CZ05 | cDXHP | New Construction | Cooling | 17019.61 | 0
CZ05 | cDXHP | New Construction | Interior Lighting | 79417.32 | 0
CZ05 | cDXHP | New Construction | Exterior Lighting | 0 | 0
CZ05 | cDXHP | New Construction | Interior Equipment | 83480.96 | 0
CZ05 | cDXHP | New Construction | Exterior Equipment | 0 | 0
CZ05 | cDXHP | New Construction | Fans | 86193.26 | 0
CZ05 | cDXHP | New Construction | Pumps | 0 | 0
CZ05 | cDXHP | New Construction | Heat Rejection | 0 | 0
CZ05 | cDXHP | New Construction | Humidification | 0 | 0
CZ05 | cDXHP | New Construction | Heat Recovery | 0 | 0
CZ05 | cDXHP | New Construction | Water Systems | 0 | 35038.81
CZ05 | cDXHP | New Construction | Refrigeration | 0 | 0
CZ05 | cDXHP | New Construction | Generators | 0 | 0
CZ05 | cDXHP | New Construction | Total End Uses | 277325.85 | 35038.81
CZ06 | cDXHP | New Construction | Heating | 3146 | 0
CZ06 | cDXHP | New Construction | Cooling | 32426.33 | 0
CZ06 | cDXHP | New Construction | Interior Lighting | 79417.32 | 0
CZ06 | cDXHP | New Construction | Exterior Lighting | 0 | 0
CZ06 | cDXHP | New Construction | Interior Equipment | 83480.96 | 0
CZ06 | cDXHP | New Construction | Exterior Equipment | 0 | 0
CZ06 | cDXHP | New Construction | Fans | 89345.77 | 0
CZ06 | cDXHP | New Construction | Pumps | 0 | 0
CZ06 | cDXHP | New Construction | Heat Rejection | 0 | 0
CZ06 | cDXHP | New Construction | Humidification | 0 | 0
CZ06 | cDXHP | New Construction | Heat Recovery | 0 | 0
CZ06 | cDXHP | New Construction | Water Systems | 0 | 32434.29
CZ06 | cDXHP | New Construction | Refrigeration | 0 | 0
CZ06 | cDXHP | New Construction | Generators | 0 | 0
CZ06 | cDXHP | New Construction | Total End Uses | 287816.38 | 32434.29
CZ07 | cDXHP | New Construction | Heating | 2720.27 | 0
CZ07 | cDXHP | New Construction | Cooling | 38259.34 | 0
CZ07 | cDXHP | New Construction | Interior Lighting | 79417.32 | 0
CZ07 | cDXHP | New Construction | Exterior Lighting | 0 | 0
CZ07 | cDXHP | New Construction | Interior Equipment | 83480.96 | 0
CZ07 | cDXHP | New Construction | Exterior Equipment | 0 | 0
CZ07 | cDXHP | New Construction | Fans | 87806.12 | 0
CZ07 | cDXHP | New Construction | Pumps | 0 | 0
CZ07 | cDXHP | New Construction | Heat Rejection | 0 | 0
CZ07 | cDXHP | New Construction | Humidification | 0 | 0
CZ07 | cDXHP | New Construction | Heat Recovery | 0 | 0
CZ07 | cDXHP | New Construction | Water Systems | 0 | 32048.17
CZ07 | cDXHP | New Construction | Refrigeration | 0 | 0
CZ07 | cDXHP | New Construction | Generators | 0 | 0
CZ07 | cDXHP | New Construction | Total End Uses | 291684.02 | 32048.17
CZ08 | cDXHP | New Construction | Heating | 3892.48 | 0
CZ08 | cDXHP | New Construction | Cooling | 49052.73 | 0
CZ08 | cDXHP | New Construction | Interior Lighting | 79417.32 | 0
CZ08 | cDXHP | New Construction | Exterior Lighting | 0 | 0
CZ08 | cDXHP | New Construction | Interior Equipment | 83480.96 | 0
CZ08 | cDXHP | New Construction | Exterior Equipment | 0 | 0
CZ08 | cDXHP | New Construction | Fans | 98065.04 | 0
CZ08 | cDXHP | New Construction | Pumps | 0 | 0
CZ08 | cDXHP | New Construction | Heat Rejection | 0 | 0
CZ08 | cDXHP | New Construction | Humidification | 0 | 0
CZ08 | cDXHP | New Construction | Heat Recovery | 0 | 0
CZ08 | cDXHP | New Construction | Water Systems | 0 | 32004.25
CZ08 | cDXHP | New Construction | Refrigeration | 0 | 0
CZ08 | cDXHP | New Construction | Generators | 0 | 0
CZ08 | cDXHP | New Construction | Total End Uses | 313908.53 | 32004.25
CZ09 | cDXHP | New Construction | Heating | 3055.27 | 0
CZ09 | cDXHP | New Construction | Cooling | 57654.64 | 0
CZ09 | cDXHP | New Construction | Interior Lighting | 79417.32 | 0
CZ09 | cDXHP | New Construction | Exterior Lighting | 0 | 0
CZ09 | cDXHP | New Construction | Interior Equipment | 83480.96 | 0
CZ09 | cDXHP | New Construction | Exterior Equipment | 0 | 0
CZ09 | cDXHP | New Construction | Fans | 102686.35 | 0
CZ09 | cDXHP | New Construction | Pumps | 0 | 0
CZ09 | cDXHP | New Construction | Heat Rejection | 0 | 0
CZ09 | cDXHP | New Construction | Humidification | 0 | 0
CZ09 | cDXHP | New Construction | Heat Recovery | 0 | 0
CZ09 | cDXHP | New Construction | Water Systems | 0 | 31586.7
CZ09 | cDXHP | New Construction | Refrigeration | 0 | 0
CZ09 | cDXHP | New Construction | Generators | 0 | 0
CZ09 | cDXHP | New Construction | Total End Uses | 326294.55 | 31586.7
CZ10 | cDXHP | New Construction | Heating | 6856.68 | 0
CZ10 | cDXHP | New Construction | Cooling | 78541.58 | 0
CZ10 | cDXHP | New Construction | Interior Lighting | 79417.32 | 0
CZ10 | cDXHP | New Construction | Exterior Lighting | 0 | 0
CZ10 | cDXHP | New Construction | Interior Equipment | 83480.96 | 0
CZ10 | cDXHP | New Construction | Exterior Equipment | 0 | 0
CZ10 | cDXHP | New Construction | Fans | 108853.13 | 0
CZ10 | cDXHP | New Construction | Pumps | 0 | 0
CZ10 | cDXHP | New Construction | Heat Rejection | 0 | 0
CZ10 | cDXHP | New Construction | Humidification | 0 | 0
CZ10 | cDXHP | New Construction | Heat Recovery | 0 | 0
CZ10 | cDXHP | New Construction | Water Systems | 0 | 31353.43
CZ10 | cDXHP | New Construction | Refrigeration | 0 | 0
CZ10 | cDXHP | New Construction | Generators | 0 | 0
CZ10 | cDXHP | New Construction | Total End Uses | 357149.68 | 31353.43
CZ11 | cDXHP | New Construction | Heating | 12282.78 | 0
CZ11 | cDXHP | New Construction | Cooling | 61791.44 | 0
CZ11 | cDXHP | New Construction | Interior Lighting | 79417.32 | 0
CZ11 | cDXHP | New Construction | Exterior Lighting | 0 | 0
CZ11 | cDXHP | New Construction | Interior Equipment | 83480.96 | 0
CZ11 | cDXHP | New Construction | Exterior Equipment | 0 | 0
CZ11 | cDXHP | New Construction | Fans | 74347.02 | 0
CZ11 | cDXHP | New Construction | Pumps | 0 | 0
CZ11 | cDXHP | New Construction | Heat Rejection | 0 | 0
CZ11 | cDXHP | New Construction | Humidification | 0 | 0
CZ11 | cDXHP | New Construction | Heat Recovery | 0 | 0
CZ11 | cDXHP | New Construction | Water Systems | 0 | 32011.5
CZ11 | cDXHP | New Construction | Refrigeration | 0 | 0
CZ11 | cDXHP | New Construction | Generators | 0 | 0
CZ11 | cDXHP | New Construction | Total End Uses | 311319.51 | 32011.5
CZ12 | cDXHP | New Construction | Heating | 12817.06 | 0
CZ12 | cDXHP | New Construction | Cooling | 50927.09 | 0
CZ12 | cDXHP | New Construction | Interior Lighting | 79417.32 | 0
CZ12 | cDXHP | New Construction | Exterior Lighting | 0 | 0
CZ12 | cDXHP | New Construction | Interior Equipment | 83480.96 | 0
CZ12 | cDXHP | New Construction | Exterior Equipment | 0 | 0
CZ12 | cDXHP | New Construction | Fans | 72217.23 | 0
CZ12 | cDXHP | New Construction | Pumps | 0 | 0
CZ12 | cDXHP | New Construction | Heat Rejection | 0 | 0
CZ12 | cDXHP | New Construction | Humidification | 0 | 0
CZ12 | cDXHP | New Construction | Heat Recovery | 0 | 0
CZ12 | cDXHP | New Construction | Water Systems | 0 | 32854.82
CZ12 | cDXHP | New Construction | Refrigeration | 0 | 0
CZ12 | cDXHP | New Construction | Generators | 0 | 0
CZ12 | cDXHP | New Construction | Total End Uses | 298859.66 | 32854.82
CZ13 | cDXHP | New Construction | Heating | 10015.95 | 0
CZ13 | cDXHP | New Construction | Cooling | 70250.42 | 0
CZ13 | cDXHP | New Construction | Interior Lighting | 79417.32 | 0
CZ13 | cDXHP | New Construction | Exterior Lighting | 0 | 0
CZ13 | cDXHP | New Construction | Interior Equipment | 83480.96 | 0
CZ13 | cDXHP | New Construction | Exterior Equipment | 0 | 0
CZ13 | cDXHP | New Construction | Fans | 75629.3 | 0
CZ13 | cDXHP | New Construction | Pumps | 0 | 0
CZ13 | cDXHP | New Construction | Heat Rejection | 0 | 0
CZ13 | cDXHP | New Construction | Humidification | 0 | 0
CZ13 | cDXHP | New Construction | Heat Recovery | 0 | 0
CZ13 | cDXHP | New Construction | Water Systems | 0 | 31139.52
CZ13 | cDXHP | New Construction | Refrigeration | 0 | 0
CZ13 | cDXHP | New Construction | Generators | 0 | 0
CZ13 | cDXHP | New Construction | Total End Uses | 318793.96 | 31139.52
CZ14 | cDXHP | New Construction | Heating | 5263.03 | 0
CZ14 | cDXHP | New Construction | Cooling | 89200.53 | 0
CZ14 | cDXHP | New Construction | Interior Lighting | 79417.32 | 0
CZ14 | cDXHP | New Construction | Exterior Lighting | 0 | 0
CZ14 | cDXHP | New Construction | Interior Equipment | 83480.96 | 0
CZ14 | cDXHP | New Construction | Exterior Equipment | 0 | 0
CZ14 | cDXHP | New Construction | Fans | 81975.6 | 0
CZ14 | cDXHP | New Construction | Pumps | 0 | 0
CZ14 | cDXHP | New Construction | Heat Rejection | 0 | 0
CZ14 | cDXHP | New Construction | Humidification | 0 | 0
CZ14 | cDXHP | New Construction | Heat Recovery | 0 | 0
CZ14 | cDXHP | New Construction | Water Systems | 0 | 29665.14
CZ14 | cDXHP | New Construction | Refrigeration | 0 | 0
CZ14 | cDXHP | New Construction | Generators | 0 | 0
CZ14 | cDXHP | New Construction | Total End Uses | 339337.45 | 29665.14
CZ15 | cDXHP | New Construction | Heating | 1135.43 | 0
CZ15 | cDXHP | New Construction | Cooling | 128274.43 | 0
CZ15 | cDXHP | New Construction | Interior Lighting | 79417.32 | 0
CZ15 | cDXHP | New Construction | Exterior Lighting | 0 | 0
CZ15 | cDXHP | New Construction | Interior Equipment | 83480.96 | 0
CZ15 | cDXHP | New Construction | Exterior Equipment | 0 | 0
CZ15 | cDXHP | New Construction | Fans | 80668.45 | 0
CZ15 | cDXHP | New Construction | Pumps | 0 | 0
CZ15 | cDXHP | New Construction | Heat Rejection | 0 | 0
CZ15 | cDXHP | New Construction | Humidification | 0 | 0
CZ15 | cDXHP | New Construction | Heat Recovery | 0 | 0
CZ15 | cDXHP | New Construction | Water Systems | 0 | 26556.37
CZ15 | cDXHP | New Construction | Refrigeration | 0 | 0
CZ15 | cDXHP | New Construction | Generators | 0 | 0
CZ15 | cDXHP | New Construction | Total End Uses | 372976.6 | 26556.37
CZ16 | cDXHP | New Construction | Heating | 20316.28 | 0
CZ16 | cDXHP | New Construction | Cooling | 55540.03 | 0
CZ16 | cDXHP | New Construction | Interior Lighting | 79417.32 | 0
CZ16 | cDXHP | New Construction | Exterior Lighting | 0 | 0
CZ16 | cDXHP | New Construction | Interior Equipment | 83480.96 | 0
CZ16 | cDXHP | New Construction | Exterior Equipment | 0 | 0
CZ16 | cDXHP | New Construction | Fans | 79454.87 | 0
CZ16 | cDXHP | New Construction | Pumps | 0 | 0
CZ16 | cDXHP | New Construction | Heat Rejection | 0 | 0
CZ16 | cDXHP | New Construction | Humidification | 0 | 0
CZ16 | cDXHP | New Construction | Heat Recovery | 0 | 0
CZ16 | cDXHP | New Construction | Water Systems | 0 | 34627.2
CZ16 | cDXHP | New Construction | Refrigeration | 0 | 0
CZ16 | cDXHP | New Construction | Generators | 0 | 0
CZ16 | cDXHP | New Construction | Total End Uses | 318209.47 | 34627.2
CZ01 | cDXOH | Existing | Heating | 0 | 0
CZ01 | cDXOH | Existing | Cooling | 933.61 | 0
CZ01 | cDXOH | Existing | Interior Lighting | 152334.7 | 0
CZ01 | cDXOH | Existing | Exterior Lighting | 0 | 0
CZ01 | cDXOH | Existing | Interior Equipment | 83480.96 | 0
CZ01 | cDXOH | Existing | Exterior Equipment | 0 | 0
CZ01 | cDXOH | Existing | Fans | 84544.2 | 0
CZ01 | cDXOH | Existing | Pumps | 0 | 0
CZ01 | cDXOH | Existing | Heat Rejection | 0 | 0
CZ01 | cDXOH | Existing | Humidification | 0 | 0
CZ01 | cDXOH | Existing | Heat Recovery | 0 | 0
CZ01 | cDXOH | Existing | Water Systems | 0 | 38101.42
CZ01 | cDXOH | Existing | Refrigeration | 0 | 0
CZ01 | cDXOH | Existing | Generators | 0 | 0
CZ01 | cDXOH | Existing | Total End Uses | 321293.47 | 38101.42
CZ02 | cDXOH | Existing | Heating | 0 | 0
CZ02 | cDXOH | Existing | Cooling | 34163.38 | 0
CZ02 | cDXOH | Existing | Interior Lighting | 152334.7 | 0
CZ02 | cDXOH | Existing | Exterior Lighting | 0 | 0
CZ02 | cDXOH | Existing | Interior Equipment | 83480.96 | 0
CZ02 | cDXOH | Existing | Exterior Equipment | 0 | 0
CZ02 | cDXOH | Existing | Fans | 111530.44 | 0
CZ02 | cDXOH | Existing | Pumps | 0 | 0
CZ02 | cDXOH | Existing | Heat Rejection | 0 | 0
CZ02 | cDXOH | Existing | Humidification | 0 | 0
CZ02 | cDXOH | Existing | Heat Recovery | 0 | 0
CZ02 | cDXOH | Existing | Water Systems | 0 | 35174.65
CZ02 | cDXOH | Existing | Refrigeration | 0 | 0
CZ02 | cDXOH | Existing | Generators | 0 | 0
CZ02 | cDXOH | Existing | Total End Uses | 381509.48 | 35174.65
CZ03 | cDXOH | Existing | Heating | 0 | 0
CZ03 | cDXOH | Existing | Cooling | 18437.24 | 0
CZ03 | cDXOH | Existing | Interior Lighting | 152334.7 | 0
CZ03 | cDXOH | Existing | Exterior Lighting | 0 | 0
CZ03 | cDXOH | Existing | Interior Equipment | 83480.96 | 0
CZ03 | cDXOH | Existing | Exterior Equipment | 0 | 0
CZ03 | cDXOH | Existing | Fans | 100789.51 | 0
CZ03 | cDXOH | Existing | Pumps | 0 | 0
CZ03 | cDXOH | Existing | Heat Rejection | 0 | 0
CZ03 | cDXOH | Existing | Humidification | 0 | 0
CZ03 | cDXOH | Existing | Heat Recovery | 0 | 0
CZ03 | cDXOH | Existing | Water Systems | 0 | 35043.87
CZ03 | cDXOH | Existing | Refrigeration | 0 | 0
CZ03 | cDXOH | Existing | Generators | 0 | 0
CZ03 | cDXOH | Existing | Total End Uses | 355042.41 | 35043.87
CZ04 | cDXOH | Existing | Heating | 0 | 0
CZ04 | cDXOH | Existing | Cooling | 43196.83 | 0
CZ04 | cDXOH | Existing | Interior Lighting | 152334.7 | 0
CZ04 | cDXOH | Existing | Exterior Lighting | 0 | 0
CZ04 | cDXOH | Existing | Interior Equipment | 83480.96 | 0
CZ04 | cDXOH | Existing | Exterior Equipment | 0 | 0
CZ04 | cDXOH | Existing | Fans | 111809.23 | 0
CZ04 | cDXOH | Existing | Pumps | 0 | 0
CZ04 | cDXOH | Existing | Heat Rejection | 0 | 0
CZ04 | cDXOH | Existing | Humidification | 0 | 0
CZ04 | cDXOH | Existing | Heat Recovery | 0 | 0
CZ04 | cDXOH | Existing | Water Systems | 0 | 33911.03
CZ04 | cDXOH | Existing | Refrigeration | 0 | 0
CZ04 | cDXOH | Existing | Generators | 0 | 0
CZ04 | cDXOH | Existing | Total End Uses | 390821.71 | 33911.03
CZ05 | cDXOH | Existing | Heating | 0 | 0
CZ05 | cDXOH | Existing | Cooling | 24779.35 | 0
CZ05 | cDXOH | Existing | Interior Lighting | 152334.7 | 0
CZ05 | cDXOH | Existing | Exterior Lighting | 0 | 0
CZ05 | cDXOH | Existing | Interior Equipment | 83480.96 | 0
CZ05 | cDXOH | Existing | Exterior Equipment | 0 | 0
CZ05 | cDXOH | Existing | Fans | 101285.6 | 0
CZ05 | cDXOH | Existing | Pumps | 0 | 0
CZ05 | cDXOH | Existing | Heat Rejection | 0 | 0
CZ05 | cDXOH | Existing | Humidification | 0 | 0
CZ05 | cDXOH | Existing | Heat Recovery | 0 | 0
CZ05 | cDXOH | Existing | Water Systems | 0 | 35045.28
CZ05 | cDXOH | Existing | Refrigeration | 0 | 0
CZ05 | cDXOH | Existing | Generators | 0 | 0
CZ05 | cDXOH | Existing | Total End Uses | 361880.62 | 35045.28
CZ06 | cDXOH | Existing | Heating | 0 | 0
CZ06 | cDXOH | Existing | Cooling | 45953.38 | 0
CZ06 | cDXOH | Existing | Interior Lighting | 152334.7 | 0
CZ06 | cDXOH | Existing | Exterior Lighting | 0 | 0
CZ06 | cDXOH | Existing | Interior Equipment | 83480.96 | 0
CZ06 | cDXOH | Existing | Exterior Equipment | 0 | 0
CZ06 | cDXOH | Existing | Fans | 103595.43 | 0
CZ06 | cDXOH | Existing | Pumps | 0 | 0
CZ06 | cDXOH | Existing | Heat Rejection | 0 | 0
CZ06 | cDXOH | Existing | Humidification | 0 | 0
CZ06 | cDXOH | Existing | Heat Recovery | 0 | 0
CZ06 | cDXOH | Existing | Water Systems | 0 | 32440.2
CZ06 | cDXOH | Existing | Refrigeration | 0 | 0
CZ06 | cDXOH | Existing | Generators | 0 | 0
CZ06 | cDXOH | Existing | Total End Uses | 385364.47 | 32440.2
CZ07 | cDXOH | Existing | Heating | 0 | 0
CZ07 | cDXOH | Existing | Cooling | 51641.47 | 0
CZ07 | cDXOH | Existing | Interior Lighting | 152334.7 | 0
CZ07 | cDXOH | Existing | Exterior Lighting | 0 | 0
CZ07 | cDXOH | Existing | Interior Equipment | 83480.96 | 0
CZ07 | cDXOH | Existing | Exterior Equipment | 0 | 0
CZ07 | cDXOH | Existing | Fans | 103689.84 | 0
CZ07 | cDXOH | Existing | Pumps | 0 | 0
CZ07 | cDXOH | Existing | Heat Rejection | 0 | 0
CZ07 | cDXOH | Existing | Humidification | 0 | 0
CZ07 | cDXOH | Existing | Heat Recovery | 0 | 0
CZ07 | cDXOH | Existing | Water Systems | 0 | 32053.56
CZ07 | cDXOH | Existing | Refrigeration | 0 | 0
CZ07 | cDXOH | Existing | Generators | 0 | 0
CZ07 | cDXOH | Existing | Total End Uses | 391146.98 | 32053.56
CZ08 | cDXOH | Existing | Heating | 0 | 0
CZ08 | cDXOH | Existing | Cooling | 62119.8 | 0
CZ08 | cDXOH | Existing | Interior Lighting | 152334.7 | 0
CZ08 | cDXOH | Existing | Exterior Lighting | 0 | 0
CZ08 | cDXOH | Existing | Interior Equipment | 83480.96 | 0
CZ08 | cDXOH | Existing | Exterior Equipment | 0 | 0
CZ08 | cDXOH | Existing | Fans | 111644.33 | 0
CZ08 | cDXOH | Existing | Pumps | 0 | 0
CZ08 | cDXOH | Existing | Heat Rejection | 0 | 0
CZ08 | cDXOH | Existing | Humidification | 0 | 0
CZ08 | cDXOH | Existing | Heat Recovery | 0 | 0
CZ08 | cDXOH | Existing | Water Systems | 0 | 32010.97
CZ08 | cDXOH | Existing | Refrigeration | 0 | 0
CZ08 | cDXOH | Existing | Generators | 0 | 0
CZ08 | cDXOH | Existing | Total End Uses | 409579.79 | 32010.97
CZ09 | cDXOH | Existing | Heating | 0 | 0
CZ09 | cDXOH | Existing | Cooling | 73309.08 | 0
CZ09 | cDXOH | Existing | Interior Lighting | 152334.7 | 0
CZ09 | cDXOH | Existing | Exterior Lighting | 0 | 0
CZ09 | cDXOH | Existing | Interior Equipment | 83480.96 | 0
CZ09 | cDXOH | Existing | Exterior Equipment | 0 | 0
CZ09 | cDXOH | Existing | Fans | 118918.22 | 0
CZ09 | cDXOH | Existing | Pumps | 0 | 0
CZ09 | cDXOH | Existing | Heat Rejection | 0 | 0
CZ09 | cDXOH | Existing | Humidification | 0 | 0
CZ09 | cDXOH | Existing | Heat Recovery | 0 | 0
CZ09 | cDXOH | Existing | Water Systems | 0 | 31594.22
CZ09 | cDXOH | Existing | Refrigeration | 0 | 0
CZ09 | cDXOH | Existing | Generators | 0 | 0
CZ09 | cDXOH | Existing | Total End Uses | 428042.96 | 31594.22
CZ10 | cDXOH | Existing | Heating | 0 | 0
CZ10 | cDXOH | Existing | Cooling | 93261.39 | 0
CZ10 | cDXOH | Existing | Interior Lighting | 152334.7 | 0
CZ10 | cDXOH | Existing | Exterior Lighting | 0 | 0
CZ10 | cDXOH | Existing | Interior Equipment | 83480.96 | 0
CZ10 | cDXOH | Existing | Exterior Equipment | 0 | 0
CZ10 | cDXOH | Existing | Fans | 127650.28 | 0
CZ10 | cDXOH | Existing | Pumps | 0 | 0
CZ10 | cDXOH | Existing | Heat Rejection | 0 | 0
CZ10 | cDXOH | Existing | Humidification | 0 | 0
CZ10 | cDXOH | Existing | Heat Recovery | 0 | 0
CZ10 | cDXOH | Existing | Water Systems | 0 | 31362.45
CZ10 | cDXOH | Existing | Refrigeration | 0 | 0
CZ10 | cDXOH | Existing | Generators | 0 | 0
CZ10 | cDXOH | Existing | Total End Uses | 456727.33 | 31362.45
CZ11 | cDXOH | Existing | Heating | 0 | 0
CZ11 | cDXOH | Existing | Cooling | 94285.11 | 0
CZ11 | cDXOH | Existing | Interior Lighting | 152334.7 | 0
CZ11 | cDXOH | Existing | Exterior Lighting | 0 | 0
CZ11 | cDXOH | Existing | Interior Equipment | 83480.96 | 0
CZ11 | cDXOH | Existing | Exterior Equipment | 0 | 0
CZ11 | cDXOH | Existing | Fans | 129780.08 | 0
CZ11 | cDXOH | Existing | Pumps | 0 | 0
CZ11 | cDXOH | Existing | Heat Rejection | 0 | 0
CZ11 | cDXOH | Existing | Humidification | 0 | 0
CZ11 | cDXOH | Existing | Heat Recovery | 0 | 0
CZ11 | cDXOH | Existing | Water Systems | 0 | 32018.88
CZ11 | cDXOH | Existing | Refrigeration | 0 | 0
CZ11 | cDXOH | Existing | Generators | 0 | 0
CZ11 | cDXOH | Existing | Total End Uses | 459880.85 | 32018.88
CZ12 | cDXOH | Existing | Heating | 0 | 0
CZ12 | cDXOH | Existing | Cooling | 76349.16 | 0
CZ12 | cDXOH | Existing | Interior Lighting | 152334.7 | 0
CZ12 | cDXOH | Existing | Exterior Lighting | 0 | 0
CZ12 | cDXOH | Existing | Interior Equipment | 83480.96 | 0
CZ12 | cDXOH | Existing | Exterior Equipment | 0 | 0
CZ12 | cDXOH | Existing | Fans | 117674.4 | 0
CZ12 | cDXOH | Existing | Pumps | 0 | 0
CZ12 | cDXOH | Existing | Heat Rejection | 0 | 0
CZ12 | cDXOH | Existing | Humidification | 0 | 0
CZ12 | cDXOH | Existing | Heat Recovery | 0 | 0
CZ12 | cDXOH | Existing | Water Systems | 0 | 32862.72
CZ12 | cDXOH | Existing | Refrigeration | 0 | 0
CZ12 | cDXOH | Existing | Generators | 0 | 0
CZ12 | cDXOH | Existing | Total End Uses | 429839.22 | 32862.72
CZ13 | cDXOH | Existing | Heating | 0 | 0
CZ13 | cDXOH | Existing | Cooling | 105640.25 | 0
CZ13 | cDXOH | Existing | Interior Lighting | 152334.7 | 0
CZ13 | cDXOH | Existing | Exterior Lighting | 0 | 0
CZ13 | cDXOH | Existing | Interior Equipment | 83480.96 | 0
CZ13 | cDXOH | Existing | Exterior Equipment | 0 | 0
CZ13 | cDXOH | Existing | Fans | 127320.57 | 0
CZ13 | cDXOH | Existing | Pumps | 0 | 0
CZ13 | cDXOH | Existing | Heat Rejection | 0 | 0
CZ13 | cDXOH | Existing | Humidification | 0 | 0
CZ13 | cDXOH | Existing | Heat Recovery | 0 | 0
CZ13 | cDXOH | Existing | Water Systems | 0 | 31146.95
CZ13 | cDXOH | Existing | Refrigeration | 0 | 0
CZ13 | cDXOH | Existing | Generators | 0 | 0
CZ13 | cDXOH | Existing | Total End Uses | 468776.49 | 31146.95
CZ14 | cDXOH | Existing | Heating | 0 | 0
CZ14 | cDXOH | Existing | Cooling | 130470.91 | 0
CZ14 | cDXOH | Existing | Interior Lighting | 152334.7 | 0
CZ14 | cDXOH | Existing | Exterior Lighting | 0 | 0
CZ14 | cDXOH | Existing | Interior Equipment | 83480.96 | 0
CZ14 | cDXOH | Existing | Exterior Equipment | 0 | 0
CZ14 | cDXOH | Existing | Fans | 135685.76 | 0
CZ14 | cDXOH | Existing | Pumps | 0 | 0
CZ14 | cDXOH | Existing | Heat Rejection | 0 | 0
CZ14 | cDXOH | Existing | Humidification | 0 | 0
CZ14 | cDXOH | Existing | Heat Recovery | 0 | 0
CZ14 | cDXOH | Existing | Water Systems | 0 | 29672.86
CZ14 | cDXOH | Existing | Refrigeration | 0 | 0
CZ14 | cDXOH | Existing | Generators | 0 | 0
CZ14 | cDXOH | Existing | Total End Uses | 501972.33 | 29672.86
CZ15 | cDXOH | Existing | Heating | 0 | 0
CZ15 | cDXOH | Existing | Cooling | 184170.65 | 0
CZ15 | cDXOH | Existing | Interior Lighting | 152334.7 | 0
CZ15 | cDXOH | Existing | Exterior Lighting | 0 | 0
CZ15 | cDXOH | Existing | Interior Equipment | 83480.96 | 0
CZ15 | cDXOH | Existing | Exterior Equipment | 0 | 0
CZ15 | cDXOH | Existing | Fans | 136103.01 | 0
CZ15 | cDXOH | Existing | Pumps | 0 | 0
CZ15 | cDXOH | Existing | Heat Rejection | 0 | 0
CZ15 | cDXOH | Existing | Humidification | 0 | 0
CZ15 | cDXOH | Existing | Heat Recovery | 0 | 0
CZ15 | cDXOH | Existing | Water Systems | 0 | 26565.98
CZ15 | cDXOH | Existing | Refrigeration | 0 | 0
CZ15 | cDXOH | Existing | Generators | 0 | 0
CZ15 | cDXOH | Existing | Total End Uses | 556089.33 | 26565.98
CZ16 | cDXOH | Existing | Heating | 0 | 0
CZ16 | cDXOH | Existing | Cooling | 80400.77 | 0
CZ16 | cDXOH | Existing | Interior Lighting | 152334.7 | 0
CZ16 | cDXOH | Existing | Exterior Lighting | 0 | 0
CZ16 | cDXOH | Existing | Interior Equipment | 83480.96 | 0
CZ16 | cDXOH | Existing | Exterior Equipment | 0 | 0
CZ16 | cDXOH | Existing | Fans | 129969.42 | 0
CZ16 | cDXOH | Existing | Pumps | 0 | 0
CZ16 | cDXOH | Existing | Heat Rejection | 0 | 0
CZ16 | cDXOH | Existing | Humidification | 0 | 0
CZ16 | cDXOH | Existing | Heat Recovery | 0 | 0
CZ16 | cDXOH | Existing | Water Systems | 0 | 34635.86
CZ16 | cDXOH | Existing | Refrigeration | 0 | 0
CZ16 | cDXOH | Existing | Generators | 0 | 0
CZ16 | cDXOH | Existing | Total End Uses | 446185.85 | 34635.86
CZ01 | cDXOH | New Construction | Heating | 0 | 0
CZ01 | cDXOH | New Construction | Cooling | 432.02 | 0
CZ01 | cDXOH | New Construction | Interior Lighting | 79417.32 | 0
CZ01 | cDXOH | New Construction | Exterior Lighting | 0 | 0
CZ01 | cDXOH | New Construction | Interior Equipment | 83480.96 | 0
CZ01 | cDXOH | New Construction | Exterior Equipment | 0 | 0
CZ01 | cDXOH | New Construction | Fans | 54417.36 | 0
CZ01 | cDXOH | New Construction | Pumps | 0 | 0
CZ01 | cDXOH | New Construction | Heat Rejection | 0 | 0
CZ01 | cDXOH | New Construction | Humidification | 0 | 0
CZ01 | cDXOH | New Construction | Heat Recovery | 0 | 0
CZ01 | cDXOH | New Construction | Water Systems | 0 | 38095.88
CZ01 | cDXOH | New Construction | Refrigeration | 0 | 0
CZ01 | cDXOH | New Construction | Generators | 0 | 0
CZ01 | cDXOH | New Construction | Total End Uses | 217747.66 | 38095.88
CZ02 | cDXOH | New Construction | Heating | 0 | 0
CZ02 | cDXOH | New Construction | Cooling | 26166.3 | 0
CZ02 | cDXOH | New Construction | Interior Lighting | 79417.32 | 0
CZ02 | cDXOH | New Construction | Exterior Lighting | 0 | 0
CZ02 | cDXOH | New Construction | Interior Equipment | 83480.96 | 0
CZ02 | cDXOH | New Construction | Exterior Equipment | 0 | 0
CZ02 | cDXOH | New Construction | Fans | 100219.55 | 0
CZ02 | cDXOH | New Construction | Pumps | 0 | 0
CZ02 | cDXOH | New Construction | Heat Rejection | 0 | 0
CZ02 | cDXOH | New Construction | Humidification | 0 | 0
CZ02 | cDXOH | New Construction | Heat Recovery | 0 | 0
CZ02 | cDXOH | New Construction | Water Systems | 0 | 35167.07
CZ02 | cDXOH | New Construction | Refrigeration | 0 | 0
CZ02 | cDXOH | New Construction | Generators | 0 | 0
CZ02 | cDXOH | New Construction | Total End Uses | 289284.14 | 35167.07
CZ03 | cDXOH | New Construction | Heating | 0 | 0
CZ03 | cDXOH | New Construction | Cooling | 12613.36 | 0
CZ03 | cDXOH | New Construction | Interior Lighting | 79417.32 | 0
CZ03 | cDXOH | New Construction | Exterior Lighting | 0 | 0
CZ03 | cDXOH | New Construction | Interior Equipment | 83480.96 | 0
CZ03 | cDXOH | New Construction | Exterior Equipment | 0 | 0
CZ03 | cDXOH | New Construction | Fans | 86498.53 | 0
CZ03 | cDXOH | New Construction | Pumps | 0 | 0
CZ03 | cDXOH | New Construction | Heat Rejection | 0 | 0
CZ03 | cDXOH | New Construction | Humidification | 0 | 0
CZ03 | cDXOH | New Construction | Heat Recovery | 0 | 0
CZ03 | cDXOH | New Construction | Water Systems | 0 | 35037.64
CZ03 | cDXOH | New Construction | Refrigeration | 0 | 0
CZ03 | cDXOH | New Construction | Generators | 0 | 0
CZ03 | cDXOH | New Construction | Total End Uses | 262010.17 | 35037.64
CZ04 | cDXOH | New Construction | Heating | 0 | 0
CZ04 | cDXOH | New Construction | Cooling | 33753.33 | 0
CZ04 | cDXOH | New Construction | Interior Lighting | 79417.32 | 0
CZ04 | cDXOH | New Construction | Exterior Lighting | 0 | 0
CZ04 | cDXOH | New Construction | Interior Equipment | 83480.96 | 0
CZ04 | cDXOH | New Construction | Exterior Equipment | 0 | 0
CZ04 | cDXOH | New Construction | Fans | 96888.24 | 0
CZ04 | cDXOH | New Construction | Pumps | 0 | 0
CZ04 | cDXOH | New Construction | Heat Rejection | 0 | 0
CZ04 | cDXOH | New Construction | Humidification | 0 | 0
CZ04 | cDXOH | New Construction | Heat Recovery | 0 | 0
CZ04 | cDXOH | New Construction | Water Systems | 0 | 33903.54
CZ04 | cDXOH | New Construction | Refrigeration | 0 | 0
CZ04 | cDXOH | New Construction | Generators | 0 | 0
CZ04 | cDXOH | New Construction | Total End Uses | 293539.85 | 33903.54
CZ05 | cDXOH | New Construction | Heating | 0 | 0
CZ05 | cDXOH | New Construction | Cooling | 16831.36 | 0
CZ05 | cDXOH | New Construction | Interior Lighting | 79417.32 | 0
CZ05 | cDXOH | New Construction | Exterior Lighting | 0 | 0
CZ05 | cDXOH | New Construction | Interior Equipment | 83480.96 | 0
CZ05 | cDXOH | New Construction | Exterior Equipment | 0 | 0
CZ05 | cDXOH | New Construction | Fans | 86983.61 | 0
CZ05 | cDXOH | New Construction | Pumps | 0 | 0
CZ05 | cDXOH | New Construction | Heat Rejection | 0 | 0
CZ05 | cDXOH | New Construction | Humidification | 0 | 0
CZ05 | cDXOH | New Construction | Heat Recovery | 0 | 0
CZ05 | cDXOH | New Construction | Water Systems | 0 | 35038.97
CZ05 | cDXOH | New Construction | Refrigeration | 0 | 0
CZ05 | cDXOH | New Construction | Generators | 0 | 0
CZ05 | cDXOH | New Construction | Total End Uses | 266713.26 | 35038.97
CZ06 | cDXOH | New Construction | Heating | 0 | 0
CZ06 | cDXOH | New Construction | Cooling | 33694.46 | 0
CZ06 | cDXOH | New Construction | Interior Lighting | 79417.32 | 0
CZ06 | cDXOH | New Construction | Exterior Lighting | 0 | 0
CZ06 | cDXOH | New Construction | Interior Equipment | 83480.96 | 0
CZ06 | cDXOH | New Construction | Exterior Equipment | 0 | 0
CZ06 | cDXOH | New Construction | Fans | 89361.92 | 0
CZ06 | cDXOH | New Construction | Pumps | 0 | 0
CZ06 | cDXOH | New Construction | Heat Rejection | 0 | 0
CZ06 | cDXOH | New Construction | Humidification | 0 | 0
CZ06 | cDXOH | New Construction | Heat Recovery | 0 | 0
CZ06 | cDXOH | New Construction | Water Systems | 0 | 32433.81
CZ06 | cDXOH | New Construction | Refrigeration | 0 | 0
CZ06 | cDXOH | New Construction | Generators | 0 | 0
CZ06 | cDXOH | New Construction | Total End Uses | 285954.66 | 32433.81
CZ07 | cDXOH | New Construction | Heating | 0 | 0
CZ07 | cDXOH | New Construction | Cooling | 39220.36 | 0
CZ07 | cDXOH | New Construction | Interior Lighting | 79417.32 | 0
CZ07 | cDXOH | New Construction | Exterior Lighting | 0 | 0
CZ07 | cDXOH | New Construction | Interior Equipment | 83480.96 | 0
CZ07 | cDXOH | New Construction | Exterior Equipment | 0 | 0
CZ07 | cDXOH | New Construction | Fans | 87806.9 | 0
CZ07 | cDXOH | New Construction | Pumps | 0 | 0
CZ07 | cDXOH | New Construction | Heat Rejection | 0 | 0
CZ07 | cDXOH | New Construction | Humidification | 0 | 0
CZ07 | cDXOH | New Construction | Heat Recovery | 0 | 0
CZ07 | cDXOH | New Construction | Water Systems | 0 | 32047.97
CZ07 | cDXOH | New Construction | Refrigeration | 0 | 0
CZ07 | cDXOH | New Construction | Generators | 0 | 0
CZ07 | cDXOH | New Construction | Total End Uses | 289925.54 | 32047.97
CZ08 | cDXOH | New Construction | Heating | 0 | 0
CZ08 | cDXOH | New Construction | Cooling | 49455.88 | 0
CZ08 | cDXOH | New Construction | Interior Lighting | 79417.32 | 0
CZ08 | cDXOH | New Construction | Exterior Lighting | 0 | 0
CZ08 | cDXOH | New Construction | Interior Equipment | 83480.96 | 0
CZ08 | cDXOH | New Construction | Exterior Equipment | 0 | 0
CZ08 | cDXOH | New Construction | Fans | 98131.84 | 0
CZ08 | cDXOH | New Construction | Pumps | 0 | 0
CZ08 | cDXOH | New Construction | Heat Rejection | 0 | 0
CZ08 | cDXOH | New Construction | Humidification | 0 | 0
CZ08 | cDXOH | New Construction | Heat Recovery | 0 | 0
CZ08 | cDXOH | New Construction | Water Systems | 0 | 32004.13
CZ08 | cDXOH | New Construction | Refrigeration | 0 | 0
CZ08 | cDXOH | New Construction | Generators | 0 | 0
CZ08 | cDXOH | New Construction | Total End Uses | 310486 | 32004.13
CZ09 | cDXOH | New Construction | Heating | 0 | 0
CZ09 | cDXOH | New Construction | Cooling | 58061.62 | 0
CZ09 | cDXOH | New Construction | Interior Lighting | 79417.32 | 0
CZ09 | cDXOH | New Construction | Exterior Lighting | 0 | 0
CZ09 | cDXOH | New Construction | Interior Equipment | 83480.96 | 0
CZ09 | cDXOH | New Construction | Exterior Equipment | 0 | 0
CZ09 | cDXOH | New Construction | Fans | 102747.53 | 0
CZ09 | cDXOH | New Construction | Pumps | 0 | 0
CZ09 | cDXOH | New Construction | Heat Rejection | 0 | 0
CZ09 | cDXOH | New Construction | Humidification | 0 | 0
CZ09 | cDXOH | New Construction | Heat Recovery | 0 | 0
CZ09 | cDXOH | New Construction | Water Systems | 0 | 31585.53
CZ09 | cDXOH | New Construction | Refrigeration | 0 | 0
CZ09 | cDXOH | New Construction | Generators | 0 | 0
CZ09 | cDXOH | New Construction | Total End Uses | 323707.44 | 31585.53
CZ10 | cDXOH | New Construction | Heating | 0 | 0
CZ10 | cDXOH | New Construction | Cooling | 78359.88 | 0
CZ10 | cDXOH | New Construction | Interior Lighting | 79417.32 | 0
CZ10 | cDXOH | New Construction | Exterior Lighting | 0 | 0
CZ10 | cDXOH | New Construction | Interior Equipment | 83480.96 | 0
CZ10 | cDXOH | New Construction | Exterior Equipment | 0 | 0
CZ10 | cDXOH | New Construction | Fans | 109508.94 | 0
CZ10 | cDXOH | New Construction | Pumps | 0 | 0
CZ10 | cDXOH | New Construction | Heat Rejection | 0 | 0
CZ10 | cDXOH | New Construction | Humidification | 0 | 0
CZ10 | cDXOH | New Construction | Heat Recovery | 0 | 0
CZ10 | cDXOH | New Construction | Water Systems | 0 | 31352.77
CZ10 | cDXOH | New Construction | Refrigeration | 0 | 0
CZ10 | cDXOH | New Construction | Generators | 0 | 0
CZ10 | cDXOH | New Construction | Total End Uses | 350767.1 | 31352.77
CZ11 | cDXOH | New Construction | Heating | 0 | 0
CZ11 | cDXOH | New Construction | Cooling | 61491.21 | 0
CZ11 | cDXOH | New Construction | Interior Lighting | 79417.32 | 0
CZ11 | cDXOH | New Construction | Exterior Lighting | 0 | 0
CZ11 | cDXOH | New Construction | Interior Equipment | 83480.96 | 0
CZ11 | cDXOH | New Construction | Exterior Equipment | 0 | 0
CZ11 | cDXOH | New Construction | Fans | 75165.55 | 0
CZ11 | cDXOH | New Construction | Pumps | 0 | 0
CZ11 | cDXOH | New Construction | Heat Rejection | 0 | 0
CZ11 | cDXOH | New Construction | Humidification | 0 | 0
CZ11 | cDXOH | New Construction | Heat Recovery | 0 | 0
CZ11 | cDXOH | New Construction | Water Systems | 0 | 32011.94
CZ11 | cDXOH | New Construction | Refrigeration | 0 | 0
CZ11 | cDXOH | New Construction | Generators | 0 | 0
CZ11 | cDXOH | New Construction | Total End Uses | 299555.05 | 32011.94
CZ12 | cDXOH | New Construction | Heating | 0 | 0
CZ12 | cDXOH | New Construction | Cooling | 50729.01 | 0
CZ12 | cDXOH | New Construction | Interior Lighting | 79417.32 | 0
CZ12 | cDXOH | New Construction | Exterior Lighting | 0 | 0
CZ12 | cDXOH | New Construction | Interior Equipment | 83480.96 | 0
CZ12 | cDXOH | New Construction | Exterior Equipment | 0 | 0
CZ12 | cDXOH | New Construction | Fans | 73533.26 | 0
CZ12 | cDXOH | New Construction | Pumps | 0 | 0
CZ12 | cDXOH | New Construction | Heat Rejection | 0 | 0
CZ12 | cDXOH | New Construction | Humidification | 0 | 0
CZ12 | cDXOH | New Construction | Heat Recovery | 0 | 0
CZ12 | cDXOH | New Construction | Water Systems | 0 | 32853.87
CZ12 | cDXOH | New Construction | Refrigeration | 0 | 0
CZ12 | cDXOH | New Construction | Generators | 0 | 0
CZ12 | cDXOH | New Construction | Total End Uses | 287160.55 | 32853.87
CZ13 | cDXOH | New Construction | Heating | 0 | 0
CZ13 | cDXOH | New Construction | Cooling | 69922.62 | 0
CZ13 | cDXOH | New Construction | Interior Lighting | 79417.32 | 0
CZ13 | cDXOH | New Construction | Exterior Lighting | 0 | 0
CZ13 | cDXOH | New Construction | Interior Equipment | 83480.96 | 0
CZ13 | cDXOH | New Construction | Exterior Equipment | 0 | 0
CZ13 | cDXOH | New Construction | Fans | 76438.67 | 0
CZ13 | cDXOH | New Construction | Pumps | 0 | 0
CZ13 | cDXOH | New Construction | Heat Rejection | 0 | 0
CZ13 | cDXOH | New Construction | Humidification | 0 | 0
CZ13 | cDXOH | New Construction | Heat Recovery | 0 | 0
CZ13 | cDXOH | New Construction | Water Systems | 0 | 31139.94
CZ13 | cDXOH | New Construction | Refrigeration | 0 | 0
CZ13 | cDXOH | New Construction | Generators | 0 | 0
CZ13 | cDXOH | New Construction | Total End Uses | 309259.57 | 31139.94
CZ14 | cDXOH | New Construction | Heating | 0 | 0
CZ14 | cDXOH | New Construction | Cooling | 88698.84 | 0
CZ14 | cDXOH | New Construction | Interior Lighting | 79417.32 | 0
CZ14 | cDXOH | New Construction | Exterior Lighting | 0 | 0
CZ14 | cDXOH | New Construction | Interior Equipment | 83480.96 | 0
CZ14 | cDXOH | New Construction | Exterior Equipment | 0 | 0
CZ14 | cDXOH | New Construction | Fans | 82119.92 | 0
CZ14 | cDXOH | New Construction | Pumps | 0 | 0
CZ14 | cDXOH | New Construction | Heat Rejection | 0 | 0
CZ14 | cDXOH | New Construction | Humidification | 0 | 0
CZ14 | cDXOH | New Construction | Heat Recovery | 0 | 0
CZ14 | cDXOH | New Construction | Water Systems | 0 | 29665.48
CZ14 | cDXOH | New Construction | Refrigeration | 0 | 0
CZ14 | cDXOH | New Construction | Generators | 0 | 0
CZ14 | cDXOH | New Construction | Total End Uses | 333717.05 | 29665.48
CZ15 | cDXOH | New Construction | Heating | 0 | 0
CZ15 | cDXOH | New Construction | Cooling | 128144.12 | 0
CZ15 | cDXOH | New Construction | Interior Lighting | 79417.32 | 0
CZ15 | cDXOH | New Construction | Exterior Lighting | 0 | 0
CZ15 | cDXOH | New Construction | Interior Equipment | 83480.96 | 0
CZ15 | cDXOH | New Construction | Exterior Equipment | 0 | 0
CZ15 | cDXOH | New Construction | Fans | 80668.45 | 0
CZ15 | cDXOH | New Construction | Pumps | 0 | 0
CZ15 | cDXOH | New Construction | Heat Rejection | 0 | 0
CZ15 | cDXOH | New Construction | Humidification | 0 | 0
CZ15 | cDXOH | New Construction | Heat Recovery | 0 | 0
CZ15 | cDXOH | New Construction | Water Systems | 0 | 26558.51
CZ15 | cDXOH | New Construction | Refrigeration | 0 | 0
CZ15 | cDXOH | New Construction | Generators | 0 | 0
CZ15 | cDXOH | New Construction | Total End Uses | 371710.86 | 26558.51
CZ16 | cDXOH | New Construction | Heating | 0 | 0
CZ16 | cDXOH | New Construction | Cooling | 54749.25 | 0
CZ16 | cDXOH | New Construction | Interior Lighting | 79417.32 | 0
CZ16 | cDXOH | New Construction | Exterior Lighting | 0 | 0
CZ16 | cDXOH | New Construction | Interior Equipment | 83480.96 | 0
CZ16 | cDXOH | New Construction | Exterior Equipment | 0 | 0
CZ16 | cDXOH | New Construction | Fans | 82566.81 | 0
CZ16 | cDXOH | New Construction | Pumps | 0 | 0
CZ16 | cDXOH | New Construction | Heat Rejection | 0 | 0
CZ16 | cDXOH | New Construction | Humidification | 0 | 0
CZ16 | cDXOH | New Construction | Heat Recovery | 0 | 0
CZ16 | cDXOH | New Construction | Water Systems | 0 | 34626.45
CZ16 | cDXOH | New Construction | Refrigeration | 0 | 0
CZ16 | cDXOH | New Construction | Generators | 0 | 0
CZ16 | cDXOH | New Construction | Total End Uses | 300214.35 | 34626.45
CZ01 | cPVVG | Existing | Heating | 0 | 101039.42
CZ01 | cPVVG | Existing | Cooling | 1339.74 | 0
CZ01 | cPVVG | Existing | Interior Lighting | 152334.7 | 0
CZ01 | cPVVG | Existing | Exterior Lighting | 0 | 0
CZ01 | cPVVG | Existing | Interior Equipment | 83480.96 | 0
CZ01 | cPVVG | Existing | Exterior Equipment | 0 | 0
CZ01 | cPVVG | Existing | Fans | 29090.73 | 0
CZ01 | cPVVG | Existing | Pumps | 0 | 0
CZ01 | cPVVG | Existing | Heat Rejection | 0 | 0
CZ01 | cPVVG | Existing | Humidification | 0 | 0
CZ01 | cPVVG | Existing | Heat Recovery | 0 | 0
CZ01 | cPVVG | Existing | Water Systems | 0 | 38102.48
CZ01 | cPVVG | Existing | Refrigeration | 0 | 0
CZ01 | cPVVG | Existing | Generators | 0 | 0
CZ01 | cPVVG | Existing | Total End Uses | 266246.13 | 139141.9
CZ02 | cPVVG | Existing | Heating | 0 | 69923.69
CZ02 | cPVVG | Existing | Cooling | 32961.85 | 0
CZ02 | cPVVG | Existing | Interior Lighting | 152334.7 | 0
CZ02 | cPVVG | Existing | Exterior Lighting | 0 | 0
CZ02 | cPVVG | Existing | Interior Equipment | 83480.96 | 0
CZ02 | cPVVG | Existing | Exterior Equipment | 0 | 0
CZ02 | cPVVG | Existing | Fans | 46150.47 | 0
CZ02 | cPVVG | Existing | Pumps | 0 | 0
CZ02 | cPVVG | Existing | Heat Rejection | 0 | 0
CZ02 | cPVVG | Existing | Humidification | 0 | 0
CZ02 | cPVVG | Existing | Heat Recovery | 0 | 0
CZ02 | cPVVG | Existing | Water Systems | 0 | 35174.43
CZ02 | cPVVG | Existing | Refrigeration | 0 | 0
CZ02 | cPVVG | Existing | Generators | 0 | 0
CZ02 | cPVVG | Existing | Total End Uses | 314927.98 | 105098.12
CZ03 | cPVVG | Existing | Heating | 0 | 42885.56
CZ03 | cPVVG | Existing | Cooling | 19287.23 | 0
CZ03 | cPVVG | Existing | Interior Lighting | 152334.7 | 0
CZ03 | cPVVG | Existing | Exterior Lighting | 0 | 0
CZ03 | cPVVG | Existing | Interior Equipment | 83480.96 | 0
CZ03 | cPVVG | Existing | Exterior Equipment | 0 | 0
CZ03 | cPVVG | Existing | Fans | 40045.79 | 0
CZ03 | cPVVG | Existing | Pumps | 0 | 0
CZ03 | cPVVG | Existing | Heat Rejection | 0 | 0
CZ03 | cPVVG | Existing | Humidification | 0 | 0
CZ03 | cPVVG | Existing | Heat Recovery | 0 | 0
CZ03 | cPVVG | Existing | Water Systems | 0 | 35044.67
CZ03 | cPVVG | Existing | Refrigeration | 0 | 0
CZ03 | cPVVG | Existing | Generators | 0 | 0
CZ03 | cPVVG | Existing | Total End Uses | 295148.68 | 77930.22
CZ04 | cPVVG | Existing | Heating | 0 | 39676.6
CZ04 | cPVVG | Existing | Cooling | 41982.35 | 0
CZ04 | cPVVG | Existing | Interior Lighting | 152334.7 | 0
CZ04 | cPVVG | Existing | Exterior Lighting | 0 | 0
CZ04 | cPVVG | Existing | Interior Equipment | 83480.96 | 0
CZ04 | cPVVG | Existing | Exterior Equipment | 0 | 0
CZ04 | cPVVG | Existing | Fans | 49321.18 | 0
CZ04 | cPVVG | Existing | Pumps | 0 | 0
CZ04 | cPVVG | Existing | Heat Rejection | 0 | 0
CZ04 | cPVVG | Existing | Humidification | 0 | 0
CZ04 | cPVVG | Existing | Heat Recovery | 0 | 0
CZ04 | cPVVG | Existing | Water Systems | 0 | 33910.98
CZ04 | cPVVG | Existing | Refrigeration | 0 | 0
CZ04 | cPVVG | Existing | Generators | 0 | 0
CZ04 | cPVVG | Existing | Total End Uses | 327119.19 | 73587.58
CZ05 | cPVVG | Existing | Heating | 0 | 36404.83
CZ05 | cPVVG | Existing | Cooling | 24994.29 | 0
CZ05 | cPVVG | Existing | Interior Lighting | 152334.7 | 0
CZ05 | cPVVG | Existing | Exterior Lighting | 0 | 0
CZ05 | cPVVG | Existing | Interior Equipment | 83480.96 | 0
CZ05 | cPVVG | Existing | Exterior Equipment | 0 | 0
CZ05 | cPVVG | Existing | Fans | 41240.97 | 0
CZ05 | cPVVG | Existing | Pumps | 0 | 0
CZ05 | cPVVG | Existing | Heat Rejection | 0 | 0
CZ05 | cPVVG | Existing | Humidification | 0 | 0
CZ05 | cPVVG | Existing | Heat Recovery | 0 | 0
CZ05 | cPVVG | Existing | Water Systems | 0 | 35046.28
CZ05 | cPVVG | Existing | Refrigeration | 0 | 0
CZ05 | cPVVG | Existing | Generators | 0 | 0
CZ05 | cPVVG | Existing | Total End Uses | 302050.92 | 71451.11
CZ06 | cPVVG | Existing | Heating | 0 | 9742.77
CZ06 | cPVVG | Existing | Cooling | 46487.54 | 0
CZ06 | cPVVG | Existing | Interior Lighting | 152334.7 | 0
CZ06 | cPVVG | Existing | Exterior Lighting | 0 | 0
CZ06 | cPVVG | Existing | Interior Equipment | 83480.96 | 0
CZ06 | cPVVG | Existing | Exterior Equipment | 0 | 0
CZ06 | cPVVG | Existing | Fans | 48696.5 | 0
CZ06 | cPVVG | Existing | Pumps | 0 | 0
CZ06 | cPVVG | Existing | Heat Rejection | 0 | 0
CZ06 | cPVVG | Existing | Humidification | 0 | 0
CZ06 | cPVVG | Existing | Heat Recovery | 0 | 0
CZ06 | cPVVG | Existing | Water Systems | 0 | 32440.24
CZ06 | cPVVG | Existing | Refrigeration | 0 | 0
CZ06 | cPVVG | Existing | Generators | 0 | 0
CZ06 | cPVVG | Existing | Total End Uses | 330999.71 | 42183.01
CZ07 | cPVVG | Existing | Heating | 0 | 9341.86
CZ07 | cPVVG | Existing | Cooling | 50335.86 | 0
CZ07 | cPVVG | Existing | Interior Lighting | 152334.7 | 0
CZ07 | cPVVG | Existing | Exterior Lighting | 0 | 0
CZ07 | cPVVG | Existing | Interior Equipment | 83480.96 | 0
CZ07 | cPVVG | Existing | Exterior Equipment | 0 | 0
CZ07 | cPVVG | Existing | Fans | 49069.9 | 0
CZ07 | cPVVG | Existing | Pumps | 0 | 0
CZ07 | cPVVG | Existing | Heat Rejection | 0 | 0
CZ07 | cPVVG | Existing | Humidification | 0 | 0
CZ07 | cPVVG | Existing | Heat Recovery | 0 | 0
CZ07 | cPVVG | Existing | Water Systems | 0 | 32053.62
CZ07 | cPVVG | Existing | Refrigeration | 0 | 0
CZ07 | cPVVG | Existing | Generators | 0 | 0
CZ07 | cPVVG | Existing | Total End Uses | 335221.43 | 41395.48
CZ08 | cPVVG | Existing | Heating | 0 | 13125.89
CZ08 | cPVVG | Existing | Cooling | 59954.78 | 0
CZ08 | cPVVG | Existing | Interior Lighting | 152334.7 | 0
CZ08 | cPVVG | Existing | Exterior Lighting | 0 | 0
CZ08 | cPVVG | Existing | Interior Equipment | 83480.96 | 0
CZ08 | cPVVG | Existing | Exterior Equipment | 0 | 0
CZ08 | cPVVG | Existing | Fans | 53047.22 | 0
CZ08 | cPVVG | Existing | Pumps | 0 | 0
CZ08 | cPVVG | Existing | Heat Rejection | 0 | 0
CZ08 | cPVVG | Existing | Humidification | 0 | 0
CZ08 | cPVVG | Existing | Heat Recovery | 0 | 0
CZ08 | cPVVG | Existing | Water Systems | 0 | 32011.06
CZ08 | cPVVG | Existing | Refrigeration | 0 | 0
CZ08 | cPVVG | Existing | Generators | 0 | 0
CZ08 | cPVVG | Existing | Total End Uses | 348817.66 | 45136.95
CZ09 | cPVVG | Existing | Heating | 0 | 11071.32
CZ09 | cPVVG | Existing | Cooling | 70391.33 | 0
CZ09 | cPVVG | Existing | Interior Lighting | 152334.7 | 0
CZ09 | cPVVG | Existing | Exterior Lighting | 0 | 0
CZ09 | cPVVG | Existing | Interior Equipment | 83480.96 | 0
CZ09 | cPVVG | Existing | Exterior Equipment | 0 | 0
CZ09 | cPVVG | Existing | Fans | 58285.43 | 0
CZ09 | cPVVG | Existing | Pumps | 0 | 0
CZ09 | cPVVG | Existing | Heat Rejection | 0 | 0
CZ09 | cPVVG | Existing | Humidification | 0 | 0
CZ09 | cPVVG | Existing | Heat Recovery | 0 | 0
CZ09 | cPVVG | Existing | Water Systems | 0 | 31594.24
CZ09 | cPVVG | Existing | Refrigeration | 0 | 0
CZ09 | cPVVG | Existing | Generators | 0 | 0
CZ09 | cPVVG | Existing | Total End Uses | 364492.42 | 42665.56
CZ10 | cPVVG | Existing | Heating | 0 | 27484.21
CZ10 | cPVVG | Existing | Cooling | 88407.78 | 0
CZ10 | cPVVG | Existing | Interior Lighting | 152334.7 | 0
CZ10 | cPVVG | Existing | Exterior Lighting | 0 | 0
CZ10 | cPVVG | Existing | Interior Equipment | 83480.96 | 0
CZ10 | cPVVG | Existing | Exterior Equipment | 0 | 0
CZ10 | cPVVG | Existing | Fans | 62909.73 | 0
CZ10 | cPVVG | Existing | Pumps | 0 | 0
CZ10 | cPVVG | Existing | Heat Rejection | 0 | 0
CZ10 | cPVVG | Existing | Humidification | 0 | 0
CZ10 | cPVVG | Existing | Heat Recovery | 0 | 0
CZ10 | cPVVG | Existing | Water Systems | 0 | 31362.89
CZ10 | cPVVG | Existing | Refrigeration | 0 | 0
CZ10 | cPVVG | Existing | Generators | 0 | 0
CZ10 | cPVVG | Existing | Total End Uses | 387133.18 | 58847.1
CZ11 | cPVVG | Existing | Heating | 0 | 68622.5
CZ11 | cPVVG | Existing | Cooling | 90234.05 | 0
CZ11 | cPVVG | Existing | Interior Lighting | 152334.7 | 0
CZ11 | cPVVG | Existing | Exterior Lighting | 0 | 0
CZ11 | cPVVG | Existing | Interior Equipment | 83480.96 | 0
CZ11 | cPVVG | Existing | Exterior Equipment | 0 | 0
CZ11 | cPVVG | Existing | Fans | 62570.9 | 0
CZ11 | cPVVG | Existing | Pumps | 0 | 0
CZ11 | cPVVG | Existing | Heat Rejection | 0 | 0
CZ11 | cPVVG | Existing | Humidification | 0 | 0
CZ11 | cPVVG | Existing | Heat Recovery | 0 | 0
CZ11 | cPVVG | Existing | Water Systems | 0 | 32018.74
CZ11 | cPVVG | Existing | Refrigeration | 0 | 0
CZ11 | cPVVG | Existing | Generators | 0 | 0
CZ11 | cPVVG | Existing | Total End Uses | 388620.62 | 100641.24
CZ12 | cPVVG | Existing | Heating | 0 | 63411.49
CZ12 | cPVVG | Existing | Cooling | 73281.99 | 0
CZ12 | cPVVG | Existing | Interior Lighting | 152334.7 | 0
CZ12 | cPVVG | Existing | Exterior Lighting | 0 | 0
CZ12 | cPVVG | Existing | Interior Equipment | 83480.96 | 0
CZ12 | cPVVG | Existing | Exterior Equipment | 0 | 0
CZ12 | cPVVG | Existing | Fans | 55349.09 | 0
CZ12 | cPVVG | Existing | Pumps | 0 | 0
CZ12 | cPVVG | Existing | Heat Rejection | 0 | 0
CZ12 | cPVVG | Existing | Humidification | 0 | 0
CZ12 | cPVVG | Existing | Heat Recovery | 0 | 0
CZ12 | cPVVG | Existing | Water Systems | 0 | 32861.87
CZ12 | cPVVG | Existing | Refrigeration | 0 | 0
CZ12 | cPVVG | Existing | Generators | 0 | 0
CZ12 | cPVVG | Existing | Total End Uses | 364446.74 | 96273.36
CZ13 | cPVVG | Existing | Heating | 0 | 51160.97
CZ13 | cPVVG | Existing | Cooling | 101332.98 | 0
CZ13 | cPVVG | Existing | Interior Lighting | 152334.7 | 0
CZ13 | cPVVG | Existing | Exterior Lighting | 0 | 0
CZ13 | cPVVG | Existing | Interior Equipment | 83480.96 | 0
CZ13 | cPVVG | Existing | Exterior Equipment | 0 | 0
CZ13 | cPVVG | Existing | Fans | 63678.8 | 0
CZ13 | cPVVG | Existing | Pumps | 0 | 0
CZ13 | cPVVG | Existing | Heat Rejection | 0 | 0
CZ13 | cPVVG | Existing | Humidification | 0 | 0
CZ13 | cPVVG | Existing | Heat Recovery | 0 | 0
CZ13 | cPVVG | Existing | Water Systems | 0 | 31146.88
CZ13 | cPVVG | Existing | Refrigeration | 0 | 0
CZ13 | cPVVG | Existing | Generators | 0 | 0
CZ13 | cPVVG | Existing | Total End Uses | 400827.44 | 82307.85
CZ14 | cPVVG | Existing | Heating | 0 | 26628.15
CZ14 | cPVVG | Existing | Cooling | 124371.3 | 0
CZ14 | cPVVG | Existing | Interior Lighting | 152334.7 | 0
CZ14 | cPVVG | Existing | Exterior Lighting | 0 | 0
CZ14 | cPVVG | Existing | Interior Equipment | 83480.96 | 0
CZ14 | cPVVG | Existing | Exterior Equipment | 0 | 0
CZ14 | cPVVG | Existing | Fans | 71733.4 | 0
CZ14 | cPVVG | Existing | Pumps | 0 | 0
CZ14 | cPVVG | Existing | Heat Rejection | 0 | 0
CZ14 | cPVVG | Existing | Humidification | 0 | 0
CZ14 | cPVVG | Existing | Heat Recovery | 0 | 0
CZ14 | cPVVG | Existing | Water Systems | 0 | 29672.83
CZ14 | cPVVG | Existing | Refrigeration | 0 | 0
CZ14 | cPVVG | Existing | Generators | 0 | 0
CZ14 | cPVVG | Existing | Total End Uses | 431920.36 | 56300.98
CZ15 | cPVVG | Existing | Heating | 0 | 6569.54
CZ15 | cPVVG | Existing | Cooling | 175998.97 | 0
CZ15 | cPVVG | Existing | Interior Lighting | 152334.7 | 0
CZ15 | cPVVG | Existing | Exterior Lighting | 0 | 0
CZ15 | cPVVG | Existing | Interior Equipment | 83480.96 | 0
CZ15 | cPVVG | Existing | Exterior Equipment | 0 | 0
CZ15 | cPVVG | Existing | Fans | 78236.25 | 0
CZ15 | cPVVG | Existing | Pumps | 0 | 0
CZ15 | cPVVG | Existing | Heat Rejection | 0 | 0
CZ15 | cPVVG | Existing | Humidification | 0 | 0
CZ15 | cPVVG | Existing | Heat Recovery | 0 | 0
CZ15 | cPVVG | Existing | Water Systems | 0 | 26565.87
CZ15 | cPVVG | Existing | Refrigeration | 0 | 0
CZ15 | cPVVG | Existing | Generators | 0 | 0
CZ15 | cPVVG | Existing | Total End Uses | 490050.88 | 33135.41
CZ16 | cPVVG | Existing | Heating | 0 | 82555.98
CZ16 | cPVVG | Existing | Cooling | 77047.36 | 0
CZ16 | cPVVG | Existing | Interior Lighting | 152334.7 | 0
CZ16 | cPVVG | Existing | Exterior Lighting | 0 | 0
CZ16 | cPVVG | Existing | Interior Equipment | 83480.96 | 0
CZ16 | cPVVG | Existing | Exterior Equipment | 0 | 0
CZ16 | cPVVG | Existing | Fans | 62746.11 | 0
CZ16 | cPVVG | Existing | Pumps | 0 | 0
CZ16 | cPVVG | Existing | Heat Rejection | 0 | 0
CZ16 | cPVVG | Existing | Humidification | 0 | 0
CZ16 | cPVVG | Existing | Heat Recovery | 0 | 0
CZ16 | cPVVG | Existing | Water Systems | 0 | 34635.93
CZ16 | cPVVG | Existing | Refrigeration | 0 | 0
CZ16 | cPVVG | Existing | Generators | 0 | 0
CZ16 | cPVVG | Existing | Total End Uses | 375609.13 | 117191.91
CZ01 | cPVVG | New Construction | Heating | 0 | 122325.9
CZ01 | cPVVG | New Construction | Cooling | 550.99 | 0
CZ01 | cPVVG | New Construction | Interior Lighting | 79417.32 | 0
CZ01 | cPVVG | New Construction | Exterior Lighting | 0 | 0
CZ01 | cPVVG | New Construction | Interior Equipment | 83480.96 | 0
CZ01 | cPVVG | New Construction | Exterior Equipment | 0 | 0
CZ01 | cPVVG | New Construction | Fans | 18686.53 | 0
CZ01 | cPVVG | New Construction | Pumps | 0 | 0
CZ01 | cPVVG | New Construction | Heat Rejection | 0 | 0
CZ01 | cPVVG | New Construction | Humidification | 0 | 0
CZ01 | cPVVG | New Construction | Heat Recovery | 0 | 0
CZ01 | cPVVG | New Construction | Water Systems | 0 | 38095.39
CZ01 | cPVVG | New Construction | Refrigeration | 0 | 0
CZ01 | cPVVG | New Construction | Generators | 0 | 0
CZ01 | cPVVG | New Construction | Total End Uses | 182135.81 | 160421.29
CZ02 | cPVVG | New Construction | Heating | 0 | 108555.7
CZ02 | cPVVG | New Construction | Cooling | 24584.96 | 0
CZ02 | cPVVG | New Construction | Interior Lighting | 79417.32 | 0
CZ02 | cPVVG | New Construction | Exterior Lighting | 0 | 0
CZ02 | cPVVG | New Construction | Interior Equipment | 83480.96 | 0
CZ02 | cPVVG | New Construction | Exterior Equipment | 0 | 0
CZ02 | cPVVG | New Construction | Fans | 38295.17 | 0
CZ02 | cPVVG | New Construction | Pumps | 0 | 0
CZ02 | cPVVG | New Construction | Heat Rejection | 0 | 0
CZ02 | cPVVG | New Construction | Humidification | 0 | 0
CZ02 | cPVVG | New Construction | Heat Recovery | 0 | 0
CZ02 | cPVVG | New Construction | Water Systems | 0 | 35166.86
CZ02 | cPVVG | New Construction | Refrigeration | 0 | 0
CZ02 | cPVVG | New Construction | Generators | 0 | 0
CZ02 | cPVVG | New Construction | Total End Uses | 225778.41 | 143722.57
CZ03 | cPVVG | New Construction | Heating | 0 | 77648.89
CZ03 | cPVVG | New Construction | Cooling | 12718.55 | 0
CZ03 | cPVVG | New Construction | Interior Lighting | 79417.32 | 0
CZ03 | cPVVG | New Construction | Exterior Lighting | 0 | 0
CZ03 | cPVVG | New Construction | Interior Equipment | 83480.96 | 0
CZ03 | cPVVG | New Construction | Exterior Equipment | 0 | 0
CZ03 | cPVVG | New Construction | Fans | 32064.55 | 0
CZ03 | cPVVG | New Construction | Pumps | 0 | 0
CZ03 | cPVVG | New Construction | Heat Rejection | 0 | 0
CZ03 | cPVVG | New Construction | Humidification | 0 | 0
CZ03 | cPVVG | New Construction | Heat Recovery | 0 | 0
CZ03 | cPVVG | New Construction | Water Systems | 0 | 35037.47
CZ03 | cPVVG | New Construction | Refrigeration | 0 | 0
CZ03 | cPVVG | New Construction | Generators | 0 | 0
CZ03 | cPVVG | New Construction | Total End Uses | 207681.38 | 112686.36
CZ04 | cPVVG | New Construction | Heating | 0 | 66439.33
CZ04 | cPVVG | New Construction | Cooling | 31945.86 | 0
CZ04 | cPVVG | New Construction | Interior Lighting | 79417.32 | 0
CZ04 | cPVVG | New Construction | Exterior Lighting | 0 | 0
CZ04 | cPVVG | New Construction | Interior Equipment | 83480.96 | 0
CZ04 | cPVVG | New Construction | Exterior Equipment | 0 | 0
CZ04 | cPVVG | New Construction | Fans | 40518.39 | 0
CZ04 | cPVVG | New Construction | Pumps | 0 | 0
CZ04 | cPVVG | New Construction | Heat Rejection | 0 | 0
CZ04 | cPVVG | New Construction | Humidification | 0 | 0
CZ04 | cPVVG | New Construction | Heat Recovery | 0 | 0
CZ04 | cPVVG | New Construction | Water Systems | 0 | 33903.27
CZ04 | cPVVG | New Construction | Refrigeration | 0 | 0
CZ04 | cPVVG | New Construction | Generators | 0 | 0
CZ04 | cPVVG | New Construction | Total End Uses | 235362.54 | 100342.59
CZ05 | cPVVG | New Construction | Heating | 0 | 65972.44
CZ05 | cPVVG | New Construction | Cooling | 16468.57 | 0
CZ05 | cPVVG | New Construction | Interior Lighting | 79417.32 | 0
CZ05 | cPVVG | New Construction | Exterior Lighting | 0 | 0
CZ05 | cPVVG | New Construction | Interior Equipment | 83480.96 | 0
CZ05 | cPVVG | New Construction | Exterior Equipment | 0 | 0
CZ05 | cPVVG | New Construction | Fans | 32840.81 | 0
CZ05 | cPVVG | New Construction | Pumps | 0 | 0
CZ05 | cPVVG | New Construction | Heat Rejection | 0 | 0
CZ05 | cPVVG | New Construction | Humidification | 0 | 0
CZ05 | cPVVG | New Construction | Heat Recovery | 0 | 0
CZ05 | cPVVG | New Construction | Water Systems | 0 | 35039.23
CZ05 | cPVVG | New Construction | Refrigeration | 0 | 0
CZ05 | cPVVG | New Construction | Generators | 0 | 0
CZ05 | cPVVG | New Construction | Total End Uses | 212207.67 | 101011.67
CZ06 | cPVVG | New Construction | Heating | 0 | 21387.79
CZ06 | cPVVG | New Construction | Cooling | 32834.8 | 0
CZ06 | cPVVG | New Construction | Interior Lighting | 79417.32 | 0
CZ06 | cPVVG | New Construction | Exterior Lighting | 0 | 0
CZ06 | cPVVG | New Construction | Interior Equipment | 83480.96 | 0
CZ06 | cPVVG | New Construction | Exterior Equipment | 0 | 0
CZ06 | cPVVG | New Construction | Fans | 39511.9 | 0
CZ06 | cPVVG | New Construction | Pumps | 0 | 0
CZ06 | cPVVG | New Construction | Heat Rejection | 0 | 0
CZ06 | cPVVG | New Construction | Humidification | 0 | 0
CZ06 | cPVVG | New Construction | Heat Recovery | 0 | 0
CZ06 | cPVVG | New Construction | Water Systems | 0 | 32434.28
CZ06 | cPVVG | New Construction | Refrigeration | 0 | 0
CZ06 | cPVVG | New Construction | Generators | 0 | 0
CZ06 | cPVVG | New Construction | Total End Uses | 235244.98 | 53822.06
CZ07 | cPVVG | New Construction | Heating | 0 | 18592.65
CZ07 | cPVVG | New Construction | Cooling | 36818.35 | 0
CZ07 | cPVVG | New Construction | Interior Lighting | 79417.32 | 0
CZ07 | cPVVG | New Construction | Exterior Lighting | 0 | 0
CZ07 | cPVVG | New Construction | Interior Equipment | 83480.96 | 0
CZ07 | cPVVG | New Construction | Exterior Equipment | 0 | 0
CZ07 | cPVVG | New Construction | Fans | 39676.97 | 0
CZ07 | cPVVG | New Construction | Pumps | 0 | 0
CZ07 | cPVVG | New Construction | Heat Rejection | 0 | 0
CZ07 | cPVVG | New Construction | Humidification | 0 | 0
CZ07 | cPVVG | New Construction | Heat Recovery | 0 | 0
CZ07 | cPVVG | New Construction | Water Systems | 0 | 32047.45
CZ07 | cPVVG | New Construction | Refrigeration | 0 | 0
CZ07 | cPVVG | New Construction | Generators | 0 | 0
CZ07 | cPVVG | New Construction | Total End Uses | 239393.61 | 50640.1
CZ08 | cPVVG | New Construction | Heating | 0 | 25627.12
CZ08 | cPVVG | New Construction | Cooling | 46406.4 | 0
CZ08 | cPVVG | New Construction | Interior Lighting | 79417.32 | 0
CZ08 | cPVVG | New Construction | Exterior Lighting | 0 | 0
CZ08 | cPVVG | New Construction | Interior Equipment | 83480.96 | 0
CZ08 | cPVVG | New Construction | Exterior Equipment | 0 | 0
CZ08 | cPVVG | New Construction | Fans | 45157.96 | 0
CZ08 | cPVVG | New Construction | Pumps | 0 | 0
CZ08 | cPVVG | New Construction | Heat Rejection | 0 | 0
CZ08 | cPVVG | New Construction | Humidification | 0 | 0
CZ08 | cPVVG | New Construction | Heat Recovery | 0 | 0
CZ08 | cPVVG | New Construction | Water Systems | 0 | 32004.49
CZ08 | cPVVG | New Construction | Refrigeration | 0 | 0
CZ08 | cPVVG | New Construction | Generators | 0 | 0
CZ08 | cPVVG | New Construction | Total End Uses | 254462.64 | 57631.62
CZ09 | cPVVG | New Construction | Heating | 0 | 21288.26
CZ09 | cPVVG | New Construction | Cooling | 54405.11 | 0
CZ09 | cPVVG | New Construction | Interior Lighting | 79417.32 | 0
CZ09 | cPVVG | New Construction | Exterior Lighting | 0 | 0
CZ09 | cPVVG | New Construction | Interior Equipment | 83480.96 | 0
CZ09 | cPVVG | New Construction | Exterior Equipment | 0 | 0
CZ09 | cPVVG | New Construction | Fans | 48666.58 | 0
CZ09 | cPVVG | New Construction | Pumps | 0 | 0
CZ09 | cPVVG | New Construction | Heat Rejection | 0 | 0
CZ09 | cPVVG | New Construction | Humidification | 0 | 0
CZ09 | cPVVG | New Construction | Heat Recovery | 0 | 0
CZ09 | cPVVG | New Construction | Water Systems | 0 | 31584.41
CZ09 | cPVVG | New Construction | Refrigeration | 0 | 0
CZ09 | cPVVG | New Construction | Generators | 0 | 0
CZ09 | cPVVG | New Construction | Total End Uses | 265969.98 | 52872.67
CZ10 | cPVVG | New Construction | Heating | 0 | 39684.54
CZ10 | cPVVG | New Construction | Cooling | 73775.36 | 0
CZ10 | cPVVG | New Construction | Interior Lighting | 79417.32 | 0
CZ10 | cPVVG | New Construction | Exterior Lighting | 0 | 0
CZ10 | cPVVG | New Construction | Interior Equipment | 83480.96 | 0
CZ10 | cPVVG | New Construction | Exterior Equipment | 0 | 0
CZ10 | cPVVG | New Construction | Fans | 53143 | 0
CZ10 | cPVVG | New Construction | Pumps | 0 | 0
CZ10 | cPVVG | New Construction | Heat Rejection | 0 | 0
CZ10 | cPVVG | New Construction | Humidification | 0 | 0
CZ10 | cPVVG | New Construction | Heat Recovery | 0 | 0
CZ10 | cPVVG | New Construction | Water Systems | 0 | 31352.87
CZ10 | cPVVG | New Construction | Refrigeration | 0 | 0
CZ10 | cPVVG | New Construction | Generators | 0 | 0
CZ10 | cPVVG | New Construction | Total End Uses | 289816.64 | 71037.41
CZ11 | cPVVG | New Construction | Heating | 0 | 64507.38
CZ11 | cPVVG | New Construction | Cooling | 59273.59 | 0
CZ11 | cPVVG | New Construction | Interior Lighting | 79417.32 | 0
CZ11 | cPVVG | New Construction | Exterior Lighting | 0 | 0
CZ11 | cPVVG | New Construction | Interior Equipment | 83480.96 | 0
CZ11 | cPVVG | New Construction | Exterior Equipment | 0 | 0
CZ11 | cPVVG | New Construction | Fans | 36463.94 | 0
CZ11 | cPVVG | New Construction | Pumps | 0 | 0
CZ11 | cPVVG | New Construction | Heat Rejection | 0 | 0
CZ11 | cPVVG | New Construction | Humidification | 0 | 0
CZ11 | cPVVG | New Construction | Heat Recovery | 0 | 0
CZ11 | cPVVG | New Construction | Water Systems | 0 | 32012.28
CZ11 | cPVVG | New Construction | Refrigeration | 0 | 0
CZ11 | cPVVG | New Construction | Generators | 0 | 0
CZ11 | cPVVG | New Construction | Total End Uses | 258635.82 | 96519.66
CZ12 | cPVVG | New Construction | Heating | 0 | 65459.48
CZ12 | cPVVG | New Construction | Cooling | 48743.13 | 0
CZ12 | cPVVG | New Construction | Interior Lighting | 79417.32 | 0
CZ12 | cPVVG | New Construction | Exterior Lighting | 0 | 0
CZ12 | cPVVG | New Construction | Interior Equipment | 83480.96 | 0
CZ12 | cPVVG | New Construction | Exterior Equipment | 0 | 0
CZ12 | cPVVG | New Construction | Fans | 34237.9 | 0
CZ12 | cPVVG | New Construction | Pumps | 0 | 0
CZ12 | cPVVG | New Construction | Heat Rejection | 0 | 0
CZ12 | cPVVG | New Construction | Humidification | 0 | 0
CZ12 | cPVVG | New Construction | Heat Recovery | 0 | 0
CZ12 | cPVVG | New Construction | Water Systems | 0 | 32854.36
CZ12 | cPVVG | New Construction | Refrigeration | 0 | 0
CZ12 | cPVVG | New Construction | Generators | 0 | 0
CZ12 | cPVVG | New Construction | Total End Uses | 245879.31 | 98313.84
CZ13 | cPVVG | New Construction | Heating | 0 | 53454.19
CZ13 | cPVVG | New Construction | Cooling | 67621.71 | 0
CZ13 | cPVVG | New Construction | Interior Lighting | 79417.32 | 0
CZ13 | cPVVG | New Construction | Exterior Lighting | 0 | 0
CZ13 | cPVVG | New Construction | Interior Equipment | 83480.96 | 0
CZ13 | cPVVG | New Construction | Exterior Equipment | 0 | 0
CZ13 | cPVVG | New Construction | Fans | 38590.29 | 0
CZ13 | cPVVG | New Construction | Pumps | 0 | 0
CZ13 | cPVVG | New Construction | Heat Rejection | 0 | 0
CZ13 | cPVVG | New Construction | Humidification | 0 | 0
CZ13 | cPVVG | New Construction | Heat Recovery | 0 | 0
CZ13 | cPVVG | New Construction | Water Systems | 0 | 31139.98
CZ13 | cPVVG | New Construction | Refrigeration | 0 | 0
CZ13 | cPVVG | New Construction | Generators | 0 | 0
CZ13 | cPVVG | New Construction | Total End Uses | 269110.28 | 84594.17
CZ14 | cPVVG | New Construction | Heating | 0 | 30437.99
CZ14 | cPVVG | New Construction | Cooling | 85538.19 | 0
CZ14 | cPVVG | New Construction | Interior Lighting | 79417.32 | 0
CZ14 | cPVVG | New Construction | Exterior Lighting | 0 | 0
CZ14 | cPVVG | New Construction | Interior Equipment | 83480.96 | 0
CZ14 | cPVVG | New Construction | Exterior Equipment | 0 | 0
CZ14 | cPVVG | New Construction | Fans | 44247.81 | 0
CZ14 | cPVVG | New Construction | Pumps | 0 | 0
CZ14 | cPVVG | New Construction | Heat Rejection | 0 | 0
CZ14 | cPVVG | New Construction | Humidification | 0 | 0
CZ14 | cPVVG | New Construction | Heat Recovery | 0 | 0
CZ14 | cPVVG | New Construction | Water Systems | 0 | 29665.76
CZ14 | cPVVG | New Construction | Refrigeration | 0 | 0
CZ14 | cPVVG | New Construction | Generators | 0 | 0
CZ14 | cPVVG | New Construction | Total End Uses | 292684.29 | 60103.75
CZ15 | cPVVG | New Construction | Heating | 0 | 7502.16
CZ15 | cPVVG | New Construction | Cooling | 124327.49 | 0
CZ15 | cPVVG | New Construction | Interior Lighting | 79417.32 | 0
CZ15 | cPVVG | New Construction | Exterior Lighting | 0 | 0
CZ15 | cPVVG | New Construction | Interior Equipment | 83480.96 | 0
CZ15 | cPVVG | New Construction | Exterior Equipment | 0 | 0
CZ15 | cPVVG | New Construction | Fans | 48725.32 | 0
CZ15 | cPVVG | New Construction | Pumps | 0 | 0
CZ15 | cPVVG | New Construction | Heat Rejection | 0 | 0
CZ15 | cPVVG | New Construction | Humidification | 0 | 0
CZ15 | cPVVG | New Construction | Heat Recovery | 0 | 0
CZ15 | cPVVG | New Construction | Water Systems | 0 | 26558.57
CZ15 | cPVVG | New Construction | Refrigeration | 0 | 0
CZ15 | cPVVG | New Construction | Generators | 0 | 0
CZ15 | cPVVG | New Construction | Total End Uses | 335951.1 | 34060.72
CZ16 | cPVVG | New Construction | Heating | 0 | 85323.11
CZ16 | cPVVG | New Construction | Cooling | 52347.79 | 0
CZ16 | cPVVG | New Construction | Interior Lighting | 79417.32 | 0
CZ16 | cPVVG | New Construction | Exterior Lighting | 0 | 0
CZ16 | cPVVG | New Construction | Interior Equipment | 83480.96 | 0
CZ16 | cPVVG | New Construction | Exterior Equipment | 0 | 0
CZ16 | cPVVG | New Construction | Fans | 39066.57 | 0
CZ16 | cPVVG | New Construction | Pumps | 0 | 0
CZ16 | cPVVG | New Construction | Heat Rejection | 0 | 0
CZ16 | cPVVG | New Construction | Humidification | 0 | 0
CZ16 | cPVVG | New Construction | Heat Recovery | 0 | 0
CZ16 | cPVVG | New Construction | Water Systems | 0 | 34627.31
CZ16 | cPVVG | New Construction | Refrigeration | 0 | 0
CZ16 | cPVVG | New Construction | Generators | 0 | 0
CZ16 | cPVVG | New Construction | Total End Uses | 254312.64 | 119950.41

## Raw_endusebreakdownannual (hidden)
Vintage | Climate Zone | HVAC System | End Use | Electricity [kBtu] | Natural Gas [kBtu]
Existing | CZ01 | cAVVG | Heating | 0 | 127429.15
Existing | CZ01 | cAVVG | Cooling | 2338.53 | 0
Existing | CZ01 | cAVVG | Interior Lighting | 152334.7 | 0
Existing | CZ01 | cAVVG | Exterior Lighting | 0 | 0
Existing | CZ01 | cAVVG | Interior Equipment | 83480.96 | 0
Existing | CZ01 | cAVVG | Exterior Equipment | 0 | 0
Existing | CZ01 | cAVVG | Fans | 23637.42 | 0
Existing | CZ01 | cAVVG | Pumps | 233.66 | 0
Existing | CZ01 | cAVVG | Heat Rejection | 0 | 0
Existing | CZ01 | cAVVG | Humidification | 0 | 0
Existing | CZ01 | cAVVG | Heat Recovery | 0 | 0
Existing | CZ01 | cAVVG | Water Systems | 0 | 38102.57
Existing | CZ01 | cAVVG | Refrigeration | 0 | 0
Existing | CZ01 | cAVVG | Generators | 0 | 0
Existing | CZ01 | cAVVG | Total End Uses | 262025.28 | 165531.72
Existing | CZ02 | cAVVG | Heating | 0 | 94016.67
Existing | CZ02 | cAVVG | Cooling | 43114.35 | 0
Existing | CZ02 | cAVVG | Interior Lighting | 152334.7 | 0
Existing | CZ02 | cAVVG | Exterior Lighting | 0 | 0
Existing | CZ02 | cAVVG | Interior Equipment | 83480.96 | 0
Existing | CZ02 | cAVVG | Exterior Equipment | 0 | 0
Existing | CZ02 | cAVVG | Fans | 31878.99 | 0
Existing | CZ02 | cAVVG | Pumps | 1820.34 | 0
Existing | CZ02 | cAVVG | Heat Rejection | 0 | 0
Existing | CZ02 | cAVVG | Humidification | 0 | 0
Existing | CZ02 | cAVVG | Heat Recovery | 0 | 0
Existing | CZ02 | cAVVG | Water Systems | 0 | 35174.56
Existing | CZ02 | cAVVG | Refrigeration | 0 | 0
Existing | CZ02 | cAVVG | Generators | 0 | 0
Existing | CZ02 | cAVVG | Total End Uses | 312629.34 | 129191.23
Existing | CZ03 | cAVVG | Heating | 0 | 58735.17
Existing | CZ03 | cAVVG | Cooling | 26083.76 | 0
Existing | CZ03 | cAVVG | Interior Lighting | 152334.7 | 0
Existing | CZ03 | cAVVG | Exterior Lighting | 0 | 0
Existing | CZ03 | cAVVG | Interior Equipment | 83480.96 | 0
Existing | CZ03 | cAVVG | Exterior Equipment | 0 | 0
Existing | CZ03 | cAVVG | Fans | 27204.02 | 0
Existing | CZ03 | cAVVG | Pumps | 1427.43 | 0
Existing | CZ03 | cAVVG | Heat Rejection | 0 | 0
Existing | CZ03 | cAVVG | Humidification | 0 | 0
Existing | CZ03 | cAVVG | Heat Recovery | 0 | 0
Existing | CZ03 | cAVVG | Water Systems | 0 | 35044.68
Existing | CZ03 | cAVVG | Refrigeration | 0 | 0
Existing | CZ03 | cAVVG | Generators | 0 | 0
Existing | CZ03 | cAVVG | Total End Uses | 290530.88 | 93779.85
Existing | CZ04 | cAVVG | Heating | 0 | 55941.96
Existing | CZ04 | cAVVG | Cooling | 53566.43 | 0
Existing | CZ04 | cAVVG | Interior Lighting | 152334.7 | 0
Existing | CZ04 | cAVVG | Exterior Lighting | 0 | 0
Existing | CZ04 | cAVVG | Interior Equipment | 83480.96 | 0
Existing | CZ04 | cAVVG | Exterior Equipment | 0 | 0
Existing | CZ04 | cAVVG | Fans | 37278.88 | 0
Existing | CZ04 | cAVVG | Pumps | 2185.59 | 0
Existing | CZ04 | cAVVG | Heat Rejection | 0 | 0
Existing | CZ04 | cAVVG | Humidification | 0 | 0
Existing | CZ04 | cAVVG | Heat Recovery | 0 | 0
Existing | CZ04 | cAVVG | Water Systems | 0 | 33911.11
Existing | CZ04 | cAVVG | Refrigeration | 0 | 0
Existing | CZ04 | cAVVG | Generators | 0 | 0
Existing | CZ04 | cAVVG | Total End Uses | 328846.56 | 89853.07
Existing | CZ05 | cAVVG | Heating | 0 | 50586.02
Existing | CZ05 | cAVVG | Cooling | 31091.15 | 0
Existing | CZ05 | cAVVG | Interior Lighting | 152334.7 | 0
Existing | CZ05 | cAVVG | Exterior Lighting | 0 | 0
Existing | CZ05 | cAVVG | Interior Equipment | 83480.96 | 0
Existing | CZ05 | cAVVG | Exterior Equipment | 0 | 0
Existing | CZ05 | cAVVG | Fans | 27394.3 | 0
Existing | CZ05 | cAVVG | Pumps | 1394.96 | 0
Existing | CZ05 | cAVVG | Heat Rejection | 0 | 0
Existing | CZ05 | cAVVG | Humidification | 0 | 0
Existing | CZ05 | cAVVG | Heat Recovery | 0 | 0
Existing | CZ05 | cAVVG | Water Systems | 0 | 35046.38
Existing | CZ05 | cAVVG | Refrigeration | 0 | 0
Existing | CZ05 | cAVVG | Generators | 0 | 0
Existing | CZ05 | cAVVG | Total End Uses | 295696.07 | 85632.4
Existing | CZ06 | cAVVG | Heating | 0 | 15223.57
Existing | CZ06 | cAVVG | Cooling | 59230.2 | 0
Existing | CZ06 | cAVVG | Interior Lighting | 152334.7 | 0
Existing | CZ06 | cAVVG | Exterior Lighting | 0 | 0
Existing | CZ06 | cAVVG | Interior Equipment | 83480.96 | 0
Existing | CZ06 | cAVVG | Exterior Equipment | 0 | 0
Existing | CZ06 | cAVVG | Fans | 45227.45 | 0
Existing | CZ06 | cAVVG | Pumps | 2616.13 | 0
Existing | CZ06 | cAVVG | Heat Rejection | 0 | 0
Existing | CZ06 | cAVVG | Humidification | 0 | 0
Existing | CZ06 | cAVVG | Heat Recovery | 0 | 0
Existing | CZ06 | cAVVG | Water Systems | 0 | 32440.49
Existing | CZ06 | cAVVG | Refrigeration | 0 | 0
Existing | CZ06 | cAVVG | Generators | 0 | 0
Existing | CZ06 | cAVVG | Total End Uses | 342889.44 | 47664.06
Existing | CZ07 | cAVVG | Heating | 0 | 15056.14
Existing | CZ07 | cAVVG | Cooling | 65697.06 | 0
Existing | CZ07 | cAVVG | Interior Lighting | 152334.7 | 0
Existing | CZ07 | cAVVG | Exterior Lighting | 0 | 0
Existing | CZ07 | cAVVG | Interior Equipment | 83480.96 | 0
Existing | CZ07 | cAVVG | Exterior Equipment | 0 | 0
Existing | CZ07 | cAVVG | Fans | 44504.49 | 0
Existing | CZ07 | cAVVG | Pumps | 2871.59 | 0
Existing | CZ07 | cAVVG | Heat Rejection | 0 | 0
Existing | CZ07 | cAVVG | Humidification | 0 | 0
Existing | CZ07 | cAVVG | Heat Recovery | 0 | 0
Existing | CZ07 | cAVVG | Water Systems | 0 | 32053.86
Existing | CZ07 | cAVVG | Refrigeration | 0 | 0
Existing | CZ07 | cAVVG | Generators | 0 | 0
Existing | CZ07 | cAVVG | Total End Uses | 348888.81 | 47110.01
Existing | CZ08 | cAVVG | Heating | 0 | 20960.73
Existing | CZ08 | cAVVG | Cooling | 78914.15 | 0
Existing | CZ08 | cAVVG | Interior Lighting | 152334.7 | 0
Existing | CZ08 | cAVVG | Exterior Lighting | 0 | 0
Existing | CZ08 | cAVVG | Interior Equipment | 83480.96 | 0
Existing | CZ08 | cAVVG | Exterior Equipment | 0 | 0
Existing | CZ08 | cAVVG | Fans | 46152.43 | 0
Existing | CZ08 | cAVVG | Pumps | 3091.34 | 0
Existing | CZ08 | cAVVG | Heat Rejection | 0 | 0
Existing | CZ08 | cAVVG | Humidification | 0 | 0
Existing | CZ08 | cAVVG | Heat Recovery | 0 | 0
Existing | CZ08 | cAVVG | Water Systems | 0 | 32011.11
Existing | CZ08 | cAVVG | Refrigeration | 0 | 0
Existing | CZ08 | cAVVG | Generators | 0 | 0
Existing | CZ08 | cAVVG | Total End Uses | 363973.57 | 52971.83
Existing | CZ09 | cAVVG | Heating | 0 | 18755.06
Existing | CZ09 | cAVVG | Cooling | 92017.88 | 0
Existing | CZ09 | cAVVG | Interior Lighting | 152334.7 | 0
Existing | CZ09 | cAVVG | Exterior Lighting | 0 | 0
Existing | CZ09 | cAVVG | Interior Equipment | 83480.96 | 0
Existing | CZ09 | cAVVG | Exterior Equipment | 0 | 0
Existing | CZ09 | cAVVG | Fans | 53188.53 | 0
Existing | CZ09 | cAVVG | Pumps | 3417.15 | 0
Existing | CZ09 | cAVVG | Heat Rejection | 0 | 0
Existing | CZ09 | cAVVG | Humidification | 0 | 0
Existing | CZ09 | cAVVG | Heat Recovery | 0 | 0
Existing | CZ09 | cAVVG | Water Systems | 0 | 31594.38
Existing | CZ09 | cAVVG | Refrigeration | 0 | 0
Existing | CZ09 | cAVVG | Generators | 0 | 0
Existing | CZ09 | cAVVG | Total End Uses | 384439.23 | 50349.44
Existing | CZ10 | cAVVG | Heating | 0 | 42991.57
Existing | CZ10 | cAVVG | Cooling | 114175.16 | 0
Existing | CZ10 | cAVVG | Interior Lighting | 152334.7 | 0
Existing | CZ10 | cAVVG | Exterior Lighting | 0 | 0
Existing | CZ10 | cAVVG | Interior Equipment | 83480.96 | 0
Existing | CZ10 | cAVVG | Exterior Equipment | 0 | 0
Existing | CZ10 | cAVVG | Fans | 59356 | 0
Existing | CZ10 | cAVVG | Pumps | 3552.16 | 0
Existing | CZ10 | cAVVG | Heat Rejection | 0 | 0
Existing | CZ10 | cAVVG | Humidification | 0 | 0
Existing | CZ10 | cAVVG | Heat Recovery | 0 | 0
Existing | CZ10 | cAVVG | Water Systems | 0 | 31362.61
Existing | CZ10 | cAVVG | Refrigeration | 0 | 0
Existing | CZ10 | cAVVG | Generators | 0 | 0
Existing | CZ10 | cAVVG | Total End Uses | 412898.98 | 74354.18
Existing | CZ11 | cAVVG | Heating | 0 | 96117.44
Existing | CZ11 | cAVVG | Cooling | 111629.87 | 0
Existing | CZ11 | cAVVG | Interior Lighting | 152334.7 | 0
Existing | CZ11 | cAVVG | Exterior Lighting | 0 | 0
Existing | CZ11 | cAVVG | Interior Equipment | 83480.96 | 0
Existing | CZ11 | cAVVG | Exterior Equipment | 0 | 0
Existing | CZ11 | cAVVG | Fans | 59309.58 | 0
Existing | CZ11 | cAVVG | Pumps | 2290.08 | 0
Existing | CZ11 | cAVVG | Heat Rejection | 0 | 0
Existing | CZ11 | cAVVG | Humidification | 0 | 0
Existing | CZ11 | cAVVG | Heat Recovery | 0 | 0
Existing | CZ11 | cAVVG | Water Systems | 0 | 32018.85
Existing | CZ11 | cAVVG | Refrigeration | 0 | 0
Existing | CZ11 | cAVVG | Generators | 0 | 0
Existing | CZ11 | cAVVG | Total End Uses | 409045.2 | 128136.29
Existing | CZ12 | cAVVG | Heating | 0 | 86221
Existing | CZ12 | cAVVG | Cooling | 90424.79 | 0
Existing | CZ12 | cAVVG | Interior Lighting | 152334.7 | 0
Existing | CZ12 | cAVVG | Exterior Lighting | 0 | 0
Existing | CZ12 | cAVVG | Interior Equipment | 83480.96 | 0
Existing | CZ12 | cAVVG | Exterior Equipment | 0 | 0
Existing | CZ12 | cAVVG | Fans | 50203.13 | 0
Existing | CZ12 | cAVVG | Pumps | 2173.61 | 0
Existing | CZ12 | cAVVG | Heat Rejection | 0 | 0
Existing | CZ12 | cAVVG | Humidification | 0 | 0
Existing | CZ12 | cAVVG | Heat Recovery | 0 | 0
Existing | CZ12 | cAVVG | Water Systems | 0 | 32862.02
Existing | CZ12 | cAVVG | Refrigeration | 0 | 0
Existing | CZ12 | cAVVG | Generators | 0 | 0
Existing | CZ12 | cAVVG | Total End Uses | 378617.18 | 119083.02
Existing | CZ13 | cAVVG | Heating | 0 | 71408.97
Existing | CZ13 | cAVVG | Cooling | 123925.34 | 0
Existing | CZ13 | cAVVG | Interior Lighting | 152334.7 | 0
Existing | CZ13 | cAVVG | Exterior Lighting | 0 | 0
Existing | CZ13 | cAVVG | Interior Equipment | 83480.96 | 0
Existing | CZ13 | cAVVG | Exterior Equipment | 0 | 0
Existing | CZ13 | cAVVG | Fans | 65192.05 | 0
Existing | CZ13 | cAVVG | Pumps | 2583.96 | 0
Existing | CZ13 | cAVVG | Heat Rejection | 0 | 0
Existing | CZ13 | cAVVG | Humidification | 0 | 0
Existing | CZ13 | cAVVG | Heat Recovery | 0 | 0
Existing | CZ13 | cAVVG | Water Systems | 0 | 31147.01
Existing | CZ13 | cAVVG | Refrigeration | 0 | 0
Existing | CZ13 | cAVVG | Generators | 0 | 0
Existing | CZ13 | cAVVG | Total End Uses | 427517.01 | 102555.98
Existing | CZ14 | cAVVG | Heating | 0 | 41123.5
Existing | CZ14 | cAVVG | Cooling | 153933.66 | 0
Existing | CZ14 | cAVVG | Interior Lighting | 152334.7 | 0
Existing | CZ14 | cAVVG | Exterior Lighting | 0 | 0
Existing | CZ14 | cAVVG | Interior Equipment | 83480.96 | 0
Existing | CZ14 | cAVVG | Exterior Equipment | 0 | 0
Existing | CZ14 | cAVVG | Fans | 81598.97 | 0
Existing | CZ14 | cAVVG | Pumps | 3987.02 | 0
Existing | CZ14 | cAVVG | Heat Rejection | 0 | 0
Existing | CZ14 | cAVVG | Humidification | 0 | 0
Existing | CZ14 | cAVVG | Heat Recovery | 0 | 0
Existing | CZ14 | cAVVG | Water Systems | 0 | 29673.3
Existing | CZ14 | cAVVG | Refrigeration | 0 | 0
Existing | CZ14 | cAVVG | Generators | 0 | 0
Existing | CZ14 | cAVVG | Total End Uses | 475335.31 | 70796.8
Existing | CZ15 | cAVVG | Heating | 0 | 15873.74
Existing | CZ15 | cAVVG | Cooling | 222368.27 | 0
Existing | CZ15 | cAVVG | Interior Lighting | 152334.7 | 0
Existing | CZ15 | cAVVG | Exterior Lighting | 0 | 0
Existing | CZ15 | cAVVG | Interior Equipment | 83480.96 | 0
Existing | CZ15 | cAVVG | Exterior Equipment | 0 | 0
Existing | CZ15 | cAVVG | Fans | 95346.18 | 0
Existing | CZ15 | cAVVG | Pumps | 3542.92 | 0
Existing | CZ15 | cAVVG | Heat Rejection | 0 | 0
Existing | CZ15 | cAVVG | Humidification | 0 | 0
Existing | CZ15 | cAVVG | Heat Recovery | 0 | 0
Existing | CZ15 | cAVVG | Water Systems | 0 | 26567.37
Existing | CZ15 | cAVVG | Refrigeration | 0 | 0
Existing | CZ15 | cAVVG | Generators | 0 | 0
Existing | CZ15 | cAVVG | Total End Uses | 557073.04 | 42441.11
Existing | CZ16 | cAVVG | Heating | 0 | 113977.55
Existing | CZ16 | cAVVG | Cooling | 93499.5 | 0
Existing | CZ16 | cAVVG | Interior Lighting | 152334.7 | 0
Existing | CZ16 | cAVVG | Exterior Lighting | 0 | 0
Existing | CZ16 | cAVVG | Interior Equipment | 83480.96 | 0
Existing | CZ16 | cAVVG | Exterior Equipment | 0 | 0
Existing | CZ16 | cAVVG | Fans | 64328.65 | 0
Existing | CZ16 | cAVVG | Pumps | 2451.59 | 0
Existing | CZ16 | cAVVG | Heat Rejection | 0 | 0
Existing | CZ16 | cAVVG | Humidification | 0 | 0
Existing | CZ16 | cAVVG | Heat Recovery | 0 | 0
Existing | CZ16 | cAVVG | Water Systems | 0 | 34636
Existing | CZ16 | cAVVG | Refrigeration | 0 | 0
Existing | CZ16 | cAVVG | Generators | 0 | 0
Existing | CZ16 | cAVVG | Total End Uses | 396095.4 | 148613.56
New Construction | CZ01 | cAVVG | Heating | 0 | 150094.77
New Construction | CZ01 | cAVVG | Cooling | 1576.61 | 0
New Construction | CZ01 | cAVVG | Interior Lighting | 79417.32 | 0
New Construction | CZ01 | cAVVG | Exterior Lighting | 0 | 0
New Construction | CZ01 | cAVVG | Interior Equipment | 83480.96 | 0
New Construction | CZ01 | cAVVG | Exterior Equipment | 0 | 0
New Construction | CZ01 | cAVVG | Fans | 23362.71 | 0
New Construction | CZ01 | cAVVG | Pumps | 166.26 | 0
New Construction | CZ01 | cAVVG | Heat Rejection | 0 | 0
New Construction | CZ01 | cAVVG | Humidification | 0 | 0
New Construction | CZ01 | cAVVG | Heat Recovery | 0 | 0
New Construction | CZ01 | cAVVG | Water Systems | 0 | 38095.4
New Construction | CZ01 | cAVVG | Refrigeration | 0 | 0
New Construction | CZ01 | cAVVG | Generators | 0 | 0
New Construction | CZ01 | cAVVG | Total End Uses | 188003.87 | 188190.17
New Construction | CZ02 | cAVVG | Heating | 0 | 142903.88
New Construction | CZ02 | cAVVG | Cooling | 36733.55 | 0
New Construction | CZ02 | cAVVG | Interior Lighting | 79417.32 | 0
New Construction | CZ02 | cAVVG | Exterior Lighting | 0 | 0
New Construction | CZ02 | cAVVG | Interior Equipment | 83480.96 | 0
New Construction | CZ02 | cAVVG | Exterior Equipment | 0 | 0
New Construction | CZ02 | cAVVG | Fans | 28391.01 | 0
New Construction | CZ02 | cAVVG | Pumps | 1624.86 | 0
New Construction | CZ02 | cAVVG | Heat Rejection | 0 | 0
New Construction | CZ02 | cAVVG | Humidification | 0 | 0
New Construction | CZ02 | cAVVG | Heat Recovery | 0 | 0
New Construction | CZ02 | cAVVG | Water Systems | 0 | 35167.38
New Construction | CZ02 | cAVVG | Refrigeration | 0 | 0
New Construction | CZ02 | cAVVG | Generators | 0 | 0
New Construction | CZ02 | cAVVG | Total End Uses | 229647.71 | 178071.26
New Construction | CZ03 | cAVVG | Heating | 0 | 102500.15
New Construction | CZ03 | cAVVG | Cooling | 19709.54 | 0
New Construction | CZ03 | cAVVG | Interior Lighting | 79417.32 | 0
New Construction | CZ03 | cAVVG | Exterior Lighting | 0 | 0
New Construction | CZ03 | cAVVG | Interior Equipment | 83480.96 | 0
New Construction | CZ03 | cAVVG | Exterior Equipment | 0 | 0
New Construction | CZ03 | cAVVG | Fans | 21669.07 | 0
New Construction | CZ03 | cAVVG | Pumps | 1143.59 | 0
New Construction | CZ03 | cAVVG | Heat Rejection | 0 | 0
New Construction | CZ03 | cAVVG | Humidification | 0 | 0
New Construction | CZ03 | cAVVG | Heat Recovery | 0 | 0
New Construction | CZ03 | cAVVG | Water Systems | 0 | 35037.79
New Construction | CZ03 | cAVVG | Refrigeration | 0 | 0
New Construction | CZ03 | cAVVG | Generators | 0 | 0
New Construction | CZ03 | cAVVG | Total End Uses | 205420.49 | 137537.94
New Construction | CZ04 | cAVVG | Heating | 0 | 90930.08
New Construction | CZ04 | cAVVG | Cooling | 43852.95 | 0
New Construction | CZ04 | cAVVG | Interior Lighting | 79417.32 | 0
New Construction | CZ04 | cAVVG | Exterior Lighting | 0 | 0
New Construction | CZ04 | cAVVG | Interior Equipment | 83480.96 | 0
New Construction | CZ04 | cAVVG | Exterior Equipment | 0 | 0
New Construction | CZ04 | cAVVG | Fans | 29098.62 | 0
New Construction | CZ04 | cAVVG | Pumps | 1843.24 | 0
New Construction | CZ04 | cAVVG | Heat Rejection | 0 | 0
New Construction | CZ04 | cAVVG | Humidification | 0 | 0
New Construction | CZ04 | cAVVG | Heat Recovery | 0 | 0
New Construction | CZ04 | cAVVG | Water Systems | 0 | 33903.76
New Construction | CZ04 | cAVVG | Refrigeration | 0 | 0
New Construction | CZ04 | cAVVG | Generators | 0 | 0
New Construction | CZ04 | cAVVG | Total End Uses | 237693.1 | 124833.84
New Construction | CZ05 | cAVVG | Heating | 0 | 90312.09
New Construction | CZ05 | cAVVG | Cooling | 23929.45 | 0
New Construction | CZ05 | cAVVG | Interior Lighting | 79417.32 | 0
New Construction | CZ05 | cAVVG | Exterior Lighting | 0 | 0
New Construction | CZ05 | cAVVG | Interior Equipment | 83480.96 | 0
New Construction | CZ05 | cAVVG | Exterior Equipment | 0 | 0
New Construction | CZ05 | cAVVG | Fans | 22476.95 | 0
New Construction | CZ05 | cAVVG | Pumps | 1145.72 | 0
New Construction | CZ05 | cAVVG | Heat Rejection | 0 | 0
New Construction | CZ05 | cAVVG | Humidification | 0 | 0
New Construction | CZ05 | cAVVG | Heat Recovery | 0 | 0
New Construction | CZ05 | cAVVG | Water Systems | 0 | 35039.36
New Construction | CZ05 | cAVVG | Refrigeration | 0 | 0
New Construction | CZ05 | cAVVG | Generators | 0 | 0
New Construction | CZ05 | cAVVG | Total End Uses | 210450.4 | 125351.44
New Construction | CZ06 | cAVVG | Heating | 0 | 33195.28
New Construction | CZ06 | cAVVG | Cooling | 46537.29 | 0
New Construction | CZ06 | cAVVG | Interior Lighting | 79417.32 | 0
New Construction | CZ06 | cAVVG | Exterior Lighting | 0 | 0
New Construction | CZ06 | cAVVG | Interior Equipment | 83480.96 | 0
New Construction | CZ06 | cAVVG | Exterior Equipment | 0 | 0
New Construction | CZ06 | cAVVG | Fans | 30250 | 0
New Construction | CZ06 | cAVVG | Pumps | 2131.31 | 0
New Construction | CZ06 | cAVVG | Heat Rejection | 0 | 0
New Construction | CZ06 | cAVVG | Humidification | 0 | 0
New Construction | CZ06 | cAVVG | Heat Recovery | 0 | 0
New Construction | CZ06 | cAVVG | Water Systems | 0 | 32434.63
New Construction | CZ06 | cAVVG | Refrigeration | 0 | 0
New Construction | CZ06 | cAVVG | Generators | 0 | 0
New Construction | CZ06 | cAVVG | Total End Uses | 241816.88 | 65629.9
New Construction | CZ07 | cAVVG | Heating | 0 | 30742.85
New Construction | CZ07 | cAVVG | Cooling | 53204.51 | 0
New Construction | CZ07 | cAVVG | Interior Lighting | 79417.32 | 0
New Construction | CZ07 | cAVVG | Exterior Lighting | 0 | 0
New Construction | CZ07 | cAVVG | Interior Equipment | 83480.96 | 0
New Construction | CZ07 | cAVVG | Exterior Equipment | 0 | 0
New Construction | CZ07 | cAVVG | Fans | 31008.95 | 0
New Construction | CZ07 | cAVVG | Pumps | 2393.8 | 0
New Construction | CZ07 | cAVVG | Heat Rejection | 0 | 0
New Construction | CZ07 | cAVVG | Humidification | 0 | 0
New Construction | CZ07 | cAVVG | Heat Recovery | 0 | 0
New Construction | CZ07 | cAVVG | Water Systems | 0 | 32048.03
New Construction | CZ07 | cAVVG | Refrigeration | 0 | 0
New Construction | CZ07 | cAVVG | Generators | 0 | 0
New Construction | CZ07 | cAVVG | Total End Uses | 249505.54 | 62790.88
New Construction | CZ08 | cAVVG | Heating | 0 | 41506.5
New Construction | CZ08 | cAVVG | Cooling | 67739.26 | 0
New Construction | CZ08 | cAVVG | Interior Lighting | 79417.32 | 0
New Construction | CZ08 | cAVVG | Exterior Lighting | 0 | 0
New Construction | CZ08 | cAVVG | Interior Equipment | 83480.96 | 0
New Construction | CZ08 | cAVVG | Exterior Equipment | 0 | 0
New Construction | CZ08 | cAVVG | Fans | 35643.62 | 0
New Construction | CZ08 | cAVVG | Pumps | 2729.37 | 0
New Construction | CZ08 | cAVVG | Heat Rejection | 0 | 0
New Construction | CZ08 | cAVVG | Humidification | 0 | 0
New Construction | CZ08 | cAVVG | Heat Recovery | 0 | 0
New Construction | CZ08 | cAVVG | Water Systems | 0 | 32004.94
New Construction | CZ08 | cAVVG | Refrigeration | 0 | 0
New Construction | CZ08 | cAVVG | Generators | 0 | 0
New Construction | CZ08 | cAVVG | Total End Uses | 269010.53 | 73511.44
New Construction | CZ09 | cAVVG | Heating | 0 | 36189.81
New Construction | CZ09 | cAVVG | Cooling | 77642.29 | 0
New Construction | CZ09 | cAVVG | Interior Lighting | 79417.32 | 0
New Construction | CZ09 | cAVVG | Exterior Lighting | 0 | 0
New Construction | CZ09 | cAVVG | Interior Equipment | 83480.96 | 0
New Construction | CZ09 | cAVVG | Exterior Equipment | 0 | 0
New Construction | CZ09 | cAVVG | Fans | 40797.36 | 0
New Construction | CZ09 | cAVVG | Pumps | 2952.62 | 0
New Construction | CZ09 | cAVVG | Heat Rejection | 0 | 0
New Construction | CZ09 | cAVVG | Humidification | 0 | 0
New Construction | CZ09 | cAVVG | Heat Recovery | 0 | 0
New Construction | CZ09 | cAVVG | Water Systems | 0 | 31587.29
New Construction | CZ09 | cAVVG | Refrigeration | 0 | 0
New Construction | CZ09 | cAVVG | Generators | 0 | 0
New Construction | CZ09 | cAVVG | Total End Uses | 284290.56 | 67777.11
New Construction | CZ10 | cAVVG | Heating | 0 | 62314.13
New Construction | CZ10 | cAVVG | Cooling | 95883.01 | 0
New Construction | CZ10 | cAVVG | Interior Lighting | 79417.32 | 0
New Construction | CZ10 | cAVVG | Exterior Lighting | 0 | 0
New Construction | CZ10 | cAVVG | Interior Equipment | 83480.96 | 0
New Construction | CZ10 | cAVVG | Exterior Equipment | 0 | 0
New Construction | CZ10 | cAVVG | Fans | 48156.98 | 0
New Construction | CZ10 | cAVVG | Pumps | 2267.59 | 0
New Construction | CZ10 | cAVVG | Heat Rejection | 0 | 0
New Construction | CZ10 | cAVVG | Humidification | 0 | 0
New Construction | CZ10 | cAVVG | Heat Recovery | 0 | 0
New Construction | CZ10 | cAVVG | Water Systems | 0 | 31353.28
New Construction | CZ10 | cAVVG | Refrigeration | 0 | 0
New Construction | CZ10 | cAVVG | Generators | 0 | 0
New Construction | CZ10 | cAVVG | Total End Uses | 309205.87 | 93667.41
New Construction | CZ11 | cAVVG | Heating | 0 | 78603.4
New Construction | CZ11 | cAVVG | Cooling | 73508.74 | 0
New Construction | CZ11 | cAVVG | Interior Lighting | 79417.32 | 0
New Construction | CZ11 | cAVVG | Exterior Lighting | 0 | 0
New Construction | CZ11 | cAVVG | Interior Equipment | 83480.96 | 0
New Construction | CZ11 | cAVVG | Exterior Equipment | 0 | 0
New Construction | CZ11 | cAVVG | Fans | 40438.33 | 0
New Construction | CZ11 | cAVVG | Pumps | 1422.99 | 0
New Construction | CZ11 | cAVVG | Heat Rejection | 0 | 0
New Construction | CZ11 | cAVVG | Humidification | 0 | 0
New Construction | CZ11 | cAVVG | Heat Recovery | 0 | 0
New Construction | CZ11 | cAVVG | Water Systems | 0 | 32011.86
New Construction | CZ11 | cAVVG | Refrigeration | 0 | 0
New Construction | CZ11 | cAVVG | Generators | 0 | 0
New Construction | CZ11 | cAVVG | Total End Uses | 278268.34 | 110615.26
New Construction | CZ12 | cAVVG | Heating | 0 | 79884.07
New Construction | CZ12 | cAVVG | Cooling | 61220.32 | 0
New Construction | CZ12 | cAVVG | Interior Lighting | 79417.32 | 0
New Construction | CZ12 | cAVVG | Exterior Lighting | 0 | 0
New Construction | CZ12 | cAVVG | Interior Equipment | 83480.96 | 0
New Construction | CZ12 | cAVVG | Exterior Equipment | 0 | 0
New Construction | CZ12 | cAVVG | Fans | 35478.99 | 0
New Construction | CZ12 | cAVVG | Pumps | 1445.64 | 0
New Construction | CZ12 | cAVVG | Heat Rejection | 0 | 0
New Construction | CZ12 | cAVVG | Humidification | 0 | 0
New Construction | CZ12 | cAVVG | Heat Recovery | 0 | 0
New Construction | CZ12 | cAVVG | Water Systems | 0 | 32855.41
New Construction | CZ12 | cAVVG | Refrigeration | 0 | 0
New Construction | CZ12 | cAVVG | Generators | 0 | 0
New Construction | CZ12 | cAVVG | Total End Uses | 261043.23 | 112739.48
New Construction | CZ13 | cAVVG | Heating | 0 | 64419.06
New Construction | CZ13 | cAVVG | Cooling | 83516.49 | 0
New Construction | CZ13 | cAVVG | Interior Lighting | 79417.32 | 0
New Construction | CZ13 | cAVVG | Exterior Lighting | 0 | 0
New Construction | CZ13 | cAVVG | Interior Equipment | 83480.96 | 0
New Construction | CZ13 | cAVVG | Exterior Equipment | 0 | 0
New Construction | CZ13 | cAVVG | Fans | 43973.73 | 0
New Construction | CZ13 | cAVVG | Pumps | 1680.65 | 0
New Construction | CZ13 | cAVVG | Heat Rejection | 0 | 0
New Construction | CZ13 | cAVVG | Humidification | 0 | 0
New Construction | CZ13 | cAVVG | Heat Recovery | 0 | 0
New Construction | CZ13 | cAVVG | Water Systems | 0 | 31140.39
New Construction | CZ13 | cAVVG | Refrigeration | 0 | 0
New Construction | CZ13 | cAVVG | Generators | 0 | 0
New Construction | CZ13 | cAVVG | Total End Uses | 292069.14 | 95559.45
New Construction | CZ14 | cAVVG | Heating | 0 | 41683.43
New Construction | CZ14 | cAVVG | Cooling | 105301.25 | 0
New Construction | CZ14 | cAVVG | Interior Lighting | 79417.32 | 0
New Construction | CZ14 | cAVVG | Exterior Lighting | 0 | 0
New Construction | CZ14 | cAVVG | Interior Equipment | 83480.96 | 0
New Construction | CZ14 | cAVVG | Exterior Equipment | 0 | 0
New Construction | CZ14 | cAVVG | Fans | 49293.26 | 0
New Construction | CZ14 | cAVVG | Pumps | 1550.41 | 0
New Construction | CZ14 | cAVVG | Heat Rejection | 0 | 0
New Construction | CZ14 | cAVVG | Humidification | 0 | 0
New Construction | CZ14 | cAVVG | Heat Recovery | 0 | 0
New Construction | CZ14 | cAVVG | Water Systems | 0 | 29667
New Construction | CZ14 | cAVVG | Refrigeration | 0 | 0
New Construction | CZ14 | cAVVG | Generators | 0 | 0
New Construction | CZ14 | cAVVG | Total End Uses | 319043.2 | 71350.44
New Construction | CZ15 | cAVVG | Heating | 0 | 17846.37
New Construction | CZ15 | cAVVG | Cooling | 160072.55 | 0
New Construction | CZ15 | cAVVG | Interior Lighting | 79417.32 | 0
New Construction | CZ15 | cAVVG | Exterior Lighting | 0 | 0
New Construction | CZ15 | cAVVG | Interior Equipment | 83480.96 | 0
New Construction | CZ15 | cAVVG | Exterior Equipment | 0 | 0
New Construction | CZ15 | cAVVG | Fans | 60722.3 | 0
New Construction | CZ15 | cAVVG | Pumps | 2450.4 | 0
New Construction | CZ15 | cAVVG | Heat Rejection | 0 | 0
New Construction | CZ15 | cAVVG | Humidification | 0 | 0
New Construction | CZ15 | cAVVG | Heat Recovery | 0 | 0
New Construction | CZ15 | cAVVG | Water Systems | 0 | 26557.48
New Construction | CZ15 | cAVVG | Refrigeration | 0 | 0
New Construction | CZ15 | cAVVG | Generators | 0 | 0
New Construction | CZ15 | cAVVG | Total End Uses | 386143.54 | 44403.85
New Construction | CZ16 | cAVVG | Heating | 0 | 101482.23
New Construction | CZ16 | cAVVG | Cooling | 62072.65 | 0
New Construction | CZ16 | cAVVG | Interior Lighting | 79417.32 | 0
New Construction | CZ16 | cAVVG | Exterior Lighting | 0 | 0
New Construction | CZ16 | cAVVG | Interior Equipment | 83480.96 | 0
New Construction | CZ16 | cAVVG | Exterior Equipment | 0 | 0
New Construction | CZ16 | cAVVG | Fans | 42664.78 | 0
New Construction | CZ16 | cAVVG | Pumps | 1460.96 | 0
New Construction | CZ16 | cAVVG | Heat Rejection | 0 | 0
New Construction | CZ16 | cAVVG | Humidification | 0 | 0
New Construction | CZ16 | cAVVG | Heat Recovery | 0 | 0
New Construction | CZ16 | cAVVG | Water Systems | 0 | 34627.8
New Construction | CZ16 | cAVVG | Refrigeration | 0 | 0
New Construction | CZ16 | cAVVG | Generators | 0 | 0
New Construction | CZ16 | cAVVG | Total End Uses | 269096.67 | 136110.03
Existing | CZ01 | cDXGF | Heating | 0 | 71811.17
Existing | CZ01 | cDXGF | Cooling | 956.2 | 0
Existing | CZ01 | cDXGF | Interior Lighting | 152334.7 | 0
Existing | CZ01 | cDXGF | Exterior Lighting | 0 | 0
Existing | CZ01 | cDXGF | Interior Equipment | 83480.96 | 0
Existing | CZ01 | cDXGF | Exterior Equipment | 0 | 0
Existing | CZ01 | cDXGF | Fans | 83191.03 | 0
Existing | CZ01 | cDXGF | Pumps | 0 | 0
Existing | CZ01 | cDXGF | Heat Rejection | 0 | 0
Existing | CZ01 | cDXGF | Humidification | 0 | 0
Existing | CZ01 | cDXGF | Heat Recovery | 0 | 0
Existing | CZ01 | cDXGF | Water Systems | 0 | 38102.59
Existing | CZ01 | cDXGF | Refrigeration | 0 | 0
Existing | CZ01 | cDXGF | Generators | 0 | 0
Existing | CZ01 | cDXGF | Total End Uses | 319962.89 | 109913.77
Existing | CZ02 | cDXGF | Heating | 0 | 48853.07
Existing | CZ02 | cDXGF | Cooling | 34344.12 | 0
Existing | CZ02 | cDXGF | Interior Lighting | 152334.7 | 0
Existing | CZ02 | cDXGF | Exterior Lighting | 0 | 0
Existing | CZ02 | cDXGF | Interior Equipment | 83480.96 | 0
Existing | CZ02 | cDXGF | Exterior Equipment | 0 | 0
Existing | CZ02 | cDXGF | Fans | 110269.81 | 0
Existing | CZ02 | cDXGF | Pumps | 0 | 0
Existing | CZ02 | cDXGF | Heat Rejection | 0 | 0
Existing | CZ02 | cDXGF | Humidification | 0 | 0
Existing | CZ02 | cDXGF | Heat Recovery | 0 | 0
Existing | CZ02 | cDXGF | Water Systems | 0 | 35174.35
Existing | CZ02 | cDXGF | Refrigeration | 0 | 0
Existing | CZ02 | cDXGF | Generators | 0 | 0
Existing | CZ02 | cDXGF | Total End Uses | 380429.59 | 84027.42
Existing | CZ03 | cDXGF | Heating | 0 | 28585.28
Existing | CZ03 | cDXGF | Cooling | 18488.77 | 0
Existing | CZ03 | cDXGF | Interior Lighting | 152334.7 | 0
Existing | CZ03 | cDXGF | Exterior Lighting | 0 | 0
Existing | CZ03 | cDXGF | Interior Equipment | 83480.96 | 0
Existing | CZ03 | cDXGF | Exterior Equipment | 0 | 0
Existing | CZ03 | cDXGF | Fans | 100434.08 | 0
Existing | CZ03 | cDXGF | Pumps | 0 | 0
Existing | CZ03 | cDXGF | Heat Rejection | 0 | 0
Existing | CZ03 | cDXGF | Humidification | 0 | 0
Existing | CZ03 | cDXGF | Heat Recovery | 0 | 0
Existing | CZ03 | cDXGF | Water Systems | 0 | 35043.34
Existing | CZ03 | cDXGF | Refrigeration | 0 | 0
Existing | CZ03 | cDXGF | Generators | 0 | 0
Existing | CZ03 | cDXGF | Total End Uses | 354738.51 | 63628.62
Existing | CZ04 | cDXGF | Heating | 0 | 25884.04
Existing | CZ04 | cDXGF | Cooling | 43289.34 | 0
Existing | CZ04 | cDXGF | Interior Lighting | 152334.7 | 0
Existing | CZ04 | cDXGF | Exterior Lighting | 0 | 0
Existing | CZ04 | cDXGF | Interior Equipment | 83480.96 | 0
Existing | CZ04 | cDXGF | Exterior Equipment | 0 | 0
Existing | CZ04 | cDXGF | Fans | 111424.51 | 0
Existing | CZ04 | cDXGF | Pumps | 0 | 0
Existing | CZ04 | cDXGF | Heat Rejection | 0 | 0
Existing | CZ04 | cDXGF | Humidification | 0 | 0
Existing | CZ04 | cDXGF | Heat Recovery | 0 | 0
Existing | CZ04 | cDXGF | Water Systems | 0 | 33910.68
Existing | CZ04 | cDXGF | Refrigeration | 0 | 0
Existing | CZ04 | cDXGF | Generators | 0 | 0
Existing | CZ04 | cDXGF | Total End Uses | 390529.51 | 59794.72
Existing | CZ05 | cDXGF | Heating | 0 | 24048.33
Existing | CZ05 | cDXGF | Cooling | 24947.2 | 0
Existing | CZ05 | cDXGF | Interior Lighting | 152334.7 | 0
Existing | CZ05 | cDXGF | Exterior Lighting | 0 | 0
Existing | CZ05 | cDXGF | Interior Equipment | 83480.96 | 0
Existing | CZ05 | cDXGF | Exterior Equipment | 0 | 0
Existing | CZ05 | cDXGF | Fans | 101170.08 | 0
Existing | CZ05 | cDXGF | Pumps | 0 | 0
Existing | CZ05 | cDXGF | Heat Rejection | 0 | 0
Existing | CZ05 | cDXGF | Humidification | 0 | 0
Existing | CZ05 | cDXGF | Heat Recovery | 0 | 0
Existing | CZ05 | cDXGF | Water Systems | 0 | 35045.21
Existing | CZ05 | cDXGF | Refrigeration | 0 | 0
Existing | CZ05 | cDXGF | Generators | 0 | 0
Existing | CZ05 | cDXGF | Total End Uses | 361932.94 | 59093.54
Existing | CZ06 | cDXGF | Heating | 0 | 5542.89
Existing | CZ06 | cDXGF | Cooling | 45993.16 | 0
Existing | CZ06 | cDXGF | Interior Lighting | 152334.7 | 0
Existing | CZ06 | cDXGF | Exterior Lighting | 0 | 0
Existing | CZ06 | cDXGF | Interior Equipment | 83480.96 | 0
Existing | CZ06 | cDXGF | Exterior Equipment | 0 | 0
Existing | CZ06 | cDXGF | Fans | 103595.43 | 0
Existing | CZ06 | cDXGF | Pumps | 0 | 0
Existing | CZ06 | cDXGF | Heat Rejection | 0 | 0
Existing | CZ06 | cDXGF | Humidification | 0 | 0
Existing | CZ06 | cDXGF | Heat Recovery | 0 | 0
Existing | CZ06 | cDXGF | Water Systems | 0 | 32440.18
Existing | CZ06 | cDXGF | Refrigeration | 0 | 0
Existing | CZ06 | cDXGF | Generators | 0 | 0
Existing | CZ06 | cDXGF | Total End Uses | 385404.25 | 37983.07
Existing | CZ07 | cDXGF | Heating | 0 | 5279.58
Existing | CZ07 | cDXGF | Cooling | 51677.62 | 0
Existing | CZ07 | cDXGF | Interior Lighting | 152334.7 | 0
Existing | CZ07 | cDXGF | Exterior Lighting | 0 | 0
Existing | CZ07 | cDXGF | Interior Equipment | 83480.96 | 0
Existing | CZ07 | cDXGF | Exterior Equipment | 0 | 0
Existing | CZ07 | cDXGF | Fans | 103689.84 | 0
Existing | CZ07 | cDXGF | Pumps | 0 | 0
Existing | CZ07 | cDXGF | Heat Rejection | 0 | 0
Existing | CZ07 | cDXGF | Humidification | 0 | 0
Existing | CZ07 | cDXGF | Heat Recovery | 0 | 0
Existing | CZ07 | cDXGF | Water Systems | 0 | 32053.55
Existing | CZ07 | cDXGF | Refrigeration | 0 | 0
Existing | CZ07 | cDXGF | Generators | 0 | 0
Existing | CZ07 | cDXGF | Total End Uses | 391183.13 | 37333.13
Existing | CZ08 | cDXGF | Heating | 0 | 7639.99
Existing | CZ08 | cDXGF | Cooling | 62199.67 | 0
Existing | CZ08 | cDXGF | Interior Lighting | 152334.7 | 0
Existing | CZ08 | cDXGF | Exterior Lighting | 0 | 0
Existing | CZ08 | cDXGF | Interior Equipment | 83480.96 | 0
Existing | CZ08 | cDXGF | Exterior Equipment | 0 | 0
Existing | CZ08 | cDXGF | Fans | 111644.33 | 0
Existing | CZ08 | cDXGF | Pumps | 0 | 0
Existing | CZ08 | cDXGF | Heat Rejection | 0 | 0
Existing | CZ08 | cDXGF | Humidification | 0 | 0
Existing | CZ08 | cDXGF | Heat Recovery | 0 | 0
Existing | CZ08 | cDXGF | Water Systems | 0 | 32010.98
Existing | CZ08 | cDXGF | Refrigeration | 0 | 0
Existing | CZ08 | cDXGF | Generators | 0 | 0
Existing | CZ08 | cDXGF | Total End Uses | 409659.67 | 39650.97
Existing | CZ09 | cDXGF | Heating | 0 | 6006.19
Existing | CZ09 | cDXGF | Cooling | 73374.3 | 0
Existing | CZ09 | cDXGF | Interior Lighting | 152334.7 | 0
Existing | CZ09 | cDXGF | Exterior Lighting | 0 | 0
Existing | CZ09 | cDXGF | Interior Equipment | 83480.96 | 0
Existing | CZ09 | cDXGF | Exterior Equipment | 0 | 0
Existing | CZ09 | cDXGF | Fans | 118918.22 | 0
Existing | CZ09 | cDXGF | Pumps | 0 | 0
Existing | CZ09 | cDXGF | Heat Rejection | 0 | 0
Existing | CZ09 | cDXGF | Humidification | 0 | 0
Existing | CZ09 | cDXGF | Heat Recovery | 0 | 0
Existing | CZ09 | cDXGF | Water Systems | 0 | 31594.2
Existing | CZ09 | cDXGF | Refrigeration | 0 | 0
Existing | CZ09 | cDXGF | Generators | 0 | 0
Existing | CZ09 | cDXGF | Total End Uses | 428108.18 | 37600.39
Existing | CZ10 | cDXGF | Heating | 0 | 17598.98
Existing | CZ10 | cDXGF | Cooling | 93447.76 | 0
Existing | CZ10 | cDXGF | Interior Lighting | 152334.7 | 0
Existing | CZ10 | cDXGF | Exterior Lighting | 0 | 0
Existing | CZ10 | cDXGF | Interior Equipment | 83480.96 | 0
Existing | CZ10 | cDXGF | Exterior Equipment | 0 | 0
Existing | CZ10 | cDXGF | Fans | 127434.57 | 0
Existing | CZ10 | cDXGF | Pumps | 0 | 0
Existing | CZ10 | cDXGF | Heat Rejection | 0 | 0
Existing | CZ10 | cDXGF | Humidification | 0 | 0
Existing | CZ10 | cDXGF | Heat Recovery | 0 | 0
Existing | CZ10 | cDXGF | Water Systems | 0 | 31362.36
Existing | CZ10 | cDXGF | Refrigeration | 0 | 0
Existing | CZ10 | cDXGF | Generators | 0 | 0
Existing | CZ10 | cDXGF | Total End Uses | 456697.99 | 48961.33
Existing | CZ11 | cDXGF | Heating | 0 | 45911.73
Existing | CZ11 | cDXGF | Cooling | 94411.68 | 0
Existing | CZ11 | cDXGF | Interior Lighting | 152334.7 | 0
Existing | CZ11 | cDXGF | Exterior Lighting | 0 | 0
Existing | CZ11 | cDXGF | Interior Equipment | 83480.96 | 0
Existing | CZ11 | cDXGF | Exterior Equipment | 0 | 0
Existing | CZ11 | cDXGF | Fans | 127592.76 | 0
Existing | CZ11 | cDXGF | Pumps | 0 | 0
Existing | CZ11 | cDXGF | Heat Rejection | 0 | 0
Existing | CZ11 | cDXGF | Humidification | 0 | 0
Existing | CZ11 | cDXGF | Heat Recovery | 0 | 0
Existing | CZ11 | cDXGF | Water Systems | 0 | 32018.68
Existing | CZ11 | cDXGF | Refrigeration | 0 | 0
Existing | CZ11 | cDXGF | Generators | 0 | 0
Existing | CZ11 | cDXGF | Total End Uses | 457820.1 | 77930.41
Existing | CZ12 | cDXGF | Heating | 0 | 44143.58
Existing | CZ12 | cDXGF | Cooling | 76472.85 | 0
Existing | CZ12 | cDXGF | Interior Lighting | 152334.7 | 0
Existing | CZ12 | cDXGF | Exterior Lighting | 0 | 0
Existing | CZ12 | cDXGF | Interior Equipment | 83480.96 | 0
Existing | CZ12 | cDXGF | Exterior Equipment | 0 | 0
Existing | CZ12 | cDXGF | Fans | 115672.42 | 0
Existing | CZ12 | cDXGF | Pumps | 0 | 0
Existing | CZ12 | cDXGF | Heat Rejection | 0 | 0
Existing | CZ12 | cDXGF | Humidification | 0 | 0
Existing | CZ12 | cDXGF | Heat Recovery | 0 | 0
Existing | CZ12 | cDXGF | Water Systems | 0 | 32861.96
Existing | CZ12 | cDXGF | Refrigeration | 0 | 0
Existing | CZ12 | cDXGF | Generators | 0 | 0
Existing | CZ12 | cDXGF | Total End Uses | 427960.94 | 77005.54
Existing | CZ13 | cDXGF | Heating | 0 | 33560.54
Existing | CZ13 | cDXGF | Cooling | 105690.1 | 0
Existing | CZ13 | cDXGF | Interior Lighting | 152334.7 | 0
Existing | CZ13 | cDXGF | Exterior Lighting | 0 | 0
Existing | CZ13 | cDXGF | Interior Equipment | 83480.96 | 0
Existing | CZ13 | cDXGF | Exterior Equipment | 0 | 0
Existing | CZ13 | cDXGF | Fans | 125749.42 | 0
Existing | CZ13 | cDXGF | Pumps | 0 | 0
Existing | CZ13 | cDXGF | Heat Rejection | 0 | 0
Existing | CZ13 | cDXGF | Humidification | 0 | 0
Existing | CZ13 | cDXGF | Heat Recovery | 0 | 0
Existing | CZ13 | cDXGF | Water Systems | 0 | 31146.8
Existing | CZ13 | cDXGF | Refrigeration | 0 | 0
Existing | CZ13 | cDXGF | Generators | 0 | 0
Existing | CZ13 | cDXGF | Total End Uses | 467255.18 | 64707.34
Existing | CZ14 | cDXGF | Heating | 0 | 16201.7
Existing | CZ14 | cDXGF | Cooling | 130558.25 | 0
Existing | CZ14 | cDXGF | Interior Lighting | 152334.7 | 0
Existing | CZ14 | cDXGF | Exterior Lighting | 0 | 0
Existing | CZ14 | cDXGF | Interior Equipment | 83480.96 | 0
Existing | CZ14 | cDXGF | Exterior Equipment | 0 | 0
Existing | CZ14 | cDXGF | Fans | 135374.74 | 0
Existing | CZ14 | cDXGF | Pumps | 0 | 0
Existing | CZ14 | cDXGF | Heat Rejection | 0 | 0
Existing | CZ14 | cDXGF | Humidification | 0 | 0
Existing | CZ14 | cDXGF | Heat Recovery | 0 | 0
Existing | CZ14 | cDXGF | Water Systems | 0 | 29672.88
Existing | CZ14 | cDXGF | Refrigeration | 0 | 0
Existing | CZ14 | cDXGF | Generators | 0 | 0
Existing | CZ14 | cDXGF | Total End Uses | 501748.64 | 45874.59
Existing | CZ15 | cDXGF | Heating | 0 | 3305.5
Existing | CZ15 | cDXGF | Cooling | 184239.22 | 0
Existing | CZ15 | cDXGF | Interior Lighting | 152334.7 | 0
Existing | CZ15 | cDXGF | Exterior Lighting | 0 | 0
Existing | CZ15 | cDXGF | Interior Equipment | 83480.96 | 0
Existing | CZ15 | cDXGF | Exterior Equipment | 0 | 0
Existing | CZ15 | cDXGF | Fans | 136103.01 | 0
Existing | CZ15 | cDXGF | Pumps | 0 | 0
Existing | CZ15 | cDXGF | Heat Rejection | 0 | 0
Existing | CZ15 | cDXGF | Humidification | 0 | 0
Existing | CZ15 | cDXGF | Heat Recovery | 0 | 0
Existing | CZ15 | cDXGF | Water Systems | 0 | 26565.93
Existing | CZ15 | cDXGF | Refrigeration | 0 | 0
Existing | CZ15 | cDXGF | Generators | 0 | 0
Existing | CZ15 | cDXGF | Total End Uses | 556157.89 | 29871.44
Existing | CZ16 | cDXGF | Heating | 0 | 60269.25
Existing | CZ16 | cDXGF | Cooling | 80667.08 | 0
Existing | CZ16 | cDXGF | Interior Lighting | 152334.7 | 0
Existing | CZ16 | cDXGF | Exterior Lighting | 0 | 0
Existing | CZ16 | cDXGF | Interior Equipment | 83480.96 | 0
Existing | CZ16 | cDXGF | Exterior Equipment | 0 | 0
Existing | CZ16 | cDXGF | Fans | 125988.44 | 0
Existing | CZ16 | cDXGF | Pumps | 0 | 0
Existing | CZ16 | cDXGF | Heat Rejection | 0 | 0
Existing | CZ16 | cDXGF | Humidification | 0 | 0
Existing | CZ16 | cDXGF | Heat Recovery | 0 | 0
Existing | CZ16 | cDXGF | Water Systems | 0 | 34636.01
Existing | CZ16 | cDXGF | Refrigeration | 0 | 0
Existing | CZ16 | cDXGF | Generators | 0 | 0
Existing | CZ16 | cDXGF | Total End Uses | 442471.18 | 94905.26
New Construction | CZ01 | cDXGF | Heating | 0 | 97265.98
New Construction | CZ01 | cDXGF | Cooling | 459.76 | 0
New Construction | CZ01 | cDXGF | Interior Lighting | 79417.32 | 0
New Construction | CZ01 | cDXGF | Exterior Lighting | 0 | 0
New Construction | CZ01 | cDXGF | Interior Equipment | 83480.96 | 0
New Construction | CZ01 | cDXGF | Exterior Equipment | 0 | 0
New Construction | CZ01 | cDXGF | Fans | 53101.43 | 0
New Construction | CZ01 | cDXGF | Pumps | 0 | 0
New Construction | CZ01 | cDXGF | Heat Rejection | 0 | 0
New Construction | CZ01 | cDXGF | Humidification | 0 | 0
New Construction | CZ01 | cDXGF | Heat Recovery | 0 | 0
New Construction | CZ01 | cDXGF | Water Systems | 0 | 38095.49
New Construction | CZ01 | cDXGF | Refrigeration | 0 | 0
New Construction | CZ01 | cDXGF | Generators | 0 | 0
New Construction | CZ01 | cDXGF | Total End Uses | 216459.47 | 135361.48
New Construction | CZ02 | cDXGF | Heating | 0 | 81335.81
New Construction | CZ02 | cDXGF | Cooling | 26410.53 | 0
New Construction | CZ02 | cDXGF | Interior Lighting | 79417.32 | 0
New Construction | CZ02 | cDXGF | Exterior Lighting | 0 | 0
New Construction | CZ02 | cDXGF | Interior Equipment | 83480.96 | 0
New Construction | CZ02 | cDXGF | Exterior Equipment | 0 | 0
New Construction | CZ02 | cDXGF | Fans | 96335.31 | 0
New Construction | CZ02 | cDXGF | Pumps | 0 | 0
New Construction | CZ02 | cDXGF | Heat Rejection | 0 | 0
New Construction | CZ02 | cDXGF | Humidification | 0 | 0
New Construction | CZ02 | cDXGF | Heat Recovery | 0 | 0
New Construction | CZ02 | cDXGF | Water Systems | 0 | 35167.09
New Construction | CZ02 | cDXGF | Refrigeration | 0 | 0
New Construction | CZ02 | cDXGF | Generators | 0 | 0
New Construction | CZ02 | cDXGF | Total End Uses | 285644.12 | 116502.9
New Construction | CZ03 | cDXGF | Heating | 0 | 55684.59
New Construction | CZ03 | cDXGF | Cooling | 12712.12 | 0
New Construction | CZ03 | cDXGF | Interior Lighting | 79417.32 | 0
New Construction | CZ03 | cDXGF | Exterior Lighting | 0 | 0
New Construction | CZ03 | cDXGF | Interior Equipment | 83480.96 | 0
New Construction | CZ03 | cDXGF | Exterior Equipment | 0 | 0
New Construction | CZ03 | cDXGF | Fans | 85365.2 | 0
New Construction | CZ03 | cDXGF | Pumps | 0 | 0
New Construction | CZ03 | cDXGF | Heat Rejection | 0 | 0
New Construction | CZ03 | cDXGF | Humidification | 0 | 0
New Construction | CZ03 | cDXGF | Heat Recovery | 0 | 0
New Construction | CZ03 | cDXGF | Water Systems | 0 | 35037.64
New Construction | CZ03 | cDXGF | Refrigeration | 0 | 0
New Construction | CZ03 | cDXGF | Generators | 0 | 0
New Construction | CZ03 | cDXGF | Total End Uses | 260975.61 | 90722.23
New Construction | CZ04 | cDXGF | Heating | 0 | 47212.77
New Construction | CZ04 | cDXGF | Cooling | 33882.32 | 0
New Construction | CZ04 | cDXGF | Interior Lighting | 79417.32 | 0
New Construction | CZ04 | cDXGF | Exterior Lighting | 0 | 0
New Construction | CZ04 | cDXGF | Interior Equipment | 83480.96 | 0
New Construction | CZ04 | cDXGF | Exterior Equipment | 0 | 0
New Construction | CZ04 | cDXGF | Fans | 95972.16 | 0
New Construction | CZ04 | cDXGF | Pumps | 0 | 0
New Construction | CZ04 | cDXGF | Heat Rejection | 0 | 0
New Construction | CZ04 | cDXGF | Humidification | 0 | 0
New Construction | CZ04 | cDXGF | Heat Recovery | 0 | 0
New Construction | CZ04 | cDXGF | Water Systems | 0 | 33903.38
New Construction | CZ04 | cDXGF | Refrigeration | 0 | 0
New Construction | CZ04 | cDXGF | Generators | 0 | 0
New Construction | CZ04 | cDXGF | Total End Uses | 292752.76 | 81116.15
New Construction | CZ05 | cDXGF | Heating | 0 | 46221.36
New Construction | CZ05 | cDXGF | Cooling | 17077.15 | 0
New Construction | CZ05 | cDXGF | Interior Lighting | 79417.32 | 0
New Construction | CZ05 | cDXGF | Exterior Lighting | 0 | 0
New Construction | CZ05 | cDXGF | Interior Equipment | 83480.96 | 0
New Construction | CZ05 | cDXGF | Exterior Equipment | 0 | 0
New Construction | CZ05 | cDXGF | Fans | 86194.71 | 0
New Construction | CZ05 | cDXGF | Pumps | 0 | 0
New Construction | CZ05 | cDXGF | Heat Rejection | 0 | 0
New Construction | CZ05 | cDXGF | Humidification | 0 | 0
New Construction | CZ05 | cDXGF | Heat Recovery | 0 | 0
New Construction | CZ05 | cDXGF | Water Systems | 0 | 35038.82
New Construction | CZ05 | cDXGF | Refrigeration | 0 | 0
New Construction | CZ05 | cDXGF | Generators | 0 | 0
New Construction | CZ05 | cDXGF | Total End Uses | 266170.14 | 81260.18
New Construction | CZ06 | cDXGF | Heating | 0 | 13747.62
New Construction | CZ06 | cDXGF | Cooling | 33752.98 | 0
New Construction | CZ06 | cDXGF | Interior Lighting | 79417.32 | 0
New Construction | CZ06 | cDXGF | Exterior Lighting | 0 | 0
New Construction | CZ06 | cDXGF | Interior Equipment | 83480.96 | 0
New Construction | CZ06 | cDXGF | Exterior Equipment | 0 | 0
New Construction | CZ06 | cDXGF | Fans | 89345.77 | 0
New Construction | CZ06 | cDXGF | Pumps | 0 | 0
New Construction | CZ06 | cDXGF | Heat Rejection | 0 | 0
New Construction | CZ06 | cDXGF | Humidification | 0 | 0
New Construction | CZ06 | cDXGF | Heat Recovery | 0 | 0
New Construction | CZ06 | cDXGF | Water Systems | 0 | 32434.25
New Construction | CZ06 | cDXGF | Refrigeration | 0 | 0
New Construction | CZ06 | cDXGF | Generators | 0 | 0
New Construction | CZ06 | cDXGF | Total End Uses | 285997.04 | 46181.87
New Construction | CZ07 | cDXGF | Heating | 0 | 11868.81
New Construction | CZ07 | cDXGF | Cooling | 39267.93 | 0
New Construction | CZ07 | cDXGF | Interior Lighting | 79417.32 | 0
New Construction | CZ07 | cDXGF | Exterior Lighting | 0 | 0
New Construction | CZ07 | cDXGF | Interior Equipment | 83480.96 | 0
New Construction | CZ07 | cDXGF | Exterior Equipment | 0 | 0
New Construction | CZ07 | cDXGF | Fans | 87806.12 | 0
New Construction | CZ07 | cDXGF | Pumps | 0 | 0
New Construction | CZ07 | cDXGF | Heat Rejection | 0 | 0
New Construction | CZ07 | cDXGF | Humidification | 0 | 0
New Construction | CZ07 | cDXGF | Heat Recovery | 0 | 0
New Construction | CZ07 | cDXGF | Water Systems | 0 | 32048.05
New Construction | CZ07 | cDXGF | Refrigeration | 0 | 0
New Construction | CZ07 | cDXGF | Generators | 0 | 0
New Construction | CZ07 | cDXGF | Total End Uses | 289972.33 | 43916.86
New Construction | CZ08 | cDXGF | Heating | 0 | 16733.07
New Construction | CZ08 | cDXGF | Cooling | 49558.29 | 0
New Construction | CZ08 | cDXGF | Interior Lighting | 79417.32 | 0
New Construction | CZ08 | cDXGF | Exterior Lighting | 0 | 0
New Construction | CZ08 | cDXGF | Interior Equipment | 83480.96 | 0
New Construction | CZ08 | cDXGF | Exterior Equipment | 0 | 0
New Construction | CZ08 | cDXGF | Fans | 98065.04 | 0
New Construction | CZ08 | cDXGF | Pumps | 0 | 0
New Construction | CZ08 | cDXGF | Heat Rejection | 0 | 0
New Construction | CZ08 | cDXGF | Humidification | 0 | 0
New Construction | CZ08 | cDXGF | Heat Recovery | 0 | 0
New Construction | CZ08 | cDXGF | Water Systems | 0 | 32004.24
New Construction | CZ08 | cDXGF | Refrigeration | 0 | 0
New Construction | CZ08 | cDXGF | Generators | 0 | 0
New Construction | CZ08 | cDXGF | Total End Uses | 310521.61 | 48737.31
New Construction | CZ09 | cDXGF | Heating | 0 | 13154.39
New Construction | CZ09 | cDXGF | Cooling | 58157.04 | 0
New Construction | CZ09 | cDXGF | Interior Lighting | 79417.32 | 0
New Construction | CZ09 | cDXGF | Exterior Lighting | 0 | 0
New Construction | CZ09 | cDXGF | Interior Equipment | 83480.96 | 0
New Construction | CZ09 | cDXGF | Exterior Equipment | 0 | 0
New Construction | CZ09 | cDXGF | Fans | 102686.35 | 0
New Construction | CZ09 | cDXGF | Pumps | 0 | 0
New Construction | CZ09 | cDXGF | Heat Rejection | 0 | 0
New Construction | CZ09 | cDXGF | Humidification | 0 | 0
New Construction | CZ09 | cDXGF | Heat Recovery | 0 | 0
New Construction | CZ09 | cDXGF | Water Systems | 0 | 31586.7
New Construction | CZ09 | cDXGF | Refrigeration | 0 | 0
New Construction | CZ09 | cDXGF | Generators | 0 | 0
New Construction | CZ09 | cDXGF | Total End Uses | 323741.67 | 44741.08
New Construction | CZ10 | cDXGF | Heating | 0 | 27217.55
New Construction | CZ10 | cDXGF | Cooling | 78587.97 | 0
New Construction | CZ10 | cDXGF | Interior Lighting | 79417.32 | 0
New Construction | CZ10 | cDXGF | Exterior Lighting | 0 | 0
New Construction | CZ10 | cDXGF | Interior Equipment | 83480.96 | 0
New Construction | CZ10 | cDXGF | Exterior Equipment | 0 | 0
New Construction | CZ10 | cDXGF | Fans | 108851.35 | 0
New Construction | CZ10 | cDXGF | Pumps | 0 | 0
New Construction | CZ10 | cDXGF | Heat Rejection | 0 | 0
New Construction | CZ10 | cDXGF | Humidification | 0 | 0
New Construction | CZ10 | cDXGF | Heat Recovery | 0 | 0
New Construction | CZ10 | cDXGF | Water Systems | 0 | 31353.43
New Construction | CZ10 | cDXGF | Refrigeration | 0 | 0
New Construction | CZ10 | cDXGF | Generators | 0 | 0
New Construction | CZ10 | cDXGF | Total End Uses | 350337.61 | 58570.98
New Construction | CZ11 | cDXGF | Heating | 0 | 47817.1
New Construction | CZ11 | cDXGF | Cooling | 61684.77 | 0
New Construction | CZ11 | cDXGF | Interior Lighting | 79417.32 | 0
New Construction | CZ11 | cDXGF | Exterior Lighting | 0 | 0
New Construction | CZ11 | cDXGF | Interior Equipment | 83480.96 | 0
New Construction | CZ11 | cDXGF | Exterior Equipment | 0 | 0
New Construction | CZ11 | cDXGF | Fans | 74347.02 | 0
New Construction | CZ11 | cDXGF | Pumps | 0 | 0
New Construction | CZ11 | cDXGF | Heat Rejection | 0 | 0
New Construction | CZ11 | cDXGF | Humidification | 0 | 0
New Construction | CZ11 | cDXGF | Heat Recovery | 0 | 0
New Construction | CZ11 | cDXGF | Water Systems | 0 | 32011.5
New Construction | CZ11 | cDXGF | Refrigeration | 0 | 0
New Construction | CZ11 | cDXGF | Generators | 0 | 0
New Construction | CZ11 | cDXGF | Total End Uses | 298930.07 | 79828.6
New Construction | CZ12 | cDXGF | Heating | 0 | 49997.07
New Construction | CZ12 | cDXGF | Cooling | 50917.02 | 0
New Construction | CZ12 | cDXGF | Interior Lighting | 79417.32 | 0
New Construction | CZ12 | cDXGF | Exterior Lighting | 0 | 0
New Construction | CZ12 | cDXGF | Interior Equipment | 83480.96 | 0
New Construction | CZ12 | cDXGF | Exterior Equipment | 0 | 0
New Construction | CZ12 | cDXGF | Fans | 72217.23 | 0
New Construction | CZ12 | cDXGF | Pumps | 0 | 0
New Construction | CZ12 | cDXGF | Heat Rejection | 0 | 0
New Construction | CZ12 | cDXGF | Humidification | 0 | 0
New Construction | CZ12 | cDXGF | Heat Recovery | 0 | 0
New Construction | CZ12 | cDXGF | Water Systems | 0 | 32854.43
New Construction | CZ12 | cDXGF | Refrigeration | 0 | 0
New Construction | CZ12 | cDXGF | Generators | 0 | 0
New Construction | CZ12 | cDXGF | Total End Uses | 286032.53 | 82851.51
New Construction | CZ13 | cDXGF | Heating | 0 | 39145.89
New Construction | CZ13 | cDXGF | Cooling | 70020.17 | 0
New Construction | CZ13 | cDXGF | Interior Lighting | 79417.32 | 0
New Construction | CZ13 | cDXGF | Exterior Lighting | 0 | 0
New Construction | CZ13 | cDXGF | Interior Equipment | 83480.96 | 0
New Construction | CZ13 | cDXGF | Exterior Equipment | 0 | 0
New Construction | CZ13 | cDXGF | Fans | 75629.3 | 0
New Construction | CZ13 | cDXGF | Pumps | 0 | 0
New Construction | CZ13 | cDXGF | Heat Rejection | 0 | 0
New Construction | CZ13 | cDXGF | Humidification | 0 | 0
New Construction | CZ13 | cDXGF | Heat Recovery | 0 | 0
New Construction | CZ13 | cDXGF | Water Systems | 0 | 31139.55
New Construction | CZ13 | cDXGF | Refrigeration | 0 | 0
New Construction | CZ13 | cDXGF | Generators | 0 | 0
New Construction | CZ13 | cDXGF | Total End Uses | 308547.75 | 70285.44
New Construction | CZ14 | cDXGF | Heating | 0 | 20051.11
New Construction | CZ14 | cDXGF | Cooling | 88833.62 | 0
New Construction | CZ14 | cDXGF | Interior Lighting | 79417.32 | 0
New Construction | CZ14 | cDXGF | Exterior Lighting | 0 | 0
New Construction | CZ14 | cDXGF | Interior Equipment | 83480.96 | 0
New Construction | CZ14 | cDXGF | Exterior Equipment | 0 | 0
New Construction | CZ14 | cDXGF | Fans | 81975.6 | 0
New Construction | CZ14 | cDXGF | Pumps | 0 | 0
New Construction | CZ14 | cDXGF | Heat Rejection | 0 | 0
New Construction | CZ14 | cDXGF | Humidification | 0 | 0
New Construction | CZ14 | cDXGF | Heat Recovery | 0 | 0
New Construction | CZ14 | cDXGF | Water Systems | 0 | 29665.15
New Construction | CZ14 | cDXGF | Refrigeration | 0 | 0
New Construction | CZ14 | cDXGF | Generators | 0 | 0
New Construction | CZ14 | cDXGF | Total End Uses | 333707.5 | 49716.26
New Construction | CZ15 | cDXGF | Heating | 0 | 4342.82
New Construction | CZ15 | cDXGF | Cooling | 128301.06 | 0
New Construction | CZ15 | cDXGF | Interior Lighting | 79417.32 | 0
New Construction | CZ15 | cDXGF | Exterior Lighting | 0 | 0
New Construction | CZ15 | cDXGF | Interior Equipment | 83480.96 | 0
New Construction | CZ15 | cDXGF | Exterior Equipment | 0 | 0
New Construction | CZ15 | cDXGF | Fans | 80668.45 | 0
New Construction | CZ15 | cDXGF | Pumps | 0 | 0
New Construction | CZ15 | cDXGF | Heat Rejection | 0 | 0
New Construction | CZ15 | cDXGF | Humidification | 0 | 0
New Construction | CZ15 | cDXGF | Heat Recovery | 0 | 0
New Construction | CZ15 | cDXGF | Water Systems | 0 | 26556.37
New Construction | CZ15 | cDXGF | Refrigeration | 0 | 0
New Construction | CZ15 | cDXGF | Generators | 0 | 0
New Construction | CZ15 | cDXGF | Total End Uses | 371867.8 | 30899.2
New Construction | CZ16 | cDXGF | Heating | 0 | 66786.52
New Construction | CZ16 | cDXGF | Cooling | 55092.69 | 0
New Construction | CZ16 | cDXGF | Interior Lighting | 79417.32 | 0
New Construction | CZ16 | cDXGF | Exterior Lighting | 0 | 0
New Construction | CZ16 | cDXGF | Interior Equipment | 83480.96 | 0
New Construction | CZ16 | cDXGF | Exterior Equipment | 0 | 0
New Construction | CZ16 | cDXGF | Fans | 79454.87 | 0
New Construction | CZ16 | cDXGF | Pumps | 0 | 0
New Construction | CZ16 | cDXGF | Heat Rejection | 0 | 0
New Construction | CZ16 | cDXGF | Humidification | 0 | 0
New Construction | CZ16 | cDXGF | Heat Recovery | 0 | 0
New Construction | CZ16 | cDXGF | Water Systems | 0 | 34626.79
New Construction | CZ16 | cDXGF | Refrigeration | 0 | 0
New Construction | CZ16 | cDXGF | Generators | 0 | 0
New Construction | CZ16 | cDXGF | Total End Uses | 297445.85 | 101413.32
Existing | CZ01 | cDXHP | Heating | 17359.93 | 0
Existing | CZ01 | cDXHP | Cooling | 856.46 | 0
Existing | CZ01 | cDXHP | Interior Lighting | 152334.7 | 0
Existing | CZ01 | cDXHP | Exterior Lighting | 0 | 0
Existing | CZ01 | cDXHP | Interior Equipment | 83480.96 | 0
Existing | CZ01 | cDXHP | Exterior Equipment | 0 | 0
Existing | CZ01 | cDXHP | Fans | 83191.43 | 0
Existing | CZ01 | cDXHP | Pumps | 0 | 0
Existing | CZ01 | cDXHP | Heat Rejection | 0 | 0
Existing | CZ01 | cDXHP | Humidification | 0 | 0
Existing | CZ01 | cDXHP | Heat Recovery | 0 | 0
Existing | CZ01 | cDXHP | Water Systems | 0 | 38102.59
Existing | CZ01 | cDXHP | Refrigeration | 0 | 0
Existing | CZ01 | cDXHP | Generators | 0 | 0
Existing | CZ01 | cDXHP | Total End Uses | 337223.49 | 38102.59
Existing | CZ02 | cDXHP | Heating | 12924.76 | 0
Existing | CZ02 | cDXHP | Cooling | 34043.45 | 0
Existing | CZ02 | cDXHP | Interior Lighting | 152334.7 | 0
Existing | CZ02 | cDXHP | Exterior Lighting | 0 | 0
Existing | CZ02 | cDXHP | Interior Equipment | 83480.96 | 0
Existing | CZ02 | cDXHP | Exterior Equipment | 0 | 0
Existing | CZ02 | cDXHP | Fans | 110273.18 | 0
Existing | CZ02 | cDXHP | Pumps | 0 | 0
Existing | CZ02 | cDXHP | Heat Rejection | 0 | 0
Existing | CZ02 | cDXHP | Humidification | 0 | 0
Existing | CZ02 | cDXHP | Heat Recovery | 0 | 0
Existing | CZ02 | cDXHP | Water Systems | 0 | 35174.33
Existing | CZ02 | cDXHP | Refrigeration | 0 | 0
Existing | CZ02 | cDXHP | Generators | 0 | 0
Existing | CZ02 | cDXHP | Total End Uses | 393057.06 | 35174.33
Existing | CZ03 | cDXHP | Heating | 6970.47 | 0
Existing | CZ03 | cDXHP | Cooling | 18253.68 | 0
Existing | CZ03 | cDXHP | Interior Lighting | 152334.7 | 0
Existing | CZ03 | cDXHP | Exterior Lighting | 0 | 0
Existing | CZ03 | cDXHP | Interior Equipment | 83480.96 | 0
Existing | CZ03 | cDXHP | Exterior Equipment | 0 | 0
Existing | CZ03 | cDXHP | Fans | 100434.08 | 0
Existing | CZ03 | cDXHP | Pumps | 0 | 0
Existing | CZ03 | cDXHP | Heat Rejection | 0 | 0
Existing | CZ03 | cDXHP | Humidification | 0 | 0
Existing | CZ03 | cDXHP | Heat Recovery | 0 | 0
Existing | CZ03 | cDXHP | Water Systems | 0 | 35043.33
Existing | CZ03 | cDXHP | Refrigeration | 0 | 0
Existing | CZ03 | cDXHP | Generators | 0 | 0
Existing | CZ03 | cDXHP | Total End Uses | 361473.89 | 35043.33
Existing | CZ04 | cDXHP | Heating | 6367.49 | 0
Existing | CZ04 | cDXHP | Cooling | 43194.03 | 0
Existing | CZ04 | cDXHP | Interior Lighting | 152334.7 | 0
Existing | CZ04 | cDXHP | Exterior Lighting | 0 | 0
Existing | CZ04 | cDXHP | Interior Equipment | 83480.96 | 0
Existing | CZ04 | cDXHP | Exterior Equipment | 0 | 0
Existing | CZ04 | cDXHP | Fans | 111425.12 | 0
Existing | CZ04 | cDXHP | Pumps | 0 | 0
Existing | CZ04 | cDXHP | Heat Rejection | 0 | 0
Existing | CZ04 | cDXHP | Humidification | 0 | 0
Existing | CZ04 | cDXHP | Heat Recovery | 0 | 0
Existing | CZ04 | cDXHP | Water Systems | 0 | 33910.69
Existing | CZ04 | cDXHP | Refrigeration | 0 | 0
Existing | CZ04 | cDXHP | Generators | 0 | 0
Existing | CZ04 | cDXHP | Total End Uses | 396802.3 | 33910.69
Existing | CZ05 | cDXHP | Heating | 6103.61 | 0
Existing | CZ05 | cDXHP | Cooling | 24765.21 | 0
Existing | CZ05 | cDXHP | Interior Lighting | 152334.7 | 0
Existing | CZ05 | cDXHP | Exterior Lighting | 0 | 0
Existing | CZ05 | cDXHP | Interior Equipment | 83480.96 | 0
Existing | CZ05 | cDXHP | Exterior Equipment | 0 | 0
Existing | CZ05 | cDXHP | Fans | 101170.08 | 0
Existing | CZ05 | cDXHP | Pumps | 0 | 0
Existing | CZ05 | cDXHP | Heat Rejection | 0 | 0
Existing | CZ05 | cDXHP | Humidification | 0 | 0
Existing | CZ05 | cDXHP | Heat Recovery | 0 | 0
Existing | CZ05 | cDXHP | Water Systems | 0 | 35045.22
Existing | CZ05 | cDXHP | Refrigeration | 0 | 0
Existing | CZ05 | cDXHP | Generators | 0 | 0
Existing | CZ05 | cDXHP | Total End Uses | 367854.56 | 35045.22
Existing | CZ06 | cDXHP | Heating | 1291.07 | 0
Existing | CZ06 | cDXHP | Cooling | 44525.98 | 0
Existing | CZ06 | cDXHP | Interior Lighting | 152334.7 | 0
Existing | CZ06 | cDXHP | Exterior Lighting | 0 | 0
Existing | CZ06 | cDXHP | Interior Equipment | 83480.96 | 0
Existing | CZ06 | cDXHP | Exterior Equipment | 0 | 0
Existing | CZ06 | cDXHP | Fans | 103595.43 | 0
Existing | CZ06 | cDXHP | Pumps | 0 | 0
Existing | CZ06 | cDXHP | Heat Rejection | 0 | 0
Existing | CZ06 | cDXHP | Humidification | 0 | 0
Existing | CZ06 | cDXHP | Heat Recovery | 0 | 0
Existing | CZ06 | cDXHP | Water Systems | 0 | 32440.18
Existing | CZ06 | cDXHP | Refrigeration | 0 | 0
Existing | CZ06 | cDXHP | Generators | 0 | 0
Existing | CZ06 | cDXHP | Total End Uses | 385228.13 | 32440.18
Existing | CZ07 | cDXHP | Heating | 1232.51 | 0
Existing | CZ07 | cDXHP | Cooling | 50789.93 | 0
Existing | CZ07 | cDXHP | Interior Lighting | 152334.7 | 0
Existing | CZ07 | cDXHP | Exterior Lighting | 0 | 0
Existing | CZ07 | cDXHP | Interior Equipment | 83480.96 | 0
Existing | CZ07 | cDXHP | Exterior Equipment | 0 | 0
Existing | CZ07 | cDXHP | Fans | 103689.84 | 0
Existing | CZ07 | cDXHP | Pumps | 0 | 0
Existing | CZ07 | cDXHP | Heat Rejection | 0 | 0
Existing | CZ07 | cDXHP | Humidification | 0 | 0
Existing | CZ07 | cDXHP | Heat Recovery | 0 | 0
Existing | CZ07 | cDXHP | Water Systems | 0 | 32053.55
Existing | CZ07 | cDXHP | Refrigeration | 0 | 0
Existing | CZ07 | cDXHP | Generators | 0 | 0
Existing | CZ07 | cDXHP | Total End Uses | 391527.94 | 32053.55
Existing | CZ08 | cDXHP | Heating | 1815.36 | 0
Existing | CZ08 | cDXHP | Cooling | 61751.95 | 0
Existing | CZ08 | cDXHP | Interior Lighting | 152334.7 | 0
Existing | CZ08 | cDXHP | Exterior Lighting | 0 | 0
Existing | CZ08 | cDXHP | Interior Equipment | 83480.96 | 0
Existing | CZ08 | cDXHP | Exterior Equipment | 0 | 0
Existing | CZ08 | cDXHP | Fans | 111644.33 | 0
Existing | CZ08 | cDXHP | Pumps | 0 | 0
Existing | CZ08 | cDXHP | Heat Rejection | 0 | 0
Existing | CZ08 | cDXHP | Humidification | 0 | 0
Existing | CZ08 | cDXHP | Heat Recovery | 0 | 0
Existing | CZ08 | cDXHP | Water Systems | 0 | 32010.98
Existing | CZ08 | cDXHP | Refrigeration | 0 | 0
Existing | CZ08 | cDXHP | Generators | 0 | 0
Existing | CZ08 | cDXHP | Total End Uses | 411027.31 | 32010.98
Existing | CZ09 | cDXHP | Heating | 1421.5 | 0
Existing | CZ09 | cDXHP | Cooling | 73002.24 | 0
Existing | CZ09 | cDXHP | Interior Lighting | 152334.7 | 0
Existing | CZ09 | cDXHP | Exterior Lighting | 0 | 0
Existing | CZ09 | cDXHP | Interior Equipment | 83480.96 | 0
Existing | CZ09 | cDXHP | Exterior Equipment | 0 | 0
Existing | CZ09 | cDXHP | Fans | 118918.22 | 0
Existing | CZ09 | cDXHP | Pumps | 0 | 0
Existing | CZ09 | cDXHP | Heat Rejection | 0 | 0
Existing | CZ09 | cDXHP | Humidification | 0 | 0
Existing | CZ09 | cDXHP | Heat Recovery | 0 | 0
Existing | CZ09 | cDXHP | Water Systems | 0 | 31594.2
Existing | CZ09 | cDXHP | Refrigeration | 0 | 0
Existing | CZ09 | cDXHP | Generators | 0 | 0
Existing | CZ09 | cDXHP | Total End Uses | 429157.61 | 31594.2
Existing | CZ10 | cDXHP | Heating | 4627.47 | 0
Existing | CZ10 | cDXHP | Cooling | 93399.39 | 0
Existing | CZ10 | cDXHP | Interior Lighting | 152334.7 | 0
Existing | CZ10 | cDXHP | Exterior Lighting | 0 | 0
Existing | CZ10 | cDXHP | Interior Equipment | 83480.96 | 0
Existing | CZ10 | cDXHP | Exterior Equipment | 0 | 0
Existing | CZ10 | cDXHP | Fans | 127434.96 | 0
Existing | CZ10 | cDXHP | Pumps | 0 | 0
Existing | CZ10 | cDXHP | Heat Rejection | 0 | 0
Existing | CZ10 | cDXHP | Humidification | 0 | 0
Existing | CZ10 | cDXHP | Heat Recovery | 0 | 0
Existing | CZ10 | cDXHP | Water Systems | 0 | 31362.36
Existing | CZ10 | cDXHP | Refrigeration | 0 | 0
Existing | CZ10 | cDXHP | Generators | 0 | 0
Existing | CZ10 | cDXHP | Total End Uses | 461277.48 | 31362.36
Existing | CZ11 | cDXHP | Heating | 12124.85 | 0
Existing | CZ11 | cDXHP | Cooling | 94681.88 | 0
Existing | CZ11 | cDXHP | Interior Lighting | 152334.7 | 0
Existing | CZ11 | cDXHP | Exterior Lighting | 0 | 0
Existing | CZ11 | cDXHP | Interior Equipment | 83480.96 | 0
Existing | CZ11 | cDXHP | Exterior Equipment | 0 | 0
Existing | CZ11 | cDXHP | Fans | 127575.12 | 0
Existing | CZ11 | cDXHP | Pumps | 0 | 0
Existing | CZ11 | cDXHP | Heat Rejection | 0 | 0
Existing | CZ11 | cDXHP | Humidification | 0 | 0
Existing | CZ11 | cDXHP | Heat Recovery | 0 | 0
Existing | CZ11 | cDXHP | Water Systems | 0 | 32018.69
Existing | CZ11 | cDXHP | Refrigeration | 0 | 0
Existing | CZ11 | cDXHP | Generators | 0 | 0
Existing | CZ11 | cDXHP | Total End Uses | 470197.51 | 32018.69
Existing | CZ12 | cDXHP | Heating | 11785.57 | 0
Existing | CZ12 | cDXHP | Cooling | 76630.16 | 0
Existing | CZ12 | cDXHP | Interior Lighting | 152334.7 | 0
Existing | CZ12 | cDXHP | Exterior Lighting | 0 | 0
Existing | CZ12 | cDXHP | Interior Equipment | 83480.96 | 0
Existing | CZ12 | cDXHP | Exterior Equipment | 0 | 0
Existing | CZ12 | cDXHP | Fans | 115676.71 | 0
Existing | CZ12 | cDXHP | Pumps | 0 | 0
Existing | CZ12 | cDXHP | Heat Rejection | 0 | 0
Existing | CZ12 | cDXHP | Humidification | 0 | 0
Existing | CZ12 | cDXHP | Heat Recovery | 0 | 0
Existing | CZ12 | cDXHP | Water Systems | 0 | 32861.99
Existing | CZ12 | cDXHP | Refrigeration | 0 | 0
Existing | CZ12 | cDXHP | Generators | 0 | 0
Existing | CZ12 | cDXHP | Total End Uses | 439908.1 | 32861.99
Existing | CZ13 | cDXHP | Heating | 8902.93 | 0
Existing | CZ13 | cDXHP | Cooling | 105831.26 | 0
Existing | CZ13 | cDXHP | Interior Lighting | 152334.7 | 0
Existing | CZ13 | cDXHP | Exterior Lighting | 0 | 0
Existing | CZ13 | cDXHP | Interior Equipment | 83480.96 | 0
Existing | CZ13 | cDXHP | Exterior Equipment | 0 | 0
Existing | CZ13 | cDXHP | Fans | 125743.81 | 0
Existing | CZ13 | cDXHP | Pumps | 0 | 0
Existing | CZ13 | cDXHP | Heat Rejection | 0 | 0
Existing | CZ13 | cDXHP | Humidification | 0 | 0
Existing | CZ13 | cDXHP | Heat Recovery | 0 | 0
Existing | CZ13 | cDXHP | Water Systems | 0 | 31146.8
Existing | CZ13 | cDXHP | Refrigeration | 0 | 0
Existing | CZ13 | cDXHP | Generators | 0 | 0
Existing | CZ13 | cDXHP | Total End Uses | 476293.67 | 31146.8
Existing | CZ14 | cDXHP | Heating | 4412.07 | 0
Existing | CZ14 | cDXHP | Cooling | 130581.99 | 0
Existing | CZ14 | cDXHP | Interior Lighting | 152334.7 | 0
Existing | CZ14 | cDXHP | Exterior Lighting | 0 | 0
Existing | CZ14 | cDXHP | Interior Equipment | 83480.96 | 0
Existing | CZ14 | cDXHP | Exterior Equipment | 0 | 0
Existing | CZ14 | cDXHP | Fans | 135366.89 | 0
Existing | CZ14 | cDXHP | Pumps | 0 | 0
Existing | CZ14 | cDXHP | Heat Rejection | 0 | 0
Existing | CZ14 | cDXHP | Humidification | 0 | 0
Existing | CZ14 | cDXHP | Heat Recovery | 0 | 0
Existing | CZ14 | cDXHP | Water Systems | 0 | 29672.88
Existing | CZ14 | cDXHP | Refrigeration | 0 | 0
Existing | CZ14 | cDXHP | Generators | 0 | 0
Existing | CZ14 | cDXHP | Total End Uses | 506176.6 | 29672.88
Existing | CZ15 | cDXHP | Heating | 885.82 | 0
Existing | CZ15 | cDXHP | Cooling | 184214.29 | 0
Existing | CZ15 | cDXHP | Interior Lighting | 152334.7 | 0
Existing | CZ15 | cDXHP | Exterior Lighting | 0 | 0
Existing | CZ15 | cDXHP | Interior Equipment | 83480.96 | 0
Existing | CZ15 | cDXHP | Exterior Equipment | 0 | 0
Existing | CZ15 | cDXHP | Fans | 136103.01 | 0
Existing | CZ15 | cDXHP | Pumps | 0 | 0
Existing | CZ15 | cDXHP | Heat Rejection | 0 | 0
Existing | CZ15 | cDXHP | Humidification | 0 | 0
Existing | CZ15 | cDXHP | Heat Recovery | 0 | 0
Existing | CZ15 | cDXHP | Water Systems | 0 | 26565.93
Existing | CZ15 | cDXHP | Refrigeration | 0 | 0
Existing | CZ15 | cDXHP | Generators | 0 | 0
Existing | CZ15 | cDXHP | Total End Uses | 557018.79 | 26565.93
Existing | CZ16 | cDXHP | Heating | 19473.84 | 0
Existing | CZ16 | cDXHP | Cooling | 81010.55 | 0
Existing | CZ16 | cDXHP | Interior Lighting | 152334.7 | 0
Existing | CZ16 | cDXHP | Exterior Lighting | 0 | 0
Existing | CZ16 | cDXHP | Interior Equipment | 83480.96 | 0
Existing | CZ16 | cDXHP | Exterior Equipment | 0 | 0
Existing | CZ16 | cDXHP | Fans | 126047.48 | 0
Existing | CZ16 | cDXHP | Pumps | 0 | 0
Existing | CZ16 | cDXHP | Heat Rejection | 0 | 0
Existing | CZ16 | cDXHP | Humidification | 0 | 0
Existing | CZ16 | cDXHP | Heat Recovery | 0 | 0
Existing | CZ16 | cDXHP | Water Systems | 0 | 34636.15
Existing | CZ16 | cDXHP | Refrigeration | 0 | 0
Existing | CZ16 | cDXHP | Generators | 0 | 0
Existing | CZ16 | cDXHP | Total End Uses | 462347.53 | 34636.15
New Construction | CZ01 | cDXHP | Heating | 23068.56 | 0
New Construction | CZ01 | cDXHP | Cooling | 364.76 | 0
New Construction | CZ01 | cDXHP | Interior Lighting | 79417.32 | 0
New Construction | CZ01 | cDXHP | Exterior Lighting | 0 | 0
New Construction | CZ01 | cDXHP | Interior Equipment | 83480.96 | 0
New Construction | CZ01 | cDXHP | Exterior Equipment | 0 | 0
New Construction | CZ01 | cDXHP | Fans | 53101.43 | 0
New Construction | CZ01 | cDXHP | Pumps | 0 | 0
New Construction | CZ01 | cDXHP | Heat Rejection | 0 | 0
New Construction | CZ01 | cDXHP | Humidification | 0 | 0
New Construction | CZ01 | cDXHP | Heat Recovery | 0 | 0
New Construction | CZ01 | cDXHP | Water Systems | 0 | 38095.5
New Construction | CZ01 | cDXHP | Refrigeration | 0 | 0
New Construction | CZ01 | cDXHP | Generators | 0 | 0
New Construction | CZ01 | cDXHP | Total End Uses | 239433.03 | 38095.5
New Construction | CZ02 | cDXHP | Heating | 20529.41 | 0
New Construction | CZ02 | cDXHP | Cooling | 26160.53 | 0
New Construction | CZ02 | cDXHP | Interior Lighting | 79417.32 | 0
New Construction | CZ02 | cDXHP | Exterior Lighting | 0 | 0
New Construction | CZ02 | cDXHP | Interior Equipment | 83480.96 | 0
New Construction | CZ02 | cDXHP | Exterior Equipment | 0 | 0
New Construction | CZ02 | cDXHP | Fans | 96329.51 | 0
New Construction | CZ02 | cDXHP | Pumps | 0 | 0
New Construction | CZ02 | cDXHP | Heat Rejection | 0 | 0
New Construction | CZ02 | cDXHP | Humidification | 0 | 0
New Construction | CZ02 | cDXHP | Heat Recovery | 0 | 0
New Construction | CZ02 | cDXHP | Water Systems | 0 | 35167.16
New Construction | CZ02 | cDXHP | Refrigeration | 0 | 0
New Construction | CZ02 | cDXHP | Generators | 0 | 0
New Construction | CZ02 | cDXHP | Total End Uses | 305917.74 | 35167.16
New Construction | CZ03 | cDXHP | Heating | 13238.95 | 0
New Construction | CZ03 | cDXHP | Cooling | 12556.43 | 0
New Construction | CZ03 | cDXHP | Interior Lighting | 79417.32 | 0
New Construction | CZ03 | cDXHP | Exterior Lighting | 0 | 0
New Construction | CZ03 | cDXHP | Interior Equipment | 83480.96 | 0
New Construction | CZ03 | cDXHP | Exterior Equipment | 0 | 0
New Construction | CZ03 | cDXHP | Fans | 85365.2 | 0
New Construction | CZ03 | cDXHP | Pumps | 0 | 0
New Construction | CZ03 | cDXHP | Heat Rejection | 0 | 0
New Construction | CZ03 | cDXHP | Humidification | 0 | 0
New Construction | CZ03 | cDXHP | Heat Recovery | 0 | 0
New Construction | CZ03 | cDXHP | Water Systems | 0 | 35037.64
New Construction | CZ03 | cDXHP | Refrigeration | 0 | 0
New Construction | CZ03 | cDXHP | Generators | 0 | 0
New Construction | CZ03 | cDXHP | Total End Uses | 274058.87 | 35037.64
New Construction | CZ04 | cDXHP | Heating | 11296.14 | 0
New Construction | CZ04 | cDXHP | Cooling | 33753.56 | 0
New Construction | CZ04 | cDXHP | Interior Lighting | 79417.32 | 0
New Construction | CZ04 | cDXHP | Exterior Lighting | 0 | 0
New Construction | CZ04 | cDXHP | Interior Equipment | 83480.96 | 0
New Construction | CZ04 | cDXHP | Exterior Equipment | 0 | 0
New Construction | CZ04 | cDXHP | Fans | 95972.16 | 0
New Construction | CZ04 | cDXHP | Pumps | 0 | 0
New Construction | CZ04 | cDXHP | Heat Rejection | 0 | 0
New Construction | CZ04 | cDXHP | Humidification | 0 | 0
New Construction | CZ04 | cDXHP | Heat Recovery | 0 | 0
New Construction | CZ04 | cDXHP | Water Systems | 0 | 33903.31
New Construction | CZ04 | cDXHP | Refrigeration | 0 | 0
New Construction | CZ04 | cDXHP | Generators | 0 | 0
New Construction | CZ04 | cDXHP | Total End Uses | 303920.14 | 33903.31
New Construction | CZ05 | cDXHP | Heating | 11214.7 | 0
New Construction | CZ05 | cDXHP | Cooling | 17019.61 | 0
New Construction | CZ05 | cDXHP | Interior Lighting | 79417.32 | 0
New Construction | CZ05 | cDXHP | Exterior Lighting | 0 | 0
New Construction | CZ05 | cDXHP | Interior Equipment | 83480.96 | 0
New Construction | CZ05 | cDXHP | Exterior Equipment | 0 | 0
New Construction | CZ05 | cDXHP | Fans | 86193.26 | 0
New Construction | CZ05 | cDXHP | Pumps | 0 | 0
New Construction | CZ05 | cDXHP | Heat Rejection | 0 | 0
New Construction | CZ05 | cDXHP | Humidification | 0 | 0
New Construction | CZ05 | cDXHP | Heat Recovery | 0 | 0
New Construction | CZ05 | cDXHP | Water Systems | 0 | 35038.81
New Construction | CZ05 | cDXHP | Refrigeration | 0 | 0
New Construction | CZ05 | cDXHP | Generators | 0 | 0
New Construction | CZ05 | cDXHP | Total End Uses | 277325.85 | 35038.81
New Construction | CZ06 | cDXHP | Heating | 3146 | 0
New Construction | CZ06 | cDXHP | Cooling | 32426.33 | 0
New Construction | CZ06 | cDXHP | Interior Lighting | 79417.32 | 0
New Construction | CZ06 | cDXHP | Exterior Lighting | 0 | 0
New Construction | CZ06 | cDXHP | Interior Equipment | 83480.96 | 0
New Construction | CZ06 | cDXHP | Exterior Equipment | 0 | 0
New Construction | CZ06 | cDXHP | Fans | 89345.77 | 0
New Construction | CZ06 | cDXHP | Pumps | 0 | 0
New Construction | CZ06 | cDXHP | Heat Rejection | 0 | 0
New Construction | CZ06 | cDXHP | Humidification | 0 | 0
New Construction | CZ06 | cDXHP | Heat Recovery | 0 | 0
New Construction | CZ06 | cDXHP | Water Systems | 0 | 32434.29
New Construction | CZ06 | cDXHP | Refrigeration | 0 | 0
New Construction | CZ06 | cDXHP | Generators | 0 | 0
New Construction | CZ06 | cDXHP | Total End Uses | 287816.38 | 32434.29
New Construction | CZ07 | cDXHP | Heating | 2720.27 | 0
New Construction | CZ07 | cDXHP | Cooling | 38259.34 | 0
New Construction | CZ07 | cDXHP | Interior Lighting | 79417.32 | 0
New Construction | CZ07 | cDXHP | Exterior Lighting | 0 | 0
New Construction | CZ07 | cDXHP | Interior Equipment | 83480.96 | 0
New Construction | CZ07 | cDXHP | Exterior Equipment | 0 | 0
New Construction | CZ07 | cDXHP | Fans | 87806.12 | 0
New Construction | CZ07 | cDXHP | Pumps | 0 | 0
New Construction | CZ07 | cDXHP | Heat Rejection | 0 | 0
New Construction | CZ07 | cDXHP | Humidification | 0 | 0
New Construction | CZ07 | cDXHP | Heat Recovery | 0 | 0
New Construction | CZ07 | cDXHP | Water Systems | 0 | 32048.17
New Construction | CZ07 | cDXHP | Refrigeration | 0 | 0
New Construction | CZ07 | cDXHP | Generators | 0 | 0
New Construction | CZ07 | cDXHP | Total End Uses | 291684.02 | 32048.17
New Construction | CZ08 | cDXHP | Heating | 3892.48 | 0
New Construction | CZ08 | cDXHP | Cooling | 49052.73 | 0
New Construction | CZ08 | cDXHP | Interior Lighting | 79417.32 | 0
New Construction | CZ08 | cDXHP | Exterior Lighting | 0 | 0
New Construction | CZ08 | cDXHP | Interior Equipment | 83480.96 | 0
New Construction | CZ08 | cDXHP | Exterior Equipment | 0 | 0
New Construction | CZ08 | cDXHP | Fans | 98065.04 | 0
New Construction | CZ08 | cDXHP | Pumps | 0 | 0
New Construction | CZ08 | cDXHP | Heat Rejection | 0 | 0
New Construction | CZ08 | cDXHP | Humidification | 0 | 0
New Construction | CZ08 | cDXHP | Heat Recovery | 0 | 0
New Construction | CZ08 | cDXHP | Water Systems | 0 | 32004.25
New Construction | CZ08 | cDXHP | Refrigeration | 0 | 0
New Construction | CZ08 | cDXHP | Generators | 0 | 0
New Construction | CZ08 | cDXHP | Total End Uses | 313908.53 | 32004.25
New Construction | CZ09 | cDXHP | Heating | 3055.27 | 0
New Construction | CZ09 | cDXHP | Cooling | 57654.64 | 0
New Construction | CZ09 | cDXHP | Interior Lighting | 79417.32 | 0
New Construction | CZ09 | cDXHP | Exterior Lighting | 0 | 0
New Construction | CZ09 | cDXHP | Interior Equipment | 83480.96 | 0
New Construction | CZ09 | cDXHP | Exterior Equipment | 0 | 0
New Construction | CZ09 | cDXHP | Fans | 102686.35 | 0
New Construction | CZ09 | cDXHP | Pumps | 0 | 0
New Construction | CZ09 | cDXHP | Heat Rejection | 0 | 0
New Construction | CZ09 | cDXHP | Humidification | 0 | 0
New Construction | CZ09 | cDXHP | Heat Recovery | 0 | 0
New Construction | CZ09 | cDXHP | Water Systems | 0 | 31586.7
New Construction | CZ09 | cDXHP | Refrigeration | 0 | 0
New Construction | CZ09 | cDXHP | Generators | 0 | 0
New Construction | CZ09 | cDXHP | Total End Uses | 326294.55 | 31586.7
New Construction | CZ10 | cDXHP | Heating | 6856.68 | 0
New Construction | CZ10 | cDXHP | Cooling | 78541.58 | 0
New Construction | CZ10 | cDXHP | Interior Lighting | 79417.32 | 0
New Construction | CZ10 | cDXHP | Exterior Lighting | 0 | 0
New Construction | CZ10 | cDXHP | Interior Equipment | 83480.96 | 0
New Construction | CZ10 | cDXHP | Exterior Equipment | 0 | 0
New Construction | CZ10 | cDXHP | Fans | 108853.13 | 0
New Construction | CZ10 | cDXHP | Pumps | 0 | 0
New Construction | CZ10 | cDXHP | Heat Rejection | 0 | 0
New Construction | CZ10 | cDXHP | Humidification | 0 | 0
New Construction | CZ10 | cDXHP | Heat Recovery | 0 | 0
New Construction | CZ10 | cDXHP | Water Systems | 0 | 31353.43
New Construction | CZ10 | cDXHP | Refrigeration | 0 | 0
New Construction | CZ10 | cDXHP | Generators | 0 | 0
New Construction | CZ10 | cDXHP | Total End Uses | 357149.68 | 31353.43
New Construction | CZ11 | cDXHP | Heating | 12282.78 | 0
New Construction | CZ11 | cDXHP | Cooling | 61791.44 | 0
New Construction | CZ11 | cDXHP | Interior Lighting | 79417.32 | 0
New Construction | CZ11 | cDXHP | Exterior Lighting | 0 | 0
New Construction | CZ11 | cDXHP | Interior Equipment | 83480.96 | 0
New Construction | CZ11 | cDXHP | Exterior Equipment | 0 | 0
New Construction | CZ11 | cDXHP | Fans | 74347.02 | 0
New Construction | CZ11 | cDXHP | Pumps | 0 | 0
New Construction | CZ11 | cDXHP | Heat Rejection | 0 | 0
New Construction | CZ11 | cDXHP | Humidification | 0 | 0
New Construction | CZ11 | cDXHP | Heat Recovery | 0 | 0
New Construction | CZ11 | cDXHP | Water Systems | 0 | 32011.5
New Construction | CZ11 | cDXHP | Refrigeration | 0 | 0
New Construction | CZ11 | cDXHP | Generators | 0 | 0
New Construction | CZ11 | cDXHP | Total End Uses | 311319.51 | 32011.5
New Construction | CZ12 | cDXHP | Heating | 12817.06 | 0
New Construction | CZ12 | cDXHP | Cooling | 50927.09 | 0
New Construction | CZ12 | cDXHP | Interior Lighting | 79417.32 | 0
New Construction | CZ12 | cDXHP | Exterior Lighting | 0 | 0
New Construction | CZ12 | cDXHP | Interior Equipment | 83480.96 | 0
New Construction | CZ12 | cDXHP | Exterior Equipment | 0 | 0
New Construction | CZ12 | cDXHP | Fans | 72217.23 | 0
New Construction | CZ12 | cDXHP | Pumps | 0 | 0
New Construction | CZ12 | cDXHP | Heat Rejection | 0 | 0
New Construction | CZ12 | cDXHP | Humidification | 0 | 0
New Construction | CZ12 | cDXHP | Heat Recovery | 0 | 0
New Construction | CZ12 | cDXHP | Water Systems | 0 | 32854.82
New Construction | CZ12 | cDXHP | Refrigeration | 0 | 0
New Construction | CZ12 | cDXHP | Generators | 0 | 0
New Construction | CZ12 | cDXHP | Total End Uses | 298859.66 | 32854.82
New Construction | CZ13 | cDXHP | Heating | 10015.95 | 0
New Construction | CZ13 | cDXHP | Cooling | 70250.42 | 0
New Construction | CZ13 | cDXHP | Interior Lighting | 79417.32 | 0
New Construction | CZ13 | cDXHP | Exterior Lighting | 0 | 0
New Construction | CZ13 | cDXHP | Interior Equipment | 83480.96 | 0
New Construction | CZ13 | cDXHP | Exterior Equipment | 0 | 0
New Construction | CZ13 | cDXHP | Fans | 75629.3 | 0
New Construction | CZ13 | cDXHP | Pumps | 0 | 0
New Construction | CZ13 | cDXHP | Heat Rejection | 0 | 0
New Construction | CZ13 | cDXHP | Humidification | 0 | 0
New Construction | CZ13 | cDXHP | Heat Recovery | 0 | 0
New Construction | CZ13 | cDXHP | Water Systems | 0 | 31139.52
New Construction | CZ13 | cDXHP | Refrigeration | 0 | 0
New Construction | CZ13 | cDXHP | Generators | 0 | 0
New Construction | CZ13 | cDXHP | Total End Uses | 318793.96 | 31139.52
New Construction | CZ14 | cDXHP | Heating | 5263.03 | 0
New Construction | CZ14 | cDXHP | Cooling | 89200.53 | 0
New Construction | CZ14 | cDXHP | Interior Lighting | 79417.32 | 0
New Construction | CZ14 | cDXHP | Exterior Lighting | 0 | 0
New Construction | CZ14 | cDXHP | Interior Equipment | 83480.96 | 0
New Construction | CZ14 | cDXHP | Exterior Equipment | 0 | 0
New Construction | CZ14 | cDXHP | Fans | 81975.6 | 0
New Construction | CZ14 | cDXHP | Pumps | 0 | 0
New Construction | CZ14 | cDXHP | Heat Rejection | 0 | 0
New Construction | CZ14 | cDXHP | Humidification | 0 | 0
New Construction | CZ14 | cDXHP | Heat Recovery | 0 | 0
New Construction | CZ14 | cDXHP | Water Systems | 0 | 29665.14
New Construction | CZ14 | cDXHP | Refrigeration | 0 | 0
New Construction | CZ14 | cDXHP | Generators | 0 | 0
New Construction | CZ14 | cDXHP | Total End Uses | 339337.45 | 29665.14
New Construction | CZ15 | cDXHP | Heating | 1135.43 | 0
New Construction | CZ15 | cDXHP | Cooling | 128274.43 | 0
New Construction | CZ15 | cDXHP | Interior Lighting | 79417.32 | 0
New Construction | CZ15 | cDXHP | Exterior Lighting | 0 | 0
New Construction | CZ15 | cDXHP | Interior Equipment | 83480.96 | 0
New Construction | CZ15 | cDXHP | Exterior Equipment | 0 | 0
New Construction | CZ15 | cDXHP | Fans | 80668.45 | 0
New Construction | CZ15 | cDXHP | Pumps | 0 | 0
New Construction | CZ15 | cDXHP | Heat Rejection | 0 | 0
New Construction | CZ15 | cDXHP | Humidification | 0 | 0
New Construction | CZ15 | cDXHP | Heat Recovery | 0 | 0
New Construction | CZ15 | cDXHP | Water Systems | 0 | 26556.37
New Construction | CZ15 | cDXHP | Refrigeration | 0 | 0
New Construction | CZ15 | cDXHP | Generators | 0 | 0
New Construction | CZ15 | cDXHP | Total End Uses | 372976.6 | 26556.37
New Construction | CZ16 | cDXHP | Heating | 20316.28 | 0
New Construction | CZ16 | cDXHP | Cooling | 55540.03 | 0
New Construction | CZ16 | cDXHP | Interior Lighting | 79417.32 | 0
New Construction | CZ16 | cDXHP | Exterior Lighting | 0 | 0
New Construction | CZ16 | cDXHP | Interior Equipment | 83480.96 | 0
New Construction | CZ16 | cDXHP | Exterior Equipment | 0 | 0
New Construction | CZ16 | cDXHP | Fans | 79454.87 | 0
New Construction | CZ16 | cDXHP | Pumps | 0 | 0
New Construction | CZ16 | cDXHP | Heat Rejection | 0 | 0
New Construction | CZ16 | cDXHP | Humidification | 0 | 0
New Construction | CZ16 | cDXHP | Heat Recovery | 0 | 0
New Construction | CZ16 | cDXHP | Water Systems | 0 | 34627.2
New Construction | CZ16 | cDXHP | Refrigeration | 0 | 0
New Construction | CZ16 | cDXHP | Generators | 0 | 0
New Construction | CZ16 | cDXHP | Total End Uses | 318209.47 | 34627.2
Existing | CZ01 | cDXOH | Heating | 0 | 0
Existing | CZ01 | cDXOH | Cooling | 933.61 | 0
Existing | CZ01 | cDXOH | Interior Lighting | 152334.7 | 0
Existing | CZ01 | cDXOH | Exterior Lighting | 0 | 0
Existing | CZ01 | cDXOH | Interior Equipment | 83480.96 | 0
Existing | CZ01 | cDXOH | Exterior Equipment | 0 | 0
Existing | CZ01 | cDXOH | Fans | 84544.2 | 0
Existing | CZ01 | cDXOH | Pumps | 0 | 0
Existing | CZ01 | cDXOH | Heat Rejection | 0 | 0
Existing | CZ01 | cDXOH | Humidification | 0 | 0
Existing | CZ01 | cDXOH | Heat Recovery | 0 | 0
Existing | CZ01 | cDXOH | Water Systems | 0 | 38101.42
Existing | CZ01 | cDXOH | Refrigeration | 0 | 0
Existing | CZ01 | cDXOH | Generators | 0 | 0
Existing | CZ01 | cDXOH | Total End Uses | 321293.47 | 38101.42
Existing | CZ02 | cDXOH | Heating | 0 | 0
Existing | CZ02 | cDXOH | Cooling | 34163.38 | 0
Existing | CZ02 | cDXOH | Interior Lighting | 152334.7 | 0
Existing | CZ02 | cDXOH | Exterior Lighting | 0 | 0
Existing | CZ02 | cDXOH | Interior Equipment | 83480.96 | 0
Existing | CZ02 | cDXOH | Exterior Equipment | 0 | 0
Existing | CZ02 | cDXOH | Fans | 111530.44 | 0
Existing | CZ02 | cDXOH | Pumps | 0 | 0
Existing | CZ02 | cDXOH | Heat Rejection | 0 | 0
Existing | CZ02 | cDXOH | Humidification | 0 | 0
Existing | CZ02 | cDXOH | Heat Recovery | 0 | 0
Existing | CZ02 | cDXOH | Water Systems | 0 | 35174.65
Existing | CZ02 | cDXOH | Refrigeration | 0 | 0
Existing | CZ02 | cDXOH | Generators | 0 | 0
Existing | CZ02 | cDXOH | Total End Uses | 381509.48 | 35174.65
Existing | CZ03 | cDXOH | Heating | 0 | 0
Existing | CZ03 | cDXOH | Cooling | 18437.24 | 0
Existing | CZ03 | cDXOH | Interior Lighting | 152334.7 | 0
Existing | CZ03 | cDXOH | Exterior Lighting | 0 | 0
Existing | CZ03 | cDXOH | Interior Equipment | 83480.96 | 0
Existing | CZ03 | cDXOH | Exterior Equipment | 0 | 0
Existing | CZ03 | cDXOH | Fans | 100789.51 | 0
Existing | CZ03 | cDXOH | Pumps | 0 | 0
Existing | CZ03 | cDXOH | Heat Rejection | 0 | 0
Existing | CZ03 | cDXOH | Humidification | 0 | 0
Existing | CZ03 | cDXOH | Heat Recovery | 0 | 0
Existing | CZ03 | cDXOH | Water Systems | 0 | 35043.87
Existing | CZ03 | cDXOH | Refrigeration | 0 | 0
Existing | CZ03 | cDXOH | Generators | 0 | 0
Existing | CZ03 | cDXOH | Total End Uses | 355042.41 | 35043.87
Existing | CZ04 | cDXOH | Heating | 0 | 0
Existing | CZ04 | cDXOH | Cooling | 43196.83 | 0
Existing | CZ04 | cDXOH | Interior Lighting | 152334.7 | 0
Existing | CZ04 | cDXOH | Exterior Lighting | 0 | 0
Existing | CZ04 | cDXOH | Interior Equipment | 83480.96 | 0
Existing | CZ04 | cDXOH | Exterior Equipment | 0 | 0
Existing | CZ04 | cDXOH | Fans | 111809.23 | 0
Existing | CZ04 | cDXOH | Pumps | 0 | 0
Existing | CZ04 | cDXOH | Heat Rejection | 0 | 0
Existing | CZ04 | cDXOH | Humidification | 0 | 0
Existing | CZ04 | cDXOH | Heat Recovery | 0 | 0
Existing | CZ04 | cDXOH | Water Systems | 0 | 33911.03
Existing | CZ04 | cDXOH | Refrigeration | 0 | 0
Existing | CZ04 | cDXOH | Generators | 0 | 0
Existing | CZ04 | cDXOH | Total End Uses | 390821.71 | 33911.03
Existing | CZ05 | cDXOH | Heating | 0 | 0
Existing | CZ05 | cDXOH | Cooling | 24779.35 | 0
Existing | CZ05 | cDXOH | Interior Lighting | 152334.7 | 0
Existing | CZ05 | cDXOH | Exterior Lighting | 0 | 0
Existing | CZ05 | cDXOH | Interior Equipment | 83480.96 | 0
Existing | CZ05 | cDXOH | Exterior Equipment | 0 | 0
Existing | CZ05 | cDXOH | Fans | 101285.6 | 0
Existing | CZ05 | cDXOH | Pumps | 0 | 0
Existing | CZ05 | cDXOH | Heat Rejection | 0 | 0
Existing | CZ05 | cDXOH | Humidification | 0 | 0
Existing | CZ05 | cDXOH | Heat Recovery | 0 | 0
Existing | CZ05 | cDXOH | Water Systems | 0 | 35045.28
Existing | CZ05 | cDXOH | Refrigeration | 0 | 0
Existing | CZ05 | cDXOH | Generators | 0 | 0
Existing | CZ05 | cDXOH | Total End Uses | 361880.62 | 35045.28
Existing | CZ06 | cDXOH | Heating | 0 | 0
Existing | CZ06 | cDXOH | Cooling | 45953.38 | 0
Existing | CZ06 | cDXOH | Interior Lighting | 152334.7 | 0
Existing | CZ06 | cDXOH | Exterior Lighting | 0 | 0
Existing | CZ06 | cDXOH | Interior Equipment | 83480.96 | 0
Existing | CZ06 | cDXOH | Exterior Equipment | 0 | 0
Existing | CZ06 | cDXOH | Fans | 103595.43 | 0
Existing | CZ06 | cDXOH | Pumps | 0 | 0
Existing | CZ06 | cDXOH | Heat Rejection | 0 | 0
Existing | CZ06 | cDXOH | Humidification | 0 | 0
Existing | CZ06 | cDXOH | Heat Recovery | 0 | 0
Existing | CZ06 | cDXOH | Water Systems | 0 | 32440.2
Existing | CZ06 | cDXOH | Refrigeration | 0 | 0
Existing | CZ06 | cDXOH | Generators | 0 | 0
Existing | CZ06 | cDXOH | Total End Uses | 385364.47 | 32440.2
Existing | CZ07 | cDXOH | Heating | 0 | 0
Existing | CZ07 | cDXOH | Cooling | 51641.47 | 0
Existing | CZ07 | cDXOH | Interior Lighting | 152334.7 | 0
Existing | CZ07 | cDXOH | Exterior Lighting | 0 | 0
Existing | CZ07 | cDXOH | Interior Equipment | 83480.96 | 0
Existing | CZ07 | cDXOH | Exterior Equipment | 0 | 0
Existing | CZ07 | cDXOH | Fans | 103689.84 | 0
Existing | CZ07 | cDXOH | Pumps | 0 | 0
Existing | CZ07 | cDXOH | Heat Rejection | 0 | 0
Existing | CZ07 | cDXOH | Humidification | 0 | 0
Existing | CZ07 | cDXOH | Heat Recovery | 0 | 0
Existing | CZ07 | cDXOH | Water Systems | 0 | 32053.56
Existing | CZ07 | cDXOH | Refrigeration | 0 | 0
Existing | CZ07 | cDXOH | Generators | 0 | 0
Existing | CZ07 | cDXOH | Total End Uses | 391146.98 | 32053.56
Existing | CZ08 | cDXOH | Heating | 0 | 0
Existing | CZ08 | cDXOH | Cooling | 62119.8 | 0
Existing | CZ08 | cDXOH | Interior Lighting | 152334.7 | 0
Existing | CZ08 | cDXOH | Exterior Lighting | 0 | 0
Existing | CZ08 | cDXOH | Interior Equipment | 83480.96 | 0
Existing | CZ08 | cDXOH | Exterior Equipment | 0 | 0
Existing | CZ08 | cDXOH | Fans | 111644.33 | 0
Existing | CZ08 | cDXOH | Pumps | 0 | 0
Existing | CZ08 | cDXOH | Heat Rejection | 0 | 0
Existing | CZ08 | cDXOH | Humidification | 0 | 0
Existing | CZ08 | cDXOH | Heat Recovery | 0 | 0
Existing | CZ08 | cDXOH | Water Systems | 0 | 32010.97
Existing | CZ08 | cDXOH | Refrigeration | 0 | 0
Existing | CZ08 | cDXOH | Generators | 0 | 0
Existing | CZ08 | cDXOH | Total End Uses | 409579.79 | 32010.97
Existing | CZ09 | cDXOH | Heating | 0 | 0
Existing | CZ09 | cDXOH | Cooling | 73309.08 | 0
Existing | CZ09 | cDXOH | Interior Lighting | 152334.7 | 0
Existing | CZ09 | cDXOH | Exterior Lighting | 0 | 0
Existing | CZ09 | cDXOH | Interior Equipment | 83480.96 | 0
Existing | CZ09 | cDXOH | Exterior Equipment | 0 | 0
Existing | CZ09 | cDXOH | Fans | 118918.22 | 0
Existing | CZ09 | cDXOH | Pumps | 0 | 0
Existing | CZ09 | cDXOH | Heat Rejection | 0 | 0
Existing | CZ09 | cDXOH | Humidification | 0 | 0
Existing | CZ09 | cDXOH | Heat Recovery | 0 | 0
Existing | CZ09 | cDXOH | Water Systems | 0 | 31594.22
Existing | CZ09 | cDXOH | Refrigeration | 0 | 0
Existing | CZ09 | cDXOH | Generators | 0 | 0
Existing | CZ09 | cDXOH | Total End Uses | 428042.96 | 31594.22
Existing | CZ10 | cDXOH | Heating | 0 | 0
Existing | CZ10 | cDXOH | Cooling | 93261.39 | 0
Existing | CZ10 | cDXOH | Interior Lighting | 152334.7 | 0
Existing | CZ10 | cDXOH | Exterior Lighting | 0 | 0
Existing | CZ10 | cDXOH | Interior Equipment | 83480.96 | 0
Existing | CZ10 | cDXOH | Exterior Equipment | 0 | 0
Existing | CZ10 | cDXOH | Fans | 127650.28 | 0
Existing | CZ10 | cDXOH | Pumps | 0 | 0
Existing | CZ10 | cDXOH | Heat Rejection | 0 | 0
Existing | CZ10 | cDXOH | Humidification | 0 | 0
Existing | CZ10 | cDXOH | Heat Recovery | 0 | 0
Existing | CZ10 | cDXOH | Water Systems | 0 | 31362.45
Existing | CZ10 | cDXOH | Refrigeration | 0 | 0
Existing | CZ10 | cDXOH | Generators | 0 | 0
Existing | CZ10 | cDXOH | Total End Uses | 456727.33 | 31362.45
Existing | CZ11 | cDXOH | Heating | 0 | 0
Existing | CZ11 | cDXOH | Cooling | 94285.11 | 0
Existing | CZ11 | cDXOH | Interior Lighting | 152334.7 | 0
Existing | CZ11 | cDXOH | Exterior Lighting | 0 | 0
Existing | CZ11 | cDXOH | Interior Equipment | 83480.96 | 0
Existing | CZ11 | cDXOH | Exterior Equipment | 0 | 0
Existing | CZ11 | cDXOH | Fans | 129780.08 | 0
Existing | CZ11 | cDXOH | Pumps | 0 | 0
Existing | CZ11 | cDXOH | Heat Rejection | 0 | 0
Existing | CZ11 | cDXOH | Humidification | 0 | 0
Existing | CZ11 | cDXOH | Heat Recovery | 0 | 0
Existing | CZ11 | cDXOH | Water Systems | 0 | 32018.88
Existing | CZ11 | cDXOH | Refrigeration | 0 | 0
Existing | CZ11 | cDXOH | Generators | 0 | 0
Existing | CZ11 | cDXOH | Total End Uses | 459880.85 | 32018.88
Existing | CZ12 | cDXOH | Heating | 0 | 0
Existing | CZ12 | cDXOH | Cooling | 76349.16 | 0
Existing | CZ12 | cDXOH | Interior Lighting | 152334.7 | 0
Existing | CZ12 | cDXOH | Exterior Lighting | 0 | 0
Existing | CZ12 | cDXOH | Interior Equipment | 83480.96 | 0
Existing | CZ12 | cDXOH | Exterior Equipment | 0 | 0
Existing | CZ12 | cDXOH | Fans | 117674.4 | 0
Existing | CZ12 | cDXOH | Pumps | 0 | 0
Existing | CZ12 | cDXOH | Heat Rejection | 0 | 0
Existing | CZ12 | cDXOH | Humidification | 0 | 0
Existing | CZ12 | cDXOH | Heat Recovery | 0 | 0
Existing | CZ12 | cDXOH | Water Systems | 0 | 32862.72
Existing | CZ12 | cDXOH | Refrigeration | 0 | 0
Existing | CZ12 | cDXOH | Generators | 0 | 0
Existing | CZ12 | cDXOH | Total End Uses | 429839.22 | 32862.72
Existing | CZ13 | cDXOH | Heating | 0 | 0
Existing | CZ13 | cDXOH | Cooling | 105640.25 | 0
Existing | CZ13 | cDXOH | Interior Lighting | 152334.7 | 0
Existing | CZ13 | cDXOH | Exterior Lighting | 0 | 0
Existing | CZ13 | cDXOH | Interior Equipment | 83480.96 | 0
Existing | CZ13 | cDXOH | Exterior Equipment | 0 | 0
Existing | CZ13 | cDXOH | Fans | 127320.57 | 0
Existing | CZ13 | cDXOH | Pumps | 0 | 0
Existing | CZ13 | cDXOH | Heat Rejection | 0 | 0
Existing | CZ13 | cDXOH | Humidification | 0 | 0
Existing | CZ13 | cDXOH | Heat Recovery | 0 | 0
Existing | CZ13 | cDXOH | Water Systems | 0 | 31146.95
Existing | CZ13 | cDXOH | Refrigeration | 0 | 0
Existing | CZ13 | cDXOH | Generators | 0 | 0
Existing | CZ13 | cDXOH | Total End Uses | 468776.49 | 31146.95
Existing | CZ14 | cDXOH | Heating | 0 | 0
Existing | CZ14 | cDXOH | Cooling | 130470.91 | 0
Existing | CZ14 | cDXOH | Interior Lighting | 152334.7 | 0
Existing | CZ14 | cDXOH | Exterior Lighting | 0 | 0
Existing | CZ14 | cDXOH | Interior Equipment | 83480.96 | 0
Existing | CZ14 | cDXOH | Exterior Equipment | 0 | 0
Existing | CZ14 | cDXOH | Fans | 135685.76 | 0
Existing | CZ14 | cDXOH | Pumps | 0 | 0
Existing | CZ14 | cDXOH | Heat Rejection | 0 | 0
Existing | CZ14 | cDXOH | Humidification | 0 | 0
Existing | CZ14 | cDXOH | Heat Recovery | 0 | 0
Existing | CZ14 | cDXOH | Water Systems | 0 | 29672.86
Existing | CZ14 | cDXOH | Refrigeration | 0 | 0
Existing | CZ14 | cDXOH | Generators | 0 | 0
Existing | CZ14 | cDXOH | Total End Uses | 501972.33 | 29672.86
Existing | CZ15 | cDXOH | Heating | 0 | 0
Existing | CZ15 | cDXOH | Cooling | 184170.65 | 0
Existing | CZ15 | cDXOH | Interior Lighting | 152334.7 | 0
Existing | CZ15 | cDXOH | Exterior Lighting | 0 | 0
Existing | CZ15 | cDXOH | Interior Equipment | 83480.96 | 0
Existing | CZ15 | cDXOH | Exterior Equipment | 0 | 0
Existing | CZ15 | cDXOH | Fans | 136103.01 | 0
Existing | CZ15 | cDXOH | Pumps | 0 | 0
Existing | CZ15 | cDXOH | Heat Rejection | 0 | 0
Existing | CZ15 | cDXOH | Humidification | 0 | 0
Existing | CZ15 | cDXOH | Heat Recovery | 0 | 0
Existing | CZ15 | cDXOH | Water Systems | 0 | 26565.98
Existing | CZ15 | cDXOH | Refrigeration | 0 | 0
Existing | CZ15 | cDXOH | Generators | 0 | 0
Existing | CZ15 | cDXOH | Total End Uses | 556089.33 | 26565.98
Existing | CZ16 | cDXOH | Heating | 0 | 0
Existing | CZ16 | cDXOH | Cooling | 80400.77 | 0
Existing | CZ16 | cDXOH | Interior Lighting | 152334.7 | 0
Existing | CZ16 | cDXOH | Exterior Lighting | 0 | 0
Existing | CZ16 | cDXOH | Interior Equipment | 83480.96 | 0
Existing | CZ16 | cDXOH | Exterior Equipment | 0 | 0
Existing | CZ16 | cDXOH | Fans | 129969.42 | 0
Existing | CZ16 | cDXOH | Pumps | 0 | 0
Existing | CZ16 | cDXOH | Heat Rejection | 0 | 0
Existing | CZ16 | cDXOH | Humidification | 0 | 0
Existing | CZ16 | cDXOH | Heat Recovery | 0 | 0
Existing | CZ16 | cDXOH | Water Systems | 0 | 34635.86
Existing | CZ16 | cDXOH | Refrigeration | 0 | 0
Existing | CZ16 | cDXOH | Generators | 0 | 0
Existing | CZ16 | cDXOH | Total End Uses | 446185.85 | 34635.86
New Construction | CZ01 | cDXOH | Heating | 0 | 0
New Construction | CZ01 | cDXOH | Cooling | 432.02 | 0
New Construction | CZ01 | cDXOH | Interior Lighting | 79417.32 | 0
New Construction | CZ01 | cDXOH | Exterior Lighting | 0 | 0
New Construction | CZ01 | cDXOH | Interior Equipment | 83480.96 | 0
New Construction | CZ01 | cDXOH | Exterior Equipment | 0 | 0
New Construction | CZ01 | cDXOH | Fans | 54417.36 | 0
New Construction | CZ01 | cDXOH | Pumps | 0 | 0
New Construction | CZ01 | cDXOH | Heat Rejection | 0 | 0
New Construction | CZ01 | cDXOH | Humidification | 0 | 0
New Construction | CZ01 | cDXOH | Heat Recovery | 0 | 0
New Construction | CZ01 | cDXOH | Water Systems | 0 | 38095.88
New Construction | CZ01 | cDXOH | Refrigeration | 0 | 0
New Construction | CZ01 | cDXOH | Generators | 0 | 0
New Construction | CZ01 | cDXOH | Total End Uses | 217747.66 | 38095.88
New Construction | CZ02 | cDXOH | Heating | 0 | 0
New Construction | CZ02 | cDXOH | Cooling | 26166.3 | 0
New Construction | CZ02 | cDXOH | Interior Lighting | 79417.32 | 0
New Construction | CZ02 | cDXOH | Exterior Lighting | 0 | 0
New Construction | CZ02 | cDXOH | Interior Equipment | 83480.96 | 0
New Construction | CZ02 | cDXOH | Exterior Equipment | 0 | 0
New Construction | CZ02 | cDXOH | Fans | 100219.55 | 0
New Construction | CZ02 | cDXOH | Pumps | 0 | 0
New Construction | CZ02 | cDXOH | Heat Rejection | 0 | 0
New Construction | CZ02 | cDXOH | Humidification | 0 | 0
New Construction | CZ02 | cDXOH | Heat Recovery | 0 | 0
New Construction | CZ02 | cDXOH | Water Systems | 0 | 35167.07
New Construction | CZ02 | cDXOH | Refrigeration | 0 | 0
New Construction | CZ02 | cDXOH | Generators | 0 | 0
New Construction | CZ02 | cDXOH | Total End Uses | 289284.14 | 35167.07
New Construction | CZ03 | cDXOH | Heating | 0 | 0
New Construction | CZ03 | cDXOH | Cooling | 12613.36 | 0
New Construction | CZ03 | cDXOH | Interior Lighting | 79417.32 | 0
New Construction | CZ03 | cDXOH | Exterior Lighting | 0 | 0
New Construction | CZ03 | cDXOH | Interior Equipment | 83480.96 | 0
New Construction | CZ03 | cDXOH | Exterior Equipment | 0 | 0
New Construction | CZ03 | cDXOH | Fans | 86498.53 | 0
New Construction | CZ03 | cDXOH | Pumps | 0 | 0
New Construction | CZ03 | cDXOH | Heat Rejection | 0 | 0
New Construction | CZ03 | cDXOH | Humidification | 0 | 0
New Construction | CZ03 | cDXOH | Heat Recovery | 0 | 0
New Construction | CZ03 | cDXOH | Water Systems | 0 | 35037.64
New Construction | CZ03 | cDXOH | Refrigeration | 0 | 0
New Construction | CZ03 | cDXOH | Generators | 0 | 0
New Construction | CZ03 | cDXOH | Total End Uses | 262010.17 | 35037.64
New Construction | CZ04 | cDXOH | Heating | 0 | 0
New Construction | CZ04 | cDXOH | Cooling | 33753.33 | 0
New Construction | CZ04 | cDXOH | Interior Lighting | 79417.32 | 0
New Construction | CZ04 | cDXOH | Exterior Lighting | 0 | 0
New Construction | CZ04 | cDXOH | Interior Equipment | 83480.96 | 0
New Construction | CZ04 | cDXOH | Exterior Equipment | 0 | 0
New Construction | CZ04 | cDXOH | Fans | 96888.24 | 0
New Construction | CZ04 | cDXOH | Pumps | 0 | 0
New Construction | CZ04 | cDXOH | Heat Rejection | 0 | 0
New Construction | CZ04 | cDXOH | Humidification | 0 | 0
New Construction | CZ04 | cDXOH | Heat Recovery | 0 | 0
New Construction | CZ04 | cDXOH | Water Systems | 0 | 33903.54
New Construction | CZ04 | cDXOH | Refrigeration | 0 | 0
New Construction | CZ04 | cDXOH | Generators | 0 | 0
New Construction | CZ04 | cDXOH | Total End Uses | 293539.85 | 33903.54
New Construction | CZ05 | cDXOH | Heating | 0 | 0
New Construction | CZ05 | cDXOH | Cooling | 16831.36 | 0
New Construction | CZ05 | cDXOH | Interior Lighting | 79417.32 | 0
New Construction | CZ05 | cDXOH | Exterior Lighting | 0 | 0
New Construction | CZ05 | cDXOH | Interior Equipment | 83480.96 | 0
New Construction | CZ05 | cDXOH | Exterior Equipment | 0 | 0
New Construction | CZ05 | cDXOH | Fans | 86983.61 | 0
New Construction | CZ05 | cDXOH | Pumps | 0 | 0
New Construction | CZ05 | cDXOH | Heat Rejection | 0 | 0
New Construction | CZ05 | cDXOH | Humidification | 0 | 0
New Construction | CZ05 | cDXOH | Heat Recovery | 0 | 0
New Construction | CZ05 | cDXOH | Water Systems | 0 | 35038.97
New Construction | CZ05 | cDXOH | Refrigeration | 0 | 0
New Construction | CZ05 | cDXOH | Generators | 0 | 0
New Construction | CZ05 | cDXOH | Total End Uses | 266713.26 | 35038.97
New Construction | CZ06 | cDXOH | Heating | 0 | 0
New Construction | CZ06 | cDXOH | Cooling | 33694.46 | 0
New Construction | CZ06 | cDXOH | Interior Lighting | 79417.32 | 0
New Construction | CZ06 | cDXOH | Exterior Lighting | 0 | 0
New Construction | CZ06 | cDXOH | Interior Equipment | 83480.96 | 0
New Construction | CZ06 | cDXOH | Exterior Equipment | 0 | 0
New Construction | CZ06 | cDXOH | Fans | 89361.92 | 0
New Construction | CZ06 | cDXOH | Pumps | 0 | 0
New Construction | CZ06 | cDXOH | Heat Rejection | 0 | 0
New Construction | CZ06 | cDXOH | Humidification | 0 | 0
New Construction | CZ06 | cDXOH | Heat Recovery | 0 | 0
New Construction | CZ06 | cDXOH | Water Systems | 0 | 32433.81
New Construction | CZ06 | cDXOH | Refrigeration | 0 | 0
New Construction | CZ06 | cDXOH | Generators | 0 | 0
New Construction | CZ06 | cDXOH | Total End Uses | 285954.66 | 32433.81
New Construction | CZ07 | cDXOH | Heating | 0 | 0
New Construction | CZ07 | cDXOH | Cooling | 39220.36 | 0
New Construction | CZ07 | cDXOH | Interior Lighting | 79417.32 | 0
New Construction | CZ07 | cDXOH | Exterior Lighting | 0 | 0
New Construction | CZ07 | cDXOH | Interior Equipment | 83480.96 | 0
New Construction | CZ07 | cDXOH | Exterior Equipment | 0 | 0
New Construction | CZ07 | cDXOH | Fans | 87806.9 | 0
New Construction | CZ07 | cDXOH | Pumps | 0 | 0
New Construction | CZ07 | cDXOH | Heat Rejection | 0 | 0
New Construction | CZ07 | cDXOH | Humidification | 0 | 0
New Construction | CZ07 | cDXOH | Heat Recovery | 0 | 0
New Construction | CZ07 | cDXOH | Water Systems | 0 | 32047.97
New Construction | CZ07 | cDXOH | Refrigeration | 0 | 0
New Construction | CZ07 | cDXOH | Generators | 0 | 0
New Construction | CZ07 | cDXOH | Total End Uses | 289925.54 | 32047.97
New Construction | CZ08 | cDXOH | Heating | 0 | 0
New Construction | CZ08 | cDXOH | Cooling | 49455.88 | 0
New Construction | CZ08 | cDXOH | Interior Lighting | 79417.32 | 0
New Construction | CZ08 | cDXOH | Exterior Lighting | 0 | 0
New Construction | CZ08 | cDXOH | Interior Equipment | 83480.96 | 0
New Construction | CZ08 | cDXOH | Exterior Equipment | 0 | 0
New Construction | CZ08 | cDXOH | Fans | 98131.84 | 0
New Construction | CZ08 | cDXOH | Pumps | 0 | 0
New Construction | CZ08 | cDXOH | Heat Rejection | 0 | 0
New Construction | CZ08 | cDXOH | Humidification | 0 | 0
New Construction | CZ08 | cDXOH | Heat Recovery | 0 | 0
New Construction | CZ08 | cDXOH | Water Systems | 0 | 32004.13
New Construction | CZ08 | cDXOH | Refrigeration | 0 | 0
New Construction | CZ08 | cDXOH | Generators | 0 | 0
New Construction | CZ08 | cDXOH | Total End Uses | 310486 | 32004.13
New Construction | CZ09 | cDXOH | Heating | 0 | 0
New Construction | CZ09 | cDXOH | Cooling | 58061.62 | 0
New Construction | CZ09 | cDXOH | Interior Lighting | 79417.32 | 0
New Construction | CZ09 | cDXOH | Exterior Lighting | 0 | 0
New Construction | CZ09 | cDXOH | Interior Equipment | 83480.96 | 0
New Construction | CZ09 | cDXOH | Exterior Equipment | 0 | 0
New Construction | CZ09 | cDXOH | Fans | 102747.53 | 0
New Construction | CZ09 | cDXOH | Pumps | 0 | 0
New Construction | CZ09 | cDXOH | Heat Rejection | 0 | 0
New Construction | CZ09 | cDXOH | Humidification | 0 | 0
New Construction | CZ09 | cDXOH | Heat Recovery | 0 | 0
New Construction | CZ09 | cDXOH | Water Systems | 0 | 31585.53
New Construction | CZ09 | cDXOH | Refrigeration | 0 | 0
New Construction | CZ09 | cDXOH | Generators | 0 | 0
New Construction | CZ09 | cDXOH | Total End Uses | 323707.44 | 31585.53
New Construction | CZ10 | cDXOH | Heating | 0 | 0
New Construction | CZ10 | cDXOH | Cooling | 78359.88 | 0
New Construction | CZ10 | cDXOH | Interior Lighting | 79417.32 | 0
New Construction | CZ10 | cDXOH | Exterior Lighting | 0 | 0
New Construction | CZ10 | cDXOH | Interior Equipment | 83480.96 | 0
New Construction | CZ10 | cDXOH | Exterior Equipment | 0 | 0
New Construction | CZ10 | cDXOH | Fans | 109508.94 | 0
New Construction | CZ10 | cDXOH | Pumps | 0 | 0
New Construction | CZ10 | cDXOH | Heat Rejection | 0 | 0
New Construction | CZ10 | cDXOH | Humidification | 0 | 0
New Construction | CZ10 | cDXOH | Heat Recovery | 0 | 0
New Construction | CZ10 | cDXOH | Water Systems | 0 | 31352.77
New Construction | CZ10 | cDXOH | Refrigeration | 0 | 0
New Construction | CZ10 | cDXOH | Generators | 0 | 0
New Construction | CZ10 | cDXOH | Total End Uses | 350767.1 | 31352.77
New Construction | CZ11 | cDXOH | Heating | 0 | 0
New Construction | CZ11 | cDXOH | Cooling | 61491.21 | 0
New Construction | CZ11 | cDXOH | Interior Lighting | 79417.32 | 0
New Construction | CZ11 | cDXOH | Exterior Lighting | 0 | 0
New Construction | CZ11 | cDXOH | Interior Equipment | 83480.96 | 0
New Construction | CZ11 | cDXOH | Exterior Equipment | 0 | 0
New Construction | CZ11 | cDXOH | Fans | 75165.55 | 0
New Construction | CZ11 | cDXOH | Pumps | 0 | 0
New Construction | CZ11 | cDXOH | Heat Rejection | 0 | 0
New Construction | CZ11 | cDXOH | Humidification | 0 | 0
New Construction | CZ11 | cDXOH | Heat Recovery | 0 | 0
New Construction | CZ11 | cDXOH | Water Systems | 0 | 32011.94
New Construction | CZ11 | cDXOH | Refrigeration | 0 | 0
New Construction | CZ11 | cDXOH | Generators | 0 | 0
New Construction | CZ11 | cDXOH | Total End Uses | 299555.05 | 32011.94
New Construction | CZ12 | cDXOH | Heating | 0 | 0
New Construction | CZ12 | cDXOH | Cooling | 50729.01 | 0
New Construction | CZ12 | cDXOH | Interior Lighting | 79417.32 | 0
New Construction | CZ12 | cDXOH | Exterior Lighting | 0 | 0
New Construction | CZ12 | cDXOH | Interior Equipment | 83480.96 | 0
New Construction | CZ12 | cDXOH | Exterior Equipment | 0 | 0
New Construction | CZ12 | cDXOH | Fans | 73533.26 | 0
New Construction | CZ12 | cDXOH | Pumps | 0 | 0
New Construction | CZ12 | cDXOH | Heat Rejection | 0 | 0
New Construction | CZ12 | cDXOH | Humidification | 0 | 0
New Construction | CZ12 | cDXOH | Heat Recovery | 0 | 0
New Construction | CZ12 | cDXOH | Water Systems | 0 | 32853.87
New Construction | CZ12 | cDXOH | Refrigeration | 0 | 0
New Construction | CZ12 | cDXOH | Generators | 0 | 0
New Construction | CZ12 | cDXOH | Total End Uses | 287160.55 | 32853.87
New Construction | CZ13 | cDXOH | Heating | 0 | 0
New Construction | CZ13 | cDXOH | Cooling | 69922.62 | 0
New Construction | CZ13 | cDXOH | Interior Lighting | 79417.32 | 0
New Construction | CZ13 | cDXOH | Exterior Lighting | 0 | 0
New Construction | CZ13 | cDXOH | Interior Equipment | 83480.96 | 0
New Construction | CZ13 | cDXOH | Exterior Equipment | 0 | 0
New Construction | CZ13 | cDXOH | Fans | 76438.67 | 0
New Construction | CZ13 | cDXOH | Pumps | 0 | 0
New Construction | CZ13 | cDXOH | Heat Rejection | 0 | 0
New Construction | CZ13 | cDXOH | Humidification | 0 | 0
New Construction | CZ13 | cDXOH | Heat Recovery | 0 | 0
New Construction | CZ13 | cDXOH | Water Systems | 0 | 31139.94
New Construction | CZ13 | cDXOH | Refrigeration | 0 | 0
New Construction | CZ13 | cDXOH | Generators | 0 | 0
New Construction | CZ13 | cDXOH | Total End Uses | 309259.57 | 31139.94
New Construction | CZ14 | cDXOH | Heating | 0 | 0
New Construction | CZ14 | cDXOH | Cooling | 88698.84 | 0
New Construction | CZ14 | cDXOH | Interior Lighting | 79417.32 | 0
New Construction | CZ14 | cDXOH | Exterior Lighting | 0 | 0
New Construction | CZ14 | cDXOH | Interior Equipment | 83480.96 | 0
New Construction | CZ14 | cDXOH | Exterior Equipment | 0 | 0
New Construction | CZ14 | cDXOH | Fans | 82119.92 | 0
New Construction | CZ14 | cDXOH | Pumps | 0 | 0
New Construction | CZ14 | cDXOH | Heat Rejection | 0 | 0
New Construction | CZ14 | cDXOH | Humidification | 0 | 0
New Construction | CZ14 | cDXOH | Heat Recovery | 0 | 0
New Construction | CZ14 | cDXOH | Water Systems | 0 | 29665.48
New Construction | CZ14 | cDXOH | Refrigeration | 0 | 0
New Construction | CZ14 | cDXOH | Generators | 0 | 0
New Construction | CZ14 | cDXOH | Total End Uses | 333717.05 | 29665.48
New Construction | CZ15 | cDXOH | Heating | 0 | 0
New Construction | CZ15 | cDXOH | Cooling | 128144.12 | 0
New Construction | CZ15 | cDXOH | Interior Lighting | 79417.32 | 0
New Construction | CZ15 | cDXOH | Exterior Lighting | 0 | 0
New Construction | CZ15 | cDXOH | Interior Equipment | 83480.96 | 0
New Construction | CZ15 | cDXOH | Exterior Equipment | 0 | 0
New Construction | CZ15 | cDXOH | Fans | 80668.45 | 0
New Construction | CZ15 | cDXOH | Pumps | 0 | 0
New Construction | CZ15 | cDXOH | Heat Rejection | 0 | 0
New Construction | CZ15 | cDXOH | Humidification | 0 | 0
New Construction | CZ15 | cDXOH | Heat Recovery | 0 | 0
New Construction | CZ15 | cDXOH | Water Systems | 0 | 26558.51
New Construction | CZ15 | cDXOH | Refrigeration | 0 | 0
New Construction | CZ15 | cDXOH | Generators | 0 | 0
New Construction | CZ15 | cDXOH | Total End Uses | 371710.86 | 26558.51
New Construction | CZ16 | cDXOH | Heating | 0 | 0
New Construction | CZ16 | cDXOH | Cooling | 54749.25 | 0
New Construction | CZ16 | cDXOH | Interior Lighting | 79417.32 | 0
New Construction | CZ16 | cDXOH | Exterior Lighting | 0 | 0
New Construction | CZ16 | cDXOH | Interior Equipment | 83480.96 | 0
New Construction | CZ16 | cDXOH | Exterior Equipment | 0 | 0
New Construction | CZ16 | cDXOH | Fans | 82566.81 | 0
New Construction | CZ16 | cDXOH | Pumps | 0 | 0
New Construction | CZ16 | cDXOH | Heat Rejection | 0 | 0
New Construction | CZ16 | cDXOH | Humidification | 0 | 0
New Construction | CZ16 | cDXOH | Heat Recovery | 0 | 0
New Construction | CZ16 | cDXOH | Water Systems | 0 | 34626.45
New Construction | CZ16 | cDXOH | Refrigeration | 0 | 0
New Construction | CZ16 | cDXOH | Generators | 0 | 0
New Construction | CZ16 | cDXOH | Total End Uses | 300214.35 | 34626.45
Existing | CZ01 | cPVVG | Heating | 0 | 101039.42
Existing | CZ01 | cPVVG | Cooling | 1339.74 | 0
Existing | CZ01 | cPVVG | Interior Lighting | 152334.7 | 0
Existing | CZ01 | cPVVG | Exterior Lighting | 0 | 0
Existing | CZ01 | cPVVG | Interior Equipment | 83480.96 | 0
Existing | CZ01 | cPVVG | Exterior Equipment | 0 | 0
Existing | CZ01 | cPVVG | Fans | 29090.73 | 0
Existing | CZ01 | cPVVG | Pumps | 0 | 0
Existing | CZ01 | cPVVG | Heat Rejection | 0 | 0
Existing | CZ01 | cPVVG | Humidification | 0 | 0
Existing | CZ01 | cPVVG | Heat Recovery | 0 | 0
Existing | CZ01 | cPVVG | Water Systems | 0 | 38102.48
Existing | CZ01 | cPVVG | Refrigeration | 0 | 0
Existing | CZ01 | cPVVG | Generators | 0 | 0
Existing | CZ01 | cPVVG | Total End Uses | 266246.13 | 139141.9
Existing | CZ02 | cPVVG | Heating | 0 | 69923.69
Existing | CZ02 | cPVVG | Cooling | 32961.85 | 0
Existing | CZ02 | cPVVG | Interior Lighting | 152334.7 | 0
Existing | CZ02 | cPVVG | Exterior Lighting | 0 | 0
Existing | CZ02 | cPVVG | Interior Equipment | 83480.96 | 0
Existing | CZ02 | cPVVG | Exterior Equipment | 0 | 0
Existing | CZ02 | cPVVG | Fans | 46150.47 | 0
Existing | CZ02 | cPVVG | Pumps | 0 | 0
Existing | CZ02 | cPVVG | Heat Rejection | 0 | 0
Existing | CZ02 | cPVVG | Humidification | 0 | 0
Existing | CZ02 | cPVVG | Heat Recovery | 0 | 0
Existing | CZ02 | cPVVG | Water Systems | 0 | 35174.43
Existing | CZ02 | cPVVG | Refrigeration | 0 | 0
Existing | CZ02 | cPVVG | Generators | 0 | 0
Existing | CZ02 | cPVVG | Total End Uses | 314927.98 | 105098.12
Existing | CZ03 | cPVVG | Heating | 0 | 42885.56
Existing | CZ03 | cPVVG | Cooling | 19287.23 | 0
Existing | CZ03 | cPVVG | Interior Lighting | 152334.7 | 0
Existing | CZ03 | cPVVG | Exterior Lighting | 0 | 0
Existing | CZ03 | cPVVG | Interior Equipment | 83480.96 | 0
Existing | CZ03 | cPVVG | Exterior Equipment | 0 | 0
Existing | CZ03 | cPVVG | Fans | 40045.79 | 0
Existing | CZ03 | cPVVG | Pumps | 0 | 0
Existing | CZ03 | cPVVG | Heat Rejection | 0 | 0
Existing | CZ03 | cPVVG | Humidification | 0 | 0
Existing | CZ03 | cPVVG | Heat Recovery | 0 | 0
Existing | CZ03 | cPVVG | Water Systems | 0 | 35044.67
Existing | CZ03 | cPVVG | Refrigeration | 0 | 0
Existing | CZ03 | cPVVG | Generators | 0 | 0
Existing | CZ03 | cPVVG | Total End Uses | 295148.68 | 77930.22
Existing | CZ04 | cPVVG | Heating | 0 | 39676.6
Existing | CZ04 | cPVVG | Cooling | 41982.35 | 0
Existing | CZ04 | cPVVG | Interior Lighting | 152334.7 | 0
Existing | CZ04 | cPVVG | Exterior Lighting | 0 | 0
Existing | CZ04 | cPVVG | Interior Equipment | 83480.96 | 0
Existing | CZ04 | cPVVG | Exterior Equipment | 0 | 0
Existing | CZ04 | cPVVG | Fans | 49321.18 | 0
Existing | CZ04 | cPVVG | Pumps | 0 | 0
Existing | CZ04 | cPVVG | Heat Rejection | 0 | 0
Existing | CZ04 | cPVVG | Humidification | 0 | 0
Existing | CZ04 | cPVVG | Heat Recovery | 0 | 0
Existing | CZ04 | cPVVG | Water Systems | 0 | 33910.98
Existing | CZ04 | cPVVG | Refrigeration | 0 | 0
Existing | CZ04 | cPVVG | Generators | 0 | 0
Existing | CZ04 | cPVVG | Total End Uses | 327119.19 | 73587.58
Existing | CZ05 | cPVVG | Heating | 0 | 36404.83
Existing | CZ05 | cPVVG | Cooling | 24994.29 | 0
Existing | CZ05 | cPVVG | Interior Lighting | 152334.7 | 0
Existing | CZ05 | cPVVG | Exterior Lighting | 0 | 0
Existing | CZ05 | cPVVG | Interior Equipment | 83480.96 | 0
Existing | CZ05 | cPVVG | Exterior Equipment | 0 | 0
Existing | CZ05 | cPVVG | Fans | 41240.97 | 0
Existing | CZ05 | cPVVG | Pumps | 0 | 0
Existing | CZ05 | cPVVG | Heat Rejection | 0 | 0
Existing | CZ05 | cPVVG | Humidification | 0 | 0
Existing | CZ05 | cPVVG | Heat Recovery | 0 | 0
Existing | CZ05 | cPVVG | Water Systems | 0 | 35046.28
Existing | CZ05 | cPVVG | Refrigeration | 0 | 0
Existing | CZ05 | cPVVG | Generators | 0 | 0
Existing | CZ05 | cPVVG | Total End Uses | 302050.92 | 71451.11
Existing | CZ06 | cPVVG | Heating | 0 | 9742.77
Existing | CZ06 | cPVVG | Cooling | 46487.54 | 0
Existing | CZ06 | cPVVG | Interior Lighting | 152334.7 | 0
Existing | CZ06 | cPVVG | Exterior Lighting | 0 | 0
Existing | CZ06 | cPVVG | Interior Equipment | 83480.96 | 0
Existing | CZ06 | cPVVG | Exterior Equipment | 0 | 0
Existing | CZ06 | cPVVG | Fans | 48696.5 | 0
Existing | CZ06 | cPVVG | Pumps | 0 | 0
Existing | CZ06 | cPVVG | Heat Rejection | 0 | 0
Existing | CZ06 | cPVVG | Humidification | 0 | 0
Existing | CZ06 | cPVVG | Heat Recovery | 0 | 0
Existing | CZ06 | cPVVG | Water Systems | 0 | 32440.24
Existing | CZ06 | cPVVG | Refrigeration | 0 | 0
Existing | CZ06 | cPVVG | Generators | 0 | 0
Existing | CZ06 | cPVVG | Total End Uses | 330999.71 | 42183.01
Existing | CZ07 | cPVVG | Heating | 0 | 9341.86
Existing | CZ07 | cPVVG | Cooling | 50335.86 | 0
Existing | CZ07 | cPVVG | Interior Lighting | 152334.7 | 0
Existing | CZ07 | cPVVG | Exterior Lighting | 0 | 0
Existing | CZ07 | cPVVG | Interior Equipment | 83480.96 | 0
Existing | CZ07 | cPVVG | Exterior Equipment | 0 | 0
Existing | CZ07 | cPVVG | Fans | 49069.9 | 0
Existing | CZ07 | cPVVG | Pumps | 0 | 0
Existing | CZ07 | cPVVG | Heat Rejection | 0 | 0
Existing | CZ07 | cPVVG | Humidification | 0 | 0
Existing | CZ07 | cPVVG | Heat Recovery | 0 | 0
Existing | CZ07 | cPVVG | Water Systems | 0 | 32053.62
Existing | CZ07 | cPVVG | Refrigeration | 0 | 0
Existing | CZ07 | cPVVG | Generators | 0 | 0
Existing | CZ07 | cPVVG | Total End Uses | 335221.43 | 41395.48
Existing | CZ08 | cPVVG | Heating | 0 | 13125.89
Existing | CZ08 | cPVVG | Cooling | 59954.78 | 0
Existing | CZ08 | cPVVG | Interior Lighting | 152334.7 | 0
Existing | CZ08 | cPVVG | Exterior Lighting | 0 | 0
Existing | CZ08 | cPVVG | Interior Equipment | 83480.96 | 0
Existing | CZ08 | cPVVG | Exterior Equipment | 0 | 0
Existing | CZ08 | cPVVG | Fans | 53047.22 | 0
Existing | CZ08 | cPVVG | Pumps | 0 | 0
Existing | CZ08 | cPVVG | Heat Rejection | 0 | 0
Existing | CZ08 | cPVVG | Humidification | 0 | 0
Existing | CZ08 | cPVVG | Heat Recovery | 0 | 0
Existing | CZ08 | cPVVG | Water Systems | 0 | 32011.06
Existing | CZ08 | cPVVG | Refrigeration | 0 | 0
Existing | CZ08 | cPVVG | Generators | 0 | 0
Existing | CZ08 | cPVVG | Total End Uses | 348817.66 | 45136.95
Existing | CZ09 | cPVVG | Heating | 0 | 11071.32
Existing | CZ09 | cPVVG | Cooling | 70391.33 | 0
Existing | CZ09 | cPVVG | Interior Lighting | 152334.7 | 0
Existing | CZ09 | cPVVG | Exterior Lighting | 0 | 0
Existing | CZ09 | cPVVG | Interior Equipment | 83480.96 | 0
Existing | CZ09 | cPVVG | Exterior Equipment | 0 | 0
Existing | CZ09 | cPVVG | Fans | 58285.43 | 0
Existing | CZ09 | cPVVG | Pumps | 0 | 0
Existing | CZ09 | cPVVG | Heat Rejection | 0 | 0
Existing | CZ09 | cPVVG | Humidification | 0 | 0
Existing | CZ09 | cPVVG | Heat Recovery | 0 | 0
Existing | CZ09 | cPVVG | Water Systems | 0 | 31594.24
Existing | CZ09 | cPVVG | Refrigeration | 0 | 0
Existing | CZ09 | cPVVG | Generators | 0 | 0
Existing | CZ09 | cPVVG | Total End Uses | 364492.42 | 42665.56
Existing | CZ10 | cPVVG | Heating | 0 | 27484.21
Existing | CZ10 | cPVVG | Cooling | 88407.78 | 0
Existing | CZ10 | cPVVG | Interior Lighting | 152334.7 | 0
Existing | CZ10 | cPVVG | Exterior Lighting | 0 | 0
Existing | CZ10 | cPVVG | Interior Equipment | 83480.96 | 0
Existing | CZ10 | cPVVG | Exterior Equipment | 0 | 0
Existing | CZ10 | cPVVG | Fans | 62909.73 | 0
Existing | CZ10 | cPVVG | Pumps | 0 | 0
Existing | CZ10 | cPVVG | Heat Rejection | 0 | 0
Existing | CZ10 | cPVVG | Humidification | 0 | 0
Existing | CZ10 | cPVVG | Heat Recovery | 0 | 0
Existing | CZ10 | cPVVG | Water Systems | 0 | 31362.89
Existing | CZ10 | cPVVG | Refrigeration | 0 | 0
Existing | CZ10 | cPVVG | Generators | 0 | 0
Existing | CZ10 | cPVVG | Total End Uses | 387133.18 | 58847.1
Existing | CZ11 | cPVVG | Heating | 0 | 68622.5
Existing | CZ11 | cPVVG | Cooling | 90234.05 | 0
Existing | CZ11 | cPVVG | Interior Lighting | 152334.7 | 0
Existing | CZ11 | cPVVG | Exterior Lighting | 0 | 0
Existing | CZ11 | cPVVG | Interior Equipment | 83480.96 | 0
Existing | CZ11 | cPVVG | Exterior Equipment | 0 | 0
Existing | CZ11 | cPVVG | Fans | 62570.9 | 0
Existing | CZ11 | cPVVG | Pumps | 0 | 0
Existing | CZ11 | cPVVG | Heat Rejection | 0 | 0
Existing | CZ11 | cPVVG | Humidification | 0 | 0
Existing | CZ11 | cPVVG | Heat Recovery | 0 | 0
Existing | CZ11 | cPVVG | Water Systems | 0 | 32018.74
Existing | CZ11 | cPVVG | Refrigeration | 0 | 0
Existing | CZ11 | cPVVG | Generators | 0 | 0
Existing | CZ11 | cPVVG | Total End Uses | 388620.62 | 100641.24
Existing | CZ12 | cPVVG | Heating | 0 | 63411.49
Existing | CZ12 | cPVVG | Cooling | 73281.99 | 0
Existing | CZ12 | cPVVG | Interior Lighting | 152334.7 | 0
Existing | CZ12 | cPVVG | Exterior Lighting | 0 | 0
Existing | CZ12 | cPVVG | Interior Equipment | 83480.96 | 0
Existing | CZ12 | cPVVG | Exterior Equipment | 0 | 0
Existing | CZ12 | cPVVG | Fans | 55349.09 | 0
Existing | CZ12 | cPVVG | Pumps | 0 | 0
Existing | CZ12 | cPVVG | Heat Rejection | 0 | 0
Existing | CZ12 | cPVVG | Humidification | 0 | 0
Existing | CZ12 | cPVVG | Heat Recovery | 0 | 0
Existing | CZ12 | cPVVG | Water Systems | 0 | 32861.87
Existing | CZ12 | cPVVG | Refrigeration | 0 | 0
Existing | CZ12 | cPVVG | Generators | 0 | 0
Existing | CZ12 | cPVVG | Total End Uses | 364446.74 | 96273.36
Existing | CZ13 | cPVVG | Heating | 0 | 51160.97
Existing | CZ13 | cPVVG | Cooling | 101332.98 | 0
Existing | CZ13 | cPVVG | Interior Lighting | 152334.7 | 0
Existing | CZ13 | cPVVG | Exterior Lighting | 0 | 0
Existing | CZ13 | cPVVG | Interior Equipment | 83480.96 | 0
Existing | CZ13 | cPVVG | Exterior Equipment | 0 | 0
Existing | CZ13 | cPVVG | Fans | 63678.8 | 0
Existing | CZ13 | cPVVG | Pumps | 0 | 0
Existing | CZ13 | cPVVG | Heat Rejection | 0 | 0
Existing | CZ13 | cPVVG | Humidification | 0 | 0
Existing | CZ13 | cPVVG | Heat Recovery | 0 | 0
Existing | CZ13 | cPVVG | Water Systems | 0 | 31146.88
Existing | CZ13 | cPVVG | Refrigeration | 0 | 0
Existing | CZ13 | cPVVG | Generators | 0 | 0
Existing | CZ13 | cPVVG | Total End Uses | 400827.44 | 82307.85
Existing | CZ14 | cPVVG | Heating | 0 | 26628.15
Existing | CZ14 | cPVVG | Cooling | 124371.3 | 0
Existing | CZ14 | cPVVG | Interior Lighting | 152334.7 | 0
Existing | CZ14 | cPVVG | Exterior Lighting | 0 | 0
Existing | CZ14 | cPVVG | Interior Equipment | 83480.96 | 0
Existing | CZ14 | cPVVG | Exterior Equipment | 0 | 0
Existing | CZ14 | cPVVG | Fans | 71733.4 | 0
Existing | CZ14 | cPVVG | Pumps | 0 | 0
Existing | CZ14 | cPVVG | Heat Rejection | 0 | 0
Existing | CZ14 | cPVVG | Humidification | 0 | 0
Existing | CZ14 | cPVVG | Heat Recovery | 0 | 0
Existing | CZ14 | cPVVG | Water Systems | 0 | 29672.83
Existing | CZ14 | cPVVG | Refrigeration | 0 | 0
Existing | CZ14 | cPVVG | Generators | 0 | 0
Existing | CZ14 | cPVVG | Total End Uses | 431920.36 | 56300.98
Existing | CZ15 | cPVVG | Heating | 0 | 6569.54
Existing | CZ15 | cPVVG | Cooling | 175998.97 | 0
Existing | CZ15 | cPVVG | Interior Lighting | 152334.7 | 0
Existing | CZ15 | cPVVG | Exterior Lighting | 0 | 0
Existing | CZ15 | cPVVG | Interior Equipment | 83480.96 | 0
Existing | CZ15 | cPVVG | Exterior Equipment | 0 | 0
Existing | CZ15 | cPVVG | Fans | 78236.25 | 0
Existing | CZ15 | cPVVG | Pumps | 0 | 0
Existing | CZ15 | cPVVG | Heat Rejection | 0 | 0
Existing | CZ15 | cPVVG | Humidification | 0 | 0
Existing | CZ15 | cPVVG | Heat Recovery | 0 | 0
Existing | CZ15 | cPVVG | Water Systems | 0 | 26565.87
Existing | CZ15 | cPVVG | Refrigeration | 0 | 0
Existing | CZ15 | cPVVG | Generators | 0 | 0
Existing | CZ15 | cPVVG | Total End Uses | 490050.88 | 33135.41
Existing | CZ16 | cPVVG | Heating | 0 | 82555.98
Existing | CZ16 | cPVVG | Cooling | 77047.36 | 0
Existing | CZ16 | cPVVG | Interior Lighting | 152334.7 | 0
Existing | CZ16 | cPVVG | Exterior Lighting | 0 | 0
Existing | CZ16 | cPVVG | Interior Equipment | 83480.96 | 0
Existing | CZ16 | cPVVG | Exterior Equipment | 0 | 0
Existing | CZ16 | cPVVG | Fans | 62746.11 | 0
Existing | CZ16 | cPVVG | Pumps | 0 | 0
Existing | CZ16 | cPVVG | Heat Rejection | 0 | 0
Existing | CZ16 | cPVVG | Humidification | 0 | 0
Existing | CZ16 | cPVVG | Heat Recovery | 0 | 0
Existing | CZ16 | cPVVG | Water Systems | 0 | 34635.93
Existing | CZ16 | cPVVG | Refrigeration | 0 | 0
Existing | CZ16 | cPVVG | Generators | 0 | 0
Existing | CZ16 | cPVVG | Total End Uses | 375609.13 | 117191.91
New Construction | CZ01 | cPVVG | Heating | 0 | 122325.9
New Construction | CZ01 | cPVVG | Cooling | 550.99 | 0
New Construction | CZ01 | cPVVG | Interior Lighting | 79417.32 | 0
New Construction | CZ01 | cPVVG | Exterior Lighting | 0 | 0
New Construction | CZ01 | cPVVG | Interior Equipment | 83480.96 | 0
New Construction | CZ01 | cPVVG | Exterior Equipment | 0 | 0
New Construction | CZ01 | cPVVG | Fans | 18686.53 | 0
New Construction | CZ01 | cPVVG | Pumps | 0 | 0
New Construction | CZ01 | cPVVG | Heat Rejection | 0 | 0
New Construction | CZ01 | cPVVG | Humidification | 0 | 0
New Construction | CZ01 | cPVVG | Heat Recovery | 0 | 0
New Construction | CZ01 | cPVVG | Water Systems | 0 | 38095.39
New Construction | CZ01 | cPVVG | Refrigeration | 0 | 0
New Construction | CZ01 | cPVVG | Generators | 0 | 0
New Construction | CZ01 | cPVVG | Total End Uses | 182135.81 | 160421.29
New Construction | CZ02 | cPVVG | Heating | 0 | 108555.7
New Construction | CZ02 | cPVVG | Cooling | 24584.96 | 0
New Construction | CZ02 | cPVVG | Interior Lighting | 79417.32 | 0
New Construction | CZ02 | cPVVG | Exterior Lighting | 0 | 0
New Construction | CZ02 | cPVVG | Interior Equipment | 83480.96 | 0
New Construction | CZ02 | cPVVG | Exterior Equipment | 0 | 0
New Construction | CZ02 | cPVVG | Fans | 38295.17 | 0
New Construction | CZ02 | cPVVG | Pumps | 0 | 0
New Construction | CZ02 | cPVVG | Heat Rejection | 0 | 0
New Construction | CZ02 | cPVVG | Humidification | 0 | 0
New Construction | CZ02 | cPVVG | Heat Recovery | 0 | 0
New Construction | CZ02 | cPVVG | Water Systems | 0 | 35166.86
New Construction | CZ02 | cPVVG | Refrigeration | 0 | 0
New Construction | CZ02 | cPVVG | Generators | 0 | 0
New Construction | CZ02 | cPVVG | Total End Uses | 225778.41 | 143722.57
New Construction | CZ03 | cPVVG | Heating | 0 | 77648.89
New Construction | CZ03 | cPVVG | Cooling | 12718.55 | 0
New Construction | CZ03 | cPVVG | Interior Lighting | 79417.32 | 0
New Construction | CZ03 | cPVVG | Exterior Lighting | 0 | 0
New Construction | CZ03 | cPVVG | Interior Equipment | 83480.96 | 0
New Construction | CZ03 | cPVVG | Exterior Equipment | 0 | 0
New Construction | CZ03 | cPVVG | Fans | 32064.55 | 0
New Construction | CZ03 | cPVVG | Pumps | 0 | 0
New Construction | CZ03 | cPVVG | Heat Rejection | 0 | 0
New Construction | CZ03 | cPVVG | Humidification | 0 | 0
New Construction | CZ03 | cPVVG | Heat Recovery | 0 | 0
New Construction | CZ03 | cPVVG | Water Systems | 0 | 35037.47
New Construction | CZ03 | cPVVG | Refrigeration | 0 | 0
New Construction | CZ03 | cPVVG | Generators | 0 | 0
New Construction | CZ03 | cPVVG | Total End Uses | 207681.38 | 112686.36
New Construction | CZ04 | cPVVG | Heating | 0 | 66439.33
New Construction | CZ04 | cPVVG | Cooling | 31945.86 | 0
New Construction | CZ04 | cPVVG | Interior Lighting | 79417.32 | 0
New Construction | CZ04 | cPVVG | Exterior Lighting | 0 | 0
New Construction | CZ04 | cPVVG | Interior Equipment | 83480.96 | 0
New Construction | CZ04 | cPVVG | Exterior Equipment | 0 | 0
New Construction | CZ04 | cPVVG | Fans | 40518.39 | 0
New Construction | CZ04 | cPVVG | Pumps | 0 | 0
New Construction | CZ04 | cPVVG | Heat Rejection | 0 | 0
New Construction | CZ04 | cPVVG | Humidification | 0 | 0
New Construction | CZ04 | cPVVG | Heat Recovery | 0 | 0
New Construction | CZ04 | cPVVG | Water Systems | 0 | 33903.27
New Construction | CZ04 | cPVVG | Refrigeration | 0 | 0
New Construction | CZ04 | cPVVG | Generators | 0 | 0
New Construction | CZ04 | cPVVG | Total End Uses | 235362.54 | 100342.59
New Construction | CZ05 | cPVVG | Heating | 0 | 65972.44
New Construction | CZ05 | cPVVG | Cooling | 16468.57 | 0
New Construction | CZ05 | cPVVG | Interior Lighting | 79417.32 | 0
New Construction | CZ05 | cPVVG | Exterior Lighting | 0 | 0
New Construction | CZ05 | cPVVG | Interior Equipment | 83480.96 | 0
New Construction | CZ05 | cPVVG | Exterior Equipment | 0 | 0
New Construction | CZ05 | cPVVG | Fans | 32840.81 | 0
New Construction | CZ05 | cPVVG | Pumps | 0 | 0
New Construction | CZ05 | cPVVG | Heat Rejection | 0 | 0
New Construction | CZ05 | cPVVG | Humidification | 0 | 0
New Construction | CZ05 | cPVVG | Heat Recovery | 0 | 0
New Construction | CZ05 | cPVVG | Water Systems | 0 | 35039.23
New Construction | CZ05 | cPVVG | Refrigeration | 0 | 0
New Construction | CZ05 | cPVVG | Generators | 0 | 0
New Construction | CZ05 | cPVVG | Total End Uses | 212207.67 | 101011.67
New Construction | CZ06 | cPVVG | Heating | 0 | 21387.79
New Construction | CZ06 | cPVVG | Cooling | 32834.8 | 0
New Construction | CZ06 | cPVVG | Interior Lighting | 79417.32 | 0
New Construction | CZ06 | cPVVG | Exterior Lighting | 0 | 0
New Construction | CZ06 | cPVVG | Interior Equipment | 83480.96 | 0
New Construction | CZ06 | cPVVG | Exterior Equipment | 0 | 0
New Construction | CZ06 | cPVVG | Fans | 39511.9 | 0
New Construction | CZ06 | cPVVG | Pumps | 0 | 0
New Construction | CZ06 | cPVVG | Heat Rejection | 0 | 0
New Construction | CZ06 | cPVVG | Humidification | 0 | 0
New Construction | CZ06 | cPVVG | Heat Recovery | 0 | 0
New Construction | CZ06 | cPVVG | Water Systems | 0 | 32434.28
New Construction | CZ06 | cPVVG | Refrigeration | 0 | 0
New Construction | CZ06 | cPVVG | Generators | 0 | 0
New Construction | CZ06 | cPVVG | Total End Uses | 235244.98 | 53822.06
New Construction | CZ07 | cPVVG | Heating | 0 | 18592.65
New Construction | CZ07 | cPVVG | Cooling | 36818.35 | 0
New Construction | CZ07 | cPVVG | Interior Lighting | 79417.32 | 0
New Construction | CZ07 | cPVVG | Exterior Lighting | 0 | 0
New Construction | CZ07 | cPVVG | Interior Equipment | 83480.96 | 0
New Construction | CZ07 | cPVVG | Exterior Equipment | 0 | 0
New Construction | CZ07 | cPVVG | Fans | 39676.97 | 0
New Construction | CZ07 | cPVVG | Pumps | 0 | 0
New Construction | CZ07 | cPVVG | Heat Rejection | 0 | 0
New Construction | CZ07 | cPVVG | Humidification | 0 | 0
New Construction | CZ07 | cPVVG | Heat Recovery | 0 | 0
New Construction | CZ07 | cPVVG | Water Systems | 0 | 32047.45
New Construction | CZ07 | cPVVG | Refrigeration | 0 | 0
New Construction | CZ07 | cPVVG | Generators | 0 | 0
New Construction | CZ07 | cPVVG | Total End Uses | 239393.61 | 50640.1
New Construction | CZ08 | cPVVG | Heating | 0 | 25627.12
New Construction | CZ08 | cPVVG | Cooling | 46406.4 | 0
New Construction | CZ08 | cPVVG | Interior Lighting | 79417.32 | 0
New Construction | CZ08 | cPVVG | Exterior Lighting | 0 | 0
New Construction | CZ08 | cPVVG | Interior Equipment | 83480.96 | 0
New Construction | CZ08 | cPVVG | Exterior Equipment | 0 | 0
New Construction | CZ08 | cPVVG | Fans | 45157.96 | 0
New Construction | CZ08 | cPVVG | Pumps | 0 | 0
New Construction | CZ08 | cPVVG | Heat Rejection | 0 | 0
New Construction | CZ08 | cPVVG | Humidification | 0 | 0
New Construction | CZ08 | cPVVG | Heat Recovery | 0 | 0
New Construction | CZ08 | cPVVG | Water Systems | 0 | 32004.49
New Construction | CZ08 | cPVVG | Refrigeration | 0 | 0
New Construction | CZ08 | cPVVG | Generators | 0 | 0
New Construction | CZ08 | cPVVG | Total End Uses | 254462.64 | 57631.62
New Construction | CZ09 | cPVVG | Heating | 0 | 21288.26
New Construction | CZ09 | cPVVG | Cooling | 54405.11 | 0
New Construction | CZ09 | cPVVG | Interior Lighting | 79417.32 | 0
New Construction | CZ09 | cPVVG | Exterior Lighting | 0 | 0
New Construction | CZ09 | cPVVG | Interior Equipment | 83480.96 | 0
New Construction | CZ09 | cPVVG | Exterior Equipment | 0 | 0
New Construction | CZ09 | cPVVG | Fans | 48666.58 | 0
New Construction | CZ09 | cPVVG | Pumps | 0 | 0
New Construction | CZ09 | cPVVG | Heat Rejection | 0 | 0
New Construction | CZ09 | cPVVG | Humidification | 0 | 0
New Construction | CZ09 | cPVVG | Heat Recovery | 0 | 0
New Construction | CZ09 | cPVVG | Water Systems | 0 | 31584.41
New Construction | CZ09 | cPVVG | Refrigeration | 0 | 0
New Construction | CZ09 | cPVVG | Generators | 0 | 0
New Construction | CZ09 | cPVVG | Total End Uses | 265969.98 | 52872.67
New Construction | CZ10 | cPVVG | Heating | 0 | 39684.54
New Construction | CZ10 | cPVVG | Cooling | 73775.36 | 0
New Construction | CZ10 | cPVVG | Interior Lighting | 79417.32 | 0
New Construction | CZ10 | cPVVG | Exterior Lighting | 0 | 0
New Construction | CZ10 | cPVVG | Interior Equipment | 83480.96 | 0
New Construction | CZ10 | cPVVG | Exterior Equipment | 0 | 0
New Construction | CZ10 | cPVVG | Fans | 53143 | 0
New Construction | CZ10 | cPVVG | Pumps | 0 | 0
New Construction | CZ10 | cPVVG | Heat Rejection | 0 | 0
New Construction | CZ10 | cPVVG | Humidification | 0 | 0
New Construction | CZ10 | cPVVG | Heat Recovery | 0 | 0
New Construction | CZ10 | cPVVG | Water Systems | 0 | 31352.87
New Construction | CZ10 | cPVVG | Refrigeration | 0 | 0
New Construction | CZ10 | cPVVG | Generators | 0 | 0
New Construction | CZ10 | cPVVG | Total End Uses | 289816.64 | 71037.41
New Construction | CZ11 | cPVVG | Heating | 0 | 64507.38
New Construction | CZ11 | cPVVG | Cooling | 59273.59 | 0
New Construction | CZ11 | cPVVG | Interior Lighting | 79417.32 | 0
New Construction | CZ11 | cPVVG | Exterior Lighting | 0 | 0
New Construction | CZ11 | cPVVG | Interior Equipment | 83480.96 | 0
New Construction | CZ11 | cPVVG | Exterior Equipment | 0 | 0
New Construction | CZ11 | cPVVG | Fans | 36463.94 | 0
New Construction | CZ11 | cPVVG | Pumps | 0 | 0
New Construction | CZ11 | cPVVG | Heat Rejection | 0 | 0
New Construction | CZ11 | cPVVG | Humidification | 0 | 0
New Construction | CZ11 | cPVVG | Heat Recovery | 0 | 0
New Construction | CZ11 | cPVVG | Water Systems | 0 | 32012.28
New Construction | CZ11 | cPVVG | Refrigeration | 0 | 0
New Construction | CZ11 | cPVVG | Generators | 0 | 0
New Construction | CZ11 | cPVVG | Total End Uses | 258635.82 | 96519.66
New Construction | CZ12 | cPVVG | Heating | 0 | 65459.48
New Construction | CZ12 | cPVVG | Cooling | 48743.13 | 0
New Construction | CZ12 | cPVVG | Interior Lighting | 79417.32 | 0
New Construction | CZ12 | cPVVG | Exterior Lighting | 0 | 0
New Construction | CZ12 | cPVVG | Interior Equipment | 83480.96 | 0
New Construction | CZ12 | cPVVG | Exterior Equipment | 0 | 0
New Construction | CZ12 | cPVVG | Fans | 34237.9 | 0
New Construction | CZ12 | cPVVG | Pumps | 0 | 0
New Construction | CZ12 | cPVVG | Heat Rejection | 0 | 0
New Construction | CZ12 | cPVVG | Humidification | 0 | 0
New Construction | CZ12 | cPVVG | Heat Recovery | 0 | 0
New Construction | CZ12 | cPVVG | Water Systems | 0 | 32854.36
New Construction | CZ12 | cPVVG | Refrigeration | 0 | 0
New Construction | CZ12 | cPVVG | Generators | 0 | 0
New Construction | CZ12 | cPVVG | Total End Uses | 245879.31 | 98313.84
New Construction | CZ13 | cPVVG | Heating | 0 | 53454.19
New Construction | CZ13 | cPVVG | Cooling | 67621.71 | 0
New Construction | CZ13 | cPVVG | Interior Lighting | 79417.32 | 0
New Construction | CZ13 | cPVVG | Exterior Lighting | 0 | 0
New Construction | CZ13 | cPVVG | Interior Equipment | 83480.96 | 0
New Construction | CZ13 | cPVVG | Exterior Equipment | 0 | 0
New Construction | CZ13 | cPVVG | Fans | 38590.29 | 0
New Construction | CZ13 | cPVVG | Pumps | 0 | 0
New Construction | CZ13 | cPVVG | Heat Rejection | 0 | 0
New Construction | CZ13 | cPVVG | Humidification | 0 | 0
New Construction | CZ13 | cPVVG | Heat Recovery | 0 | 0
New Construction | CZ13 | cPVVG | Water Systems | 0 | 31139.98
New Construction | CZ13 | cPVVG | Refrigeration | 0 | 0
New Construction | CZ13 | cPVVG | Generators | 0 | 0
New Construction | CZ13 | cPVVG | Total End Uses | 269110.28 | 84594.17
New Construction | CZ14 | cPVVG | Heating | 0 | 30437.99
New Construction | CZ14 | cPVVG | Cooling | 85538.19 | 0
New Construction | CZ14 | cPVVG | Interior Lighting | 79417.32 | 0
New Construction | CZ14 | cPVVG | Exterior Lighting | 0 | 0
New Construction | CZ14 | cPVVG | Interior Equipment | 83480.96 | 0
New Construction | CZ14 | cPVVG | Exterior Equipment | 0 | 0
New Construction | CZ14 | cPVVG | Fans | 44247.81 | 0
New Construction | CZ14 | cPVVG | Pumps | 0 | 0
New Construction | CZ14 | cPVVG | Heat Rejection | 0 | 0
New Construction | CZ14 | cPVVG | Humidification | 0 | 0
New Construction | CZ14 | cPVVG | Heat Recovery | 0 | 0
New Construction | CZ14 | cPVVG | Water Systems | 0 | 29665.76
New Construction | CZ14 | cPVVG | Refrigeration | 0 | 0
New Construction | CZ14 | cPVVG | Generators | 0 | 0
New Construction | CZ14 | cPVVG | Total End Uses | 292684.29 | 60103.75
New Construction | CZ15 | cPVVG | Heating | 0 | 7502.16
New Construction | CZ15 | cPVVG | Cooling | 124327.49 | 0
New Construction | CZ15 | cPVVG | Interior Lighting | 79417.32 | 0
New Construction | CZ15 | cPVVG | Exterior Lighting | 0 | 0
New Construction | CZ15 | cPVVG | Interior Equipment | 83480.96 | 0
New Construction | CZ15 | cPVVG | Exterior Equipment | 0 | 0
New Construction | CZ15 | cPVVG | Fans | 48725.32 | 0
New Construction | CZ15 | cPVVG | Pumps | 0 | 0
New Construction | CZ15 | cPVVG | Heat Rejection | 0 | 0
New Construction | CZ15 | cPVVG | Humidification | 0 | 0
New Construction | CZ15 | cPVVG | Heat Recovery | 0 | 0
New Construction | CZ15 | cPVVG | Water Systems | 0 | 26558.57
New Construction | CZ15 | cPVVG | Refrigeration | 0 | 0
New Construction | CZ15 | cPVVG | Generators | 0 | 0
New Construction | CZ15 | cPVVG | Total End Uses | 335951.1 | 34060.72
New Construction | CZ16 | cPVVG | Heating | 0 | 85323.11
New Construction | CZ16 | cPVVG | Cooling | 52347.79 | 0
New Construction | CZ16 | cPVVG | Interior Lighting | 79417.32 | 0
New Construction | CZ16 | cPVVG | Exterior Lighting | 0 | 0
New Construction | CZ16 | cPVVG | Interior Equipment | 83480.96 | 0
New Construction | CZ16 | cPVVG | Exterior Equipment | 0 | 0
New Construction | CZ16 | cPVVG | Fans | 39066.57 | 0
New Construction | CZ16 | cPVVG | Pumps | 0 | 0
New Construction | CZ16 | cPVVG | Heat Rejection | 0 | 0
New Construction | CZ16 | cPVVG | Humidification | 0 | 0
New Construction | CZ16 | cPVVG | Heat Recovery | 0 | 0
New Construction | CZ16 | cPVVG | Water Systems | 0 | 34627.31
New Construction | CZ16 | cPVVG | Refrigeration | 0 | 0
New Construction | CZ16 | cPVVG | Generators | 0 | 0
New Construction | CZ16 | cPVVG | Total End Uses | 254312.64 | 119950.41

## PV
PV - Retail - Small (NA)

## EV Charger
EV Charger - Retail - Small (NA)

## Raw_building (hidden)
Building Type | Building Category | Roof Type | Window Wall Ratio (%)
Retail - Small | Nonresidential | Flat Roof | 12.5

## Raw_windowdimensionsillheight (hidden)
Window Name | Width [ft] | Height [ft] | Sill Height [ft]
EL1 EAST WIN (G.S1.E2.W1) | 38.55 | 5.22 | 3
EL1 SOUTH WIN (G.S1.E1.W1) | 77.1 | 5.22 | 3

## Raw_shadinggeometry (hidden)
Shading Name | Width [ft] | Length [ft]
No Shading

## Raw_zonesummary (hidden)
Vintage | Space | Zone Name | Conditioned | Area (Excluding Plenums and CrawlSpace) (ft2) | Area (Including Plenums and CrawlSpace) (ft2) | Width (ft) | Length (ft) | Volume (ft3) | Multipliers | People (Persons/1000 ft2) | Lighting (Btu/h-ft2) | Plug Loads (Btu/h-ft2) | Outdoor Air Flow per Person (cfm/person) | Outdoor Air Flow per Zone Floor Area (cfm/ft2) | Zone Type | HVAC System Identifier | Schedule Identifier | Height (ft)
Existing | EL1 NORTH PERIM PLNM (G.N4) ZN THERMAL ZONE | EL1 NORTH PERIM PLNM (G.N4) ZN THERMAL ZONE | No | 0 | 1600.25 | 71.56 | 22.38 | 3200.66 | 1 | 0 | 0 | 0 | - | - | Plenum | - | Plenum | 2.0001
Existing | EL1 SOUTH PERIM PLNM (G.S3) ZN THERMAL ZONE | EL1 SOUTH PERIM PLNM (G.S3) ZN THERMAL ZONE | No | 0 | 6401.85 | 80.02 | 80.02 | 12804.32 | 1 | 0 | 0 | 0 | - | - | Plenum | - | Plenum | 2.0001
Existing | RETAILSALES EL1 SOUTH PERIM (G.S1) | RETAILSALES EL1 SOUTH PERIM (G.S1) | Yes | 6401.85 | 6401.85 | 80.02 | 80.02 | 64021.61 | 1 | 8.33 | 6.3639 | 3.4117 | 0.0 | 0.25 | Retail_sales | Main | Retail | 10.0005
Existing | STOCKROOM EL1 NORTH PERIM (G.N2) | STOCKROOM EL1 NORTH PERIM (G.N2) | Yes | 1600.25 | 1600.25 | 71.56 | 22.38 | 16003.31 | 1 | 1 | 2.0297 | 0.6823 | 0.0 | 0.15 | Storage_warehouse | Main | Retail | 10.0005
New Construction | EL1 NORTH PERIM PLNM (G.N4) ZN THERMAL ZONE | EL1 NORTH PERIM PLNM (G.N4) ZN THERMAL ZONE | No | 0 | 1600.25 | 71.56 | 22.38 | 3200.66 | 1 | 0 | 0 | 0 | - | - | Plenum | - | Plenum | 2.0001
New Construction | EL1 SOUTH PERIM PLNM (G.S3) ZN THERMAL ZONE | EL1 SOUTH PERIM PLNM (G.S3) ZN THERMAL ZONE | No | 0 | 6401.85 | 80.02 | 80.02 | 12804.32 | 1 | 0 | 0 | 0 | - | - | Plenum | - | Plenum | 2.0001
New Construction | RETAILSALES EL1 SOUTH PERIM (G.S1) | RETAILSALES EL1 SOUTH PERIM (G.S1) | Yes | 6401.85 | 6401.85 | 80.02 | 80.02 | 64021.61 | 1 | 8.33 | 3.2411 | 3.4117 | 0.0 | 0.25 | Retail_sales | Main | Retail | 10.0005
New Construction | STOCKROOM EL1 NORTH PERIM (G.N2) | STOCKROOM EL1 NORTH PERIM (G.N2) | Yes | 1600.25 | 1600.25 | 71.56 | 22.38 | 16003.31 | 1 | 1 | 1.3647 | 0.6823 | 0.0 | 0.15 | Storage_warehouse | Main | Retail | 10.0005