## Raw_building
Building Type | Building Category | Roof Type | Window Wall Ratio (%)
Lodging - Motel | Nonresidential | Flat Roof | 40

## Raw_windowdimensionsillheight
Window Name | Width [ft] | Height [ft] | Sill Height [ft]
EL1 EAST WIN (G.C5.E7.W1) | 5.25 | 4.17 | 3.09
EL1 WEST WIN (G.C5.E8.W1) | 5.25 | 4.13 | 3.1
EL1 SOUTH WIN (G.S9.E14.W1) | 6 | 4.17 | 3.09
EL1 SOUTH WIN (G.S9.E14.W10) | 6 | 4.17 | 3.09
EL1 SOUTH WIN (G.S9.E14.W11) | 6 | 4.17 | 3.09
EL1 SOUTH WIN (G.S9.E14.W12) | 6 | 4.17 | 3.09
EL1 SOUTH WIN (G.S9.E14.W13) | 6 | 4.17 | 3.09
EL1 SOUTH WIN (G.S9.E14.W14) | 6 | 4.17 | 3.09
EL1 SOUTH WIN (G.S9.E14.W15) | 6 | 4.17 | 3.09
EL1 SOUTH WIN (G.S9.E14.W16) | 6 | 4.17 | 3.09
EL1 SOUTH WIN (G.S9.E14.W17) | 4.99 | 4.17 | 3.09
EL1 SOUTH WIN (G.S9.E14.W2) | 6 | 4.17 | 3.09
EL1 SOUTH WIN (G.S9.E14.W3) | 6 | 4.17 | 3.09
EL1 SOUTH WIN (G.S9.E14.W4) | 6 | 4.17 | 3.09
EL1 SOUTH WIN (G.S9.E14.W5) | 6 | 4.17 | 3.09
EL1 SOUTH WIN (G.S9.E14.W6) | 6 | 4.17 | 3.09
EL1 SOUTH WIN (G.S9.E14.W7) | 6 | 4.17 | 3.09
EL1 SOUTH WIN (G.S9.E14.W8) | 6 | 4.17 | 3.09
EL1 SOUTH WIN (G.S9.E14.W9) | 6 | 4.17 | 3.09
EL2 EAST WIN (G.C5.E12.W1) | 5.25 | 4.17 | 3.09
EL2 WEST WIN (G.C5.E13.W1) | 5.25 | 4.13 | 3.1
EL2 EAST WIN (G.NNE4.E10.W1) | 6 | 4.17 | 3.09
EL2 EAST WIN (G.NNE4.E10.W2) | 6 | 4.17 | 3.09
EL2 EAST WIN (G.NNE4.E10.W3) | 6 | 4.17 | 3.09
EL2 EAST WIN (G.NNE4.E10.W4) | 2.82 | 4.17 | 3.09
EL2 NORTH WIN (G.NNE4.E9.W1) | 6 | 4.17 | 3.09
EL2 NORTH WIN (G.NNE4.E9.W10) | 6 | 4.17 | 3.09
EL2 NORTH WIN (G.NNE4.E9.W2) | 6 | 4.17 | 3.09
EL2 NORTH WIN (G.NNE4.E9.W3) | 6 | 4.17 | 3.09
EL2 NORTH WIN (G.NNE4.E9.W4) | 6 | 4.17 | 3.09
EL2 NORTH WIN (G.NNE4.E9.W5) | 6 | 4.17 | 3.09
EL2 NORTH WIN (G.NNE4.E9.W6) | 6 | 4.17 | 3.09
EL2 NORTH WIN (G.NNE4.E9.W7) | 6 | 4.17 | 3.09
EL2 NORTH WIN (G.NNE4.E9.W8) | 6 | 4.17 | 3.09
EL2 NORTH WIN (G.NNE4.E9.W9) | 6 | 4.17 | 3.09
EL2 NORTH WIN (G.N1.E1.W1) | 6 | 4.17 | 3.09
EL2 NORTH WIN (G.N1.E1.W10) | 6 | 4.17 | 3.09
EL2 NORTH WIN (G.N1.E1.W2) | 6 | 4.17 | 3.09
EL2 NORTH WIN (G.N1.E1.W3) | 6 | 4.17 | 3.09
EL2 NORTH WIN (G.N1.E1.W4) | 6 | 4.17 | 3.09
EL2 NORTH WIN (G.N1.E1.W5) | 6 | 4.17 | 3.09
EL2 NORTH WIN (G.N1.E1.W6) | 6 | 4.17 | 3.09
EL2 NORTH WIN (G.N1.E1.W7) | 6 | 4.17 | 3.09
EL2 NORTH WIN (G.N1.E1.W8) | 6 | 4.17 | 3.09
EL2 NORTH WIN (G.N1.E1.W9) | 6 | 4.17 | 3.09
EL2 NORTH WIN (G.N3.E7.W1) | 6 | 4.17 | 3.09
EL2 NORTH WIN (G.N3.E7.W10) | 6 | 4.17 | 3.09
EL2 NORTH WIN (G.N3.E7.W11) | 6 | 4.17 | 3.09
EL2 NORTH WIN (G.N3.E7.W12) | 6 | 4.17 | 3.09
EL2 NORTH WIN (G.N3.E7.W13) | 6 | 4.17 | 3.09
EL2 NORTH WIN (G.N3.E7.W14) | 6 | 4.17 | 3.09
EL2 NORTH WIN (G.N3.E7.W15) | 6 | 4.17 | 3.09
EL2 NORTH WIN (G.N3.E7.W16) | 6 | 4.17 | 3.09
EL2 NORTH WIN (G.N3.E7.W17) | 6 | 4.17 | 3.09
EL2 NORTH WIN (G.N3.E7.W18) | 6 | 4.17 | 3.09
EL2 NORTH WIN (G.N3.E7.W19) | 6 | 4.17 | 3.09
EL2 NORTH WIN (G.N3.E7.W2) | 6 | 4.17 | 3.09
EL2 NORTH WIN (G.N3.E7.W20) | 6 | 4.17 | 3.09
EL2 NORTH WIN (G.N3.E7.W3) | 6 | 4.17 | 3.09
EL2 NORTH WIN (G.N3.E7.W4) | 6 | 4.17 | 3.09
EL2 NORTH WIN (G.N3.E7.W5) | 6 | 4.17 | 3.09
EL2 NORTH WIN (G.N3.E7.W6) | 6 | 4.17 | 3.09
EL2 NORTH WIN (G.N3.E7.W7) | 6 | 4.17 | 3.09
EL2 NORTH WIN (G.N3.E7.W8) | 6 | 4.17 | 3.09
EL2 NORTH WIN (G.N3.E7.W9) | 6 | 4.17 | 3.09
EL2 WEST WIN (G.N3.E6.W1) | 6 | 4.13 | 3.1
EL2 WEST WIN (G.N3.E6.W2) | 6 | 4.13 | 3.1
EL2 WEST WIN (G.N3.E6.W3) | 6 | 4.13 | 3.1
EL2 WEST WIN (G.N3.E6.W4) | 2.82 | 4.13 | 3.1
EL2 SOUTH WIN (G.SSW2.E3.W1) | 6 | 4.17 | 3.09
EL2 SOUTH WIN (G.SSW2.E3.W10) | 6 | 4.17 | 3.09
EL2 SOUTH WIN (G.SSW2.E3.W2) | 6 | 4.17 | 3.09
EL2 SOUTH WIN (G.SSW2.E3.W3) | 6 | 4.17 | 3.09
EL2 SOUTH WIN (G.SSW2.E3.W4) | 6 | 4.17 | 3.09
EL2 SOUTH WIN (G.SSW2.E3.W5) | 6 | 4.17 | 3.09
EL2 SOUTH WIN (G.SSW2.E3.W6) | 6 | 4.17 | 3.09
EL2 SOUTH WIN (G.SSW2.E3.W7) | 6 | 4.17 | 3.09
EL2 SOUTH WIN (G.SSW2.E3.W8) | 6 | 4.17 | 3.09
EL2 SOUTH WIN (G.SSW2.E3.W9) | 6 | 4.17 | 3.09
EL2 WEST WIN (G.SSW2.E4.W1) | 6 | 4.13 | 3.1
EL2 WEST WIN (G.SSW2.E4.W2) | 6 | 4.13 | 3.1
EL2 WEST WIN (G.SSW2.E4.W3) | 6 | 4.13 | 3.1
EL2 WEST WIN (G.SSW2.E4.W4) | 2.82 | 4.13 | 3.1
EL2 EAST WIN (G.S6.E15.W1) | 6 | 4.17 | 3.09
EL2 EAST WIN (G.S6.E15.W2) | 6 | 4.17 | 3.09
EL2 EAST WIN (G.S6.E15.W3) | 6 | 4.17 | 3.09
EL2 EAST WIN (G.S6.E15.W4) | 2.82 | 4.17 | 3.09
EL2 SOUTH WIN (G.S6.E16.W1) | 6 | 4.17 | 3.09
EL2 SOUTH WIN (G.S6.E16.W10) | 6 | 4.17 | 3.09
EL2 SOUTH WIN (G.S6.E16.W11) | 6 | 4.17 | 3.09
EL2 SOUTH WIN (G.S6.E16.W12) | 6 | 4.17 | 3.09
EL2 SOUTH WIN (G.S6.E16.W13) | 6 | 4.17 | 3.09
EL2 SOUTH WIN (G.S6.E16.W14) | 6 | 4.17 | 3.09
EL2 SOUTH WIN (G.S6.E16.W15) | 6 | 4.17 | 3.09
EL2 SOUTH WIN (G.S6.E16.W16) | 6 | 4.17 | 3.09
EL2 SOUTH WIN (G.S6.E16.W17) | 6 | 4.17 | 3.09
EL2 SOUTH WIN (G.S6.E16.W18) | 6 | 4.17 | 3.09
EL2 SOUTH WIN (G.S6.E16.W19) | 6 | 4.17 | 3.09
EL2 SOUTH WIN (G.S6.E16.W2) | 6 | 4.17 | 3.09
EL2 SOUTH WIN (G.S6.E16.W20) | 6 | 4.17 | 3.09
EL2 SOUTH WIN (G.S6.E16.W3) | 6 | 4.17 | 3.09
EL2 SOUTH WIN (G.S6.E16.W4) | 6 | 4.17 | 3.09
EL2 SOUTH WIN (G.S6.E16.W5) | 6 | 4.17 | 3.09
EL2 SOUTH WIN (G.S6.E16.W6) | 6 | 4.17 | 3.09
EL2 SOUTH WIN (G.S6.E16.W7) | 6 | 4.17 | 3.09
EL2 SOUTH WIN (G.S6.E16.W8) | 6 | 4.17 | 3.09
EL2 SOUTH WIN (G.S6.E16.W9) | 6 | 4.17 | 3.09
EL2 SOUTH WIN (G.S7.E18.W1) | 6 | 4.17 | 3.09
EL2 SOUTH WIN (G.S7.E18.W10) | 6 | 4.17 | 3.09
EL2 SOUTH WIN (G.S7.E18.W2) | 6 | 4.17 | 3.09
EL2 SOUTH WIN (G.S7.E18.W3) | 6 | 4.17 | 3.09
EL2 SOUTH WIN (G.S7.E18.W4) | 6 | 4.17 | 3.09
EL2 SOUTH WIN (G.S7.E18.W5) | 6 | 4.17 | 3.09
EL2 SOUTH WIN (G.S7.E18.W6) | 6 | 4.17 | 3.09
EL2 SOUTH WIN (G.S7.E18.W7) | 6 | 4.17 | 3.09
EL2 SOUTH WIN (G.S7.E18.W8) | 6 | 4.17 | 3.09
EL2 SOUTH WIN (G.S7.E18.W9) | 6 | 4.17 | 3.09
EL1 EAST WIN (G.NNE1.E2.W1) | 6 | 4.17 | 3.09
EL1 EAST WIN (G.NNE1.E2.W2) | 6 | 4.17 | 3.09
EL1 EAST WIN (G.NNE1.E2.W3) | 6 | 4.17 | 3.09
EL1 EAST WIN (G.NNE1.E2.W4) | 2.82 | 4.17 | 3.09
EL1 NORTH WIN (G.NNE1.E1.W1) | 6 | 4.17 | 3.09
EL1 NORTH WIN (G.NNE1.E1.W2) | 6 | 4.17 | 3.09
EL1 NORTH WIN (G.NNE1.E1.W3) | 6 | 4.17 | 3.09
EL1 NORTH WIN (G.NNE1.E1.W4) | 6 | 4.17 | 3.09
EL1 NORTH WIN (G.NNE1.E1.W5) | 6 | 4.17 | 3.09
EL1 NORTH WIN (G.NNE1.E1.W6) | 6 | 4.17 | 3.09
EL1 NORTH WIN (G.NNE1.E1.W7) | 6 | 4.17 | 3.09
EL1 NORTH WIN (G.NNE1.E1.W8) | 6 | 4.17 | 3.09
EL1 NORTH WIN (G.NNE1.E1.W9) | 3.12 | 4.17 | 3.09
EL1 NORTH WIN (G.N3.E5.W1) | 6 | 4.17 | 3.09
EL1 NORTH WIN (G.N3.E5.W10) | 6 | 4.17 | 3.09
EL1 NORTH WIN (G.N3.E5.W11) | 6 | 4.17 | 3.09
EL1 NORTH WIN (G.N3.E5.W12) | 6 | 4.17 | 3.09
EL1 NORTH WIN (G.N3.E5.W13) | 6 | 4.17 | 3.09
EL1 NORTH WIN (G.N3.E5.W14) | 6 | 4.17 | 3.09
EL1 NORTH WIN (G.N3.E5.W15) | 6 | 4.17 | 3.09
EL1 NORTH WIN (G.N3.E5.W16) | 6 | 4.17 | 3.09
EL1 NORTH WIN (G.N3.E5.W17) | 6 | 4.17 | 3.09
EL1 NORTH WIN (G.N3.E5.W18) | 6 | 4.17 | 3.09
EL1 NORTH WIN (G.N3.E5.W19) | 6 | 4.17 | 3.09
EL1 NORTH WIN (G.N3.E5.W2) | 6 | 4.17 | 3.09
EL1 NORTH WIN (G.N3.E5.W20) | 6 | 4.17 | 3.09
EL1 NORTH WIN (G.N3.E5.W21) | 6 | 4.17 | 3.09
EL1 NORTH WIN (G.N3.E5.W3) | 6 | 4.17 | 3.09
EL1 NORTH WIN (G.N3.E5.W4) | 6 | 4.17 | 3.09
EL1 NORTH WIN (G.N3.E5.W5) | 6 | 4.17 | 3.09
EL1 NORTH WIN (G.N3.E5.W6) | 6 | 4.17 | 3.09
EL1 NORTH WIN (G.N3.E5.W7) | 6 | 4.17 | 3.09
EL1 NORTH WIN (G.N3.E5.W8) | 6 | 4.17 | 3.09
EL1 NORTH WIN (G.N3.E5.W9) | 6 | 4.17 | 3.09
EL1 WEST WIN (G.N3.E4.W1) | 6 | 4.13 | 3.1
EL1 WEST WIN (G.N3.E4.W2) | 6 | 4.13 | 3.1
EL1 WEST WIN (G.N3.E4.W3) | 6 | 4.13 | 3.1
EL1 WEST WIN (G.N3.E4.W4) | 2.82 | 4.13 | 3.1
EL1 NORTH WIN (G.N4.E6.W1) | 6 | 4.17 | 3.09
EL1 NORTH WIN (G.N4.E6.W10) | 6 | 4.17 | 3.09
EL1 NORTH WIN (G.N4.E6.W11) | 3.41 | 4.17 | 3.09
EL1 NORTH WIN (G.N4.E6.W2) | 6 | 4.17 | 3.09
EL1 NORTH WIN (G.N4.E6.W3) | 6 | 4.17 | 3.09
EL1 NORTH WIN (G.N4.E6.W4) | 6 | 4.17 | 3.09
EL1 NORTH WIN (G.N4.E6.W5) | 6 | 4.17 | 3.09
EL1 NORTH WIN (G.N4.E6.W6) | 6 | 4.17 | 3.09
EL1 NORTH WIN (G.N4.E6.W7) | 6 | 4.17 | 3.09
EL1 NORTH WIN (G.N4.E6.W8) | 6 | 4.17 | 3.09
EL1 NORTH WIN (G.N4.E6.W9) | 6 | 4.17 | 3.09
EL1 SOUTH WIN (G.SSW8.E12.W1) | 6 | 4.17 | 3.09
EL1 SOUTH WIN (G.SSW8.E12.W2) | 6 | 4.17 | 3.09
EL1 SOUTH WIN (G.SSW8.E12.W3) | 6 | 4.17 | 3.09
EL1 SOUTH WIN (G.SSW8.E12.W4) | 6 | 4.17 | 3.09
EL1 SOUTH WIN (G.SSW8.E12.W5) | 6 | 4.17 | 3.09
EL1 SOUTH WIN (G.SSW8.E12.W6) | 6 | 4.17 | 3.09
EL1 SOUTH WIN (G.SSW8.E12.W7) | 6 | 4.17 | 3.09
EL1 SOUTH WIN (G.SSW8.E12.W8) | 6 | 4.17 | 3.09
EL1 SOUTH WIN (G.SSW8.E12.W9) | 2.62 | 4.17 | 3.09
EL1 WEST WIN (G.SSW8.E13.W1) | 6 | 4.13 | 3.1
EL1 WEST WIN (G.SSW8.E13.W2) | 6 | 4.13 | 3.1
EL1 WEST WIN (G.SSW8.E13.W3) | 6 | 4.13 | 3.1
EL1 WEST WIN (G.SSW8.E13.W4) | 2.82 | 4.13 | 3.1
EL1 SOUTH WIN (G.S2.E3.W1) | 6 | 4.17 | 3.09
EL1 SOUTH WIN (G.S2.E3.W2) | 6 | 4.17 | 3.09
EL1 SOUTH WIN (G.S2.E3.W3) | 6 | 4.17 | 3.09
EL1 SOUTH WIN (G.S2.E3.W4) | 6 | 4.17 | 3.09
EL1 SOUTH WIN (G.S2.E3.W5) | 6 | 4.17 | 3.09
EL1 SOUTH WIN (G.S2.E3.W6) | 6 | 4.17 | 3.09
EL1 SOUTH WIN (G.S2.E3.W7) | 6 | 4.17 | 3.09
EL1 SOUTH WIN (G.S2.E3.W8) | 6 | 4.17 | 3.09
EL1 SOUTH WIN (G.S2.E3.W9) | 2.4 | 4.17 | 3.09
EL1 SOUTH WIN (G.S7.E11.W1) | 6 | 4.17 | 3.09
EL1 SOUTH WIN (G.S7.E11.W2) | 6 | 4.17 | 3.09
EL1 SOUTH WIN (G.S7.E11.W3) | 5.35 | 4.17 | 3.09
EL1 EAST WIN (G.SE6.E9.W1) | 6 | 4.17 | 3.09
EL1 EAST WIN (G.SE6.E9.W2) | 6 | 4.17 | 3.09
EL1 EAST WIN (G.SE6.E9.W3) | 6 | 4.17 | 3.09
EL1 EAST WIN (G.SE6.E9.W4) | 2.82 | 4.17 | 3.09
EL1 SOUTH WIN (G.SE6.E10.W1) | 6 | 4.17 | 3.09
EL1 SOUTH WIN (G.SE6.E10.W2) | 6 | 4.17 | 3.09
EL1 SOUTH WIN (G.SE6.E10.W3) | 6 | 4.17 | 3.09
EL1 SOUTH WIN (G.SE6.E10.W4) | 3.71 | 4.17 | 3.09

## Raw_shadinggeometry
Shading Name | Width [ft] | Length [ft]
No Shading

## Raw_runbeginday
Begin Month | Begin Day of Month | Day of Week for Start Day
1 | 1 | Sunday

## Raw_specialdays
Name | Start Day | Duration | Special Day Type
New Years Day | January 1 | 1 | Holiday
Veterans Day | November 11 | 1 | Holiday
Christmas | December 25 | 1 | Holiday
Independence Day | July 4 | 1 | Holiday
MLK Day | 3rd Monday in January | 1 | Holiday
Presidents Day | 3rd Monday in February | 1 | Holiday
Memorial Day | Last Monday in May | 1 | Holiday
Labor Day | 1st Monday in September | 1 | Holiday
Columbus Day | 2nd Monday in October | 1 | Holiday
Thanksgiving | 4th Thursday in November | 1 | Holiday

## Raw_zonesummary
Vintage | Space | Zone Name | Conditioned | Area (Excluding Plenums and CrawlSpace) (ft2) | Area (Including Plenums and CrawlSpace) (ft2) | Width (ft) | Length (ft) | Volume (ft3) | Multipliers | People (Persons/1000 ft2) | Lighting (Btu/h-ft2) | Plug Loads (Btu/h-ft2) | Outdoor Air Flow per Person (cfm/person) | Outdoor Air Flow per Zone Floor Area (cfm/ft2) | Zone Type | HVAC System Identifier | Schedule Identifier | Height (ft)
Existing | CORRIDOR EL1 CORE PERIM SPC (G.C5) | CORRIDOR EL1 CORE PERIM SPC (G.C5) | Yes | 1677.17 | 1677.17 | 277.66 | 6.04 | 15095.26 | 1 | 5 | 2.1238 | 0 | 0 | 0.15 | Corridor | Main | Office | 9.0004
Existing | CORRIDOR EL1 SOUTH PERIM SPC (G.S9) | CORRIDOR EL1 SOUTH PERIM SPC (G.S9) | Yes | 2789.87 | 2789.87 | 116.34 | 23.98 | 25110.02 | 1 | 5 | 2.1238 | 0 | 0 | 0.15 | Corridor | Main | Office | 9.0004
Existing | CORRIDOR EL2 CORE SPC (G.C5) | CORRIDOR EL2 CORE SPC (G.C5) | Yes | 1677.17 | 1677.17 | 277.66 | 6.04 | 15095.26 | 1 | 5 | 2.1238 | 0 | 0 | 0.15 | Corridor | Main | Office | 9.0004
Existing | CORRIDOR EL2 NNE PERIM SPC (G.NNE4) | CORRIDOR EL2 NNE PERIM SPC (G.NNE4) | Yes | 1664.61 | 1664.61 | 69.42 | 23.98 | 14982.26 | 1 | 5 | 2.1238 | 0 | 0 | 0.15 | Corridor | Main | Office | 9.0005
Existing | CORRIDOR EL2 NORTH PERIM SPC (G.N1) | CORRIDOR EL2 NORTH PERIM SPC (G.N1) | Yes | 1664.85 | 1664.85 | 69.42 | 23.98 | 14984.42 | 1 | 5 | 2.1238 | 0 | 0 | 0.15 | Corridor | Main | Office | 9.0005
Existing | CORRIDOR EL2 NORTH PERIM SPC (G.N3) | CORRIDOR EL2 NORTH PERIM SPC (G.N3) | Yes | 3329.23 | 3329.23 | 138.81 | 23.98 | 29964.52 | 1 | 5 | 2.1238 | 0 | 0 | 0.15 | Corridor | Main | Office | 9.0004
Existing | CORRIDOR EL2 SSW PERIM SPC (G.SSW2) | CORRIDOR EL2 SSW PERIM SPC (G.SSW2) | Yes | 1664.62 | 1664.62 | 69.42 | 23.98 | 14982.27 | 1 | 5 | 2.1238 | 0 | 0 | 0.15 | Corridor | Main | Office | 9.0004
Existing | CORRIDOR EL2 SOUTH PERIM SPC (G.S6) | CORRIDOR EL2 SOUTH PERIM SPC (G.S6) | Yes | 3329.47 | 3329.47 | 138.85 | 23.98 | 29966.68 | 1 | 5 | 2.1238 | 0 | 0 | 0.15 | Corridor | Main | Office | 9.0004
Existing | CORRIDOR EL2 SOUTH PERIM SPC (G.S7) | CORRIDOR EL2 SOUTH PERIM SPC (G.S7) | Yes | 1664.61 | 1664.61 | 69.42 | 23.98 | 14982.25 | 1 | 5 | 2.1238 | 0 | 0 | 0.15 | Corridor | Main | Office | 9.0005
Existing | GUESTRM EL1 NNE PERIM SPC (G.NNE1) | GUESTRM EL1 NNE PERIM SPC (G.NNE1) | Yes | 1411.6 | 1411.6 | 58.86 | 23.98 | 12705.03 | 1 | 2.5 | 2.3472 | 1.7058 | 0 | 0.15 | Guestroom | Alternative | ResidentialLiving | 9.0004
Existing | GUESTRM EL1 NORTH PERIM SPC (G.N3) | GUESTRM EL1 NORTH PERIM SPC (G.N3) | Yes | 3495.91 | 3495.91 | 145.77 | 23.98 | 31464.69 | 1 | 2.5 | 2.3472 | 1.7058 | 0 | 0.15 | Guestroom | Alternative | ResidentialLiving | 9.0004
Existing | GUESTRM EL1 NORTH PERIM SPC (G.N4) | GUESTRM EL1 NORTH PERIM SPC (G.N4) | Yes | 1751.19 | 1751.19 | 73.03 | 23.98 | 15761.48 | 1 | 2.5 | 2.3472 | 1.7058 | 0 | 0.15 | Guestroom | Alternative | ResidentialLiving | 9.0004
Existing | GUESTRM EL1 SSW PERIM SPC (G.SSW8) | GUESTRM EL1 SSW PERIM SPC (G.SSW8) | Yes | 1398.41 | 1398.41 | 58.3 | 23.98 | 12586.31 | 1 | 2.5 | 2.3472 | 1.7058 | 0 | 0.15 | Guestroom | Alternative | ResidentialLiving | 9.0004
Existing | GUESTRM EL1 SOUTH PERIM SPC (G.S2) | GUESTRM EL1 SOUTH PERIM SPC (G.S2) | Yes | 1391.7 | 1391.7 | 58.04 | 23.98 | 12525.88 | 1 | 2.5 | 2.3472 | 1.7058 | 0 | 0.15 | Guestroom | Alternative | ResidentialLiving | 9.0004
Existing | LAUNDRY EL1 SOUTH PERIM SPC (G.S7) | LAUNDRY EL1 SOUTH PERIM SPC (G.S7) | Yes | 479.41 | 479.41 | 19.98 | 23.98 | 4314.87 | 1 | 5 | 3.003 | 10.9856 | 0 | 0.15 | Laundry | Main | Office | 9.0004
Existing | OFFICE EL1 SE PERIM SPC (G.SE6) | OFFICE EL1 SE PERIM SPC (G.SE6) | Yes | 599.32 | 599.32 | 25 | 23.98 | 5394.13 | 1 | 5 | 4.2664 | 5.1175 | 0 | 0.15 | Office | Main | Office | 9.0004
New Construction | CORRIDOR EL1 CORE PERIM SPC (G.C5) | CORRIDOR EL1 CORE PERIM SPC (G.C5) | Yes | 1677.17 | 1677.17 | 277.66 | 6.04 | 15095.26 | 1 | 5 | 1.3647 | 0 | 0 | 0.15 | Corridor | Main | Office | 9.0004
New Construction | CORRIDOR EL1 SOUTH PERIM SPC (G.S9) | CORRIDOR EL1 SOUTH PERIM SPC (G.S9) | Yes | 2789.87 | 2789.87 | 116.34 | 23.98 | 25110.02 | 1 | 5 | 1.3647 | 0 | 0 | 0.15 | Corridor | Main | Office | 9.0004
New Construction | CORRIDOR EL2 CORE SPC (G.C5) | CORRIDOR EL2 CORE SPC (G.C5) | Yes | 1677.17 | 1677.17 | 277.66 | 6.04 | 15095.26 | 1 | 5 | 1.3647 | 0 | 0 | 0.15 | Corridor | Main | Office | 9.0004
New Construction | CORRIDOR EL2 NNE PERIM SPC (G.NNE4) | CORRIDOR EL2 NNE PERIM SPC (G.NNE4) | Yes | 1664.61 | 1664.61 | 69.42 | 23.98 | 14982.26 | 1 | 5 | 1.3647 | 0 | 0 | 0.15 | Corridor | Main | Office | 9.0005
New Construction | CORRIDOR EL2 NORTH PERIM SPC (G.N1) | CORRIDOR EL2 NORTH PERIM SPC (G.N1) | Yes | 1664.85 | 1664.85 | 69.42 | 23.98 | 14984.42 | 1 | 5 | 1.3647 | 0 | 0 | 0.15 | Corridor | Main | Office | 9.0005
New Construction | CORRIDOR EL2 NORTH PERIM SPC (G.N3) | CORRIDOR EL2 NORTH PERIM SPC (G.N3) | Yes | 3329.23 | 3329.23 | 138.81 | 23.98 | 29964.52 | 1 | 5 | 1.3647 | 0 | 0 | 0.15 | Corridor | Main | Office | 9.0004
New Construction | CORRIDOR EL2 SSW PERIM SPC (G.SSW2) | CORRIDOR EL2 SSW PERIM SPC (G.SSW2) | Yes | 1664.62 | 1664.62 | 69.42 | 23.98 | 14982.27 | 1 | 5 | 1.3647 | 0 | 0 | 0.15 | Corridor | Main | Office | 9.0004
New Construction | CORRIDOR EL2 SOUTH PERIM SPC (G.S6) | CORRIDOR EL2 SOUTH PERIM SPC (G.S6) | Yes | 3329.47 | 3329.47 | 138.85 | 23.98 | 29966.68 | 1 | 5 | 1.3647 | 0 | 0 | 0.15 | Corridor | Main | Office | 9.0004
New Construction | CORRIDOR EL2 SOUTH PERIM SPC (G.S7) | CORRIDOR EL2 SOUTH PERIM SPC (G.S7) | Yes | 1664.61 | 1664.61 | 69.42 | 23.98 | 14982.25 | 1 | 5 | 1.3647 | 0 | 0 | 0.15 | Corridor | Main | Office | 9.0005
New Construction | GUESTRM EL1 NNE PERIM SPC (G.NNE1) | GUESTRM EL1 NNE PERIM SPC (G.NNE1) | Yes | 1411.6 | 1411.6 | 58.86 | 23.98 | 12705.03 | 1 | 2.5 | 1.7058 | 1.7058 | 0 | 0.15 | Guestroom | Alternative | ResidentialLiving | 9.0004
New Construction | GUESTRM EL1 NORTH PERIM SPC (G.N3) | GUESTRM EL1 NORTH PERIM SPC (G.N3) | Yes | 3495.91 | 3495.91 | 145.77 | 23.98 | 31464.69 | 1 | 2.5 | 1.7058 | 1.7058 | 0 | 0.15 | Guestroom | Alternative | ResidentialLiving | 9.0004
New Construction | GUESTRM EL1 NORTH PERIM SPC (G.N4) | GUESTRM EL1 NORTH PERIM SPC (G.N4) | Yes | 1751.19 | 1751.19 | 73.03 | 23.98 | 15761.48 | 1 | 2.5 | 1.7058 | 1.7058 | 0 | 0.15 | Guestroom | Alternative | ResidentialLiving | 9.0004
New Construction | GUESTRM EL1 SSW PERIM SPC (G.SSW8) | GUESTRM EL1 SSW PERIM SPC (G.SSW8) | Yes | 1398.41 | 1398.41 | 58.3 | 23.98 | 12586.31 | 1 | 2.5 | 1.7058 | 1.7058 | 0 | 0.15 | Guestroom | Alternative | ResidentialLiving | 9.0004
New Construction | GUESTRM EL1 SOUTH PERIM SPC (G.S2) | GUESTRM EL1 SOUTH PERIM SPC (G.S2) | Yes | 1391.7 | 1391.7 | 58.04 | 23.98 | 12525.88 | 1 | 2.5 | 1.7058 | 1.7058 | 0 | 0.15 | Guestroom | Alternative | ResidentialLiving | 9.0004
New Construction | LAUNDRY EL1 SOUTH PERIM SPC (G.S7) | LAUNDRY EL1 SOUTH PERIM SPC (G.S7) | Yes | 479.41 | 479.41 | 19.98 | 23.98 | 4314.87 | 1 | 5 | 1.5353 | 10.9856 | 0 | 0.15 | Laundry | Main | Office | 9.0004
New Construction | OFFICE EL1 SE PERIM SPC (G.SE6) | OFFICE EL1 SE PERIM SPC (G.SE6) | Yes | 599.32 | 599.32 | 25 | 23.98 | 5394.13 | 1 | 5 | 2.047 | 5.1175 | 0 | 0.15 | Office | Main | Office | 9.0004

## Raw_envelope
Climate Zone | Vintage | Exterior Roof Layers | Roof U-Value [Btu/h-ft2-F] | Exterior Wall Layers | Wall U-Value [Btu/h-ft2-F] | Exterior Window Layers | Window U-Value [Btu/h-ft2-F] | Window SHGC | Window VT
CZ01 | Existing | Roof Membrane+Roof Continuous Insulation+Metal Decking | 0.067 | Stucco+Wall Continuous Insulation+Gypsum 5/8in | 0.118 | Theoretical Glazing | 1.024 | 0.70708 | 0.26089
CZ02 | Existing | Roof Membrane+Roof Continuous Insulation+Metal Decking | 0.066 | Stucco+Wall Continuous Insulation+Gypsum 5/8in | 0.109 | Theoretical Glazing | 1.078 | 0.70715 | 0.26141
CZ03 | Existing | Roof Membrane+Roof Continuous Insulation+Metal Decking | 0.067 | Stucco+Wall Continuous Insulation+Gypsum 5/8in | 0.119 | Theoretical Glazing | 1.131 | 0.73753 | 0.26004
CZ04 | Existing | Roof Membrane+Roof Continuous Insulation+Metal Decking | 0.065 | Stucco+Wall Continuous Insulation+Gypsum 5/8in | 0.107 | Theoretical Glazing | 1.108 | 0.71836 | 0.26231
CZ05 | Existing | Roof Membrane+Roof Continuous Insulation+Metal Decking | 0.067 | Stucco+Wall Continuous Insulation+Gypsum 5/8in | 0.116 | Theoretical Glazing | 1.109 | 0.75308 | 0.26223
CZ06 | Existing | Roof Membrane+Roof Continuous Insulation+Metal Decking | 0.074 | Stucco+Wall Continuous Insulation+Gypsum 5/8in | 0.118 | Theoretical Glazing | 1.115 | 0.7254 | 0.26197
CZ07 | Existing | Roof Membrane+Roof Continuous Insulation+Metal Decking | 0.073 | Stucco+Wall Continuous Insulation+Gypsum 5/8in | 0.112 | Theoretical Glazing | 1.075 | 0.72673 | 0.26576
CZ08 | Existing | Roof Membrane+Roof Continuous Insulation+Metal Decking | 0.073 | Stucco+Wall Continuous Insulation+Gypsum 5/8in | 0.117 | Theoretical Glazing | 1.114 | 0.7241 | 0.26213
CZ09 | Existing | Roof Membrane+Roof Continuous Insulation+Metal Decking | 0.07 | Stucco+Wall Continuous Insulation+Gypsum 5/8in | 0.11 | Theoretical Glazing | 1.112 | 0.72365 | 0.26228
CZ10 | Existing | Roof Membrane+Roof Continuous Insulation+Metal Decking | 0.061 | Stucco+Wall Continuous Insulation+Gypsum 5/8in | 0.091 | Theoretical Glazing | 0.875 | 0.5734 | 0.27816
CZ11 | Existing | Roof Membrane+Roof Continuous Insulation+Metal Decking | 0.063 | Stucco+Wall Continuous Insulation+Gypsum 5/8in | 0.103 | Theoretical Glazing | 0.942 | 0.64366 | 0.26665
CZ12 | Existing | Roof Membrane+Roof Continuous Insulation+Metal Decking | 0.063 | Stucco+Wall Continuous Insulation+Gypsum 5/8in | 0.103 | Theoretical Glazing | 0.94 | 0.64394 | 0.26607
CZ13 | Existing | Roof Membrane+Roof Continuous Insulation+Metal Decking | 0.063 | Stucco+Wall Continuous Insulation+Gypsum 5/8in | 0.102 | Theoretical Glazing | 0.929 | 0.6358 | 0.26793
CZ14 | Existing | Roof Membrane+Roof Continuous Insulation+Metal Decking | 0.061 | Stucco+Wall Continuous Insulation+Gypsum 5/8in | 0.097 | Theoretical Glazing | 0.886 | 0.60724 | 0.27125
CZ15 | Existing | Roof Membrane+Roof Continuous Insulation+Metal Decking | 0.059 | Stucco+Wall Continuous Insulation+Gypsum 5/8in | 0.086 | Theoretical Glazing | 0.831 | 0.57129 | 0.27583
CZ16 | Existing | Roof Membrane+Roof Continuous Insulation+Metal Decking | 0.061 | Stucco+Wall Continuous Insulation+Gypsum 5/8in | 0.098 | Theoretical Glazing | 0.885 | 0.62767 | 0.27139
CZ01 | New Construction | Roof Membrane+Roof Continuous Insulation+Metal Decking | 0.028 | Stucco+Wall Continuous Insulation+Gypsum 5/8in | 0.084 | Theoretical Glazing | 0.36 | 0.25 | 0.42
CZ02 | New Construction | Roof Membrane+Roof Continuous Insulation+Metal Decking | 0.028 | Stucco+Wall Continuous Insulation+Gypsum 5/8in | 0.055 | Theoretical Glazing | 0.36 | 0.25 | 0.42
CZ03 | New Construction | Roof Membrane+Roof Continuous Insulation+Metal Decking | 0.028 | Stucco+Wall Continuous Insulation+Gypsum 5/8in | 0.112 | Theoretical Glazing | 0.36 | 0.25 | 0.42
CZ04 | New Construction | Roof Membrane+Roof Continuous Insulation+Metal Decking | 0.028 | Stucco+Wall Continuous Insulation+Gypsum 5/8in | 0.055 | Theoretical Glazing | 0.36 | 0.25 | 0.42
CZ05 | New Construction | Roof Membrane+Roof Continuous Insulation+Metal Decking | 0.028 | Stucco+Wall Continuous Insulation+Gypsum 5/8in | 0.103 | Theoretical Glazing | 0.36 | 0.25 | 0.42
CZ06 | New Construction | Roof Membrane+Roof Continuous Insulation+Metal Decking | 0.048 | Stucco+Wall Continuous Insulation+Gypsum 5/8in | 0.112 | Theoretical Glazing | 0.36 | 0.25 | 0.42
CZ07 | New Construction | Roof Membrane+Roof Continuous Insulation+Metal Decking | 0.048 | Stucco+Wall Continuous Insulation+Gypsum 5/8in | 0.112 | Theoretical Glazing | 0.36 | 0.25 | 0.42
CZ08 | New Construction | Roof Membrane+Roof Continuous Insulation+Metal Decking | 0.048 | Stucco+Wall Continuous Insulation+Gypsum 5/8in | 0.103 | Theoretical Glazing | 0.36 | 0.25 | 0.42
CZ09 | New Construction | Roof Membrane+Roof Continuous Insulation+Metal Decking | 0.028 | Stucco+Wall Continuous Insulation+Gypsum 5/8in | 0.055 | Theoretical Glazing | 0.34 | 0.22 | 0.42
CZ10 | New Construction | Roof Membrane+Roof Continuous Insulation+Metal Decking | 0.028 | Stucco+Wall Continuous Insulation+Gypsum 5/8in | 0.055 | Theoretical Glazing | 0.36 | 0.25 | 0.42
CZ11 | New Construction | Roof Membrane+Roof Continuous Insulation+Metal Decking | 0.028 | Stucco+Wall Continuous Insulation+Gypsum 5/8in | 0.044 | Theoretical Glazing | 0.34 | 0.22 | 0.42
CZ12 | New Construction | Roof Membrane+Roof Continuous Insulation+Metal Decking | 0.028 | Stucco+Wall Continuous Insulation+Gypsum 5/8in | 0.055 | Theoretical Glazing | 0.34 | 0.22 | 0.42
CZ13 | New Construction | Roof Membrane+Roof Continuous Insulation+Metal Decking | 0.028 | Stucco+Wall Continuous Insulation+Gypsum 5/8in | 0.055 | Theoretical Glazing | 0.34 | 0.22 | 0.42
CZ14 | New Construction | Roof Membrane+Roof Continuous Insulation+Metal Decking | 0.028 | Stucco+Wall Continuous Insulation+Gypsum 5/8in | 0.055 | Theoretical Glazing | 0.34 | 0.22 | 0.42
CZ15 | New Construction | Roof Membrane+Roof Continuous Insulation+Metal Decking | 0.028 | Stucco+Wall Continuous Insulation+Gypsum 5/8in | 0.039 | Theoretical Glazing | 0.34 | 0.22 | 0.42
CZ16 | New Construction | Roof Membrane+Roof Continuous Insulation+Metal Decking | 0.028 | Stucco+Wall Continuous Insulation+Gypsum 5/8in | 0.055 | Theoretical Glazing | 0.36 | 0.25 | 0.42

## Raw_infiltrationcfmft
Vintage | CZ01 | CZ02 | CZ03 | CZ04 | CZ05 | CZ06 | CZ07 | CZ08 | CZ09 | CZ10 | CZ11 | CZ12 | CZ13 | CZ14 | CZ15 | CZ16
Existing | 0.044801 | 0.044801 | 0.044801 | 0.044801 | 0.044801 | 0.044801 | 0.044801 | 0.044801 | 0.044801 | 0.044801 | 0.044801 | 0.044801 | 0.044801 | 0.044801 | 0.044801 | 0.044801
New Construction | 0.044801 | 0.044801 | 0.044801 | 0.044801 | 0.044801 | 0.044801 | 0.044801 | 0.044801 | 0.044801 | 0.044801 | 0.044801 | 0.044801 | 0.044801 | 0.044801 | 0.044801 | 0.044801

## Raw_waterheater
Vintage | Burner Efficiency | Maximum Heater Capacity (Btu/h) | Tank Volume (ft3) | Tank Loss_Off Cycle (W/K) | Tank Loss_On Cycle (W/K)
Existing | 0.8 | 274774.33 | 57.63 | 1.6282 | 1.6282
New Construction | 0.8 | 274774.33 | 57.63 | 1.6282 | 1.6282

## Raw_oacontroller
Climate Zone | Vintage | Economizer Maximum Limit Dry-Bulb Temperature (F)
CZ01 | Existing | 75
CZ02 | Existing | 73
CZ03 | Existing | 75
CZ04 | Existing | 73
CZ05 | Existing | 75
CZ06 | Existing | 71
CZ07 | Existing | 69
CZ08 | Existing | 71
CZ09 | Existing | 71
CZ10 | Existing | 73
CZ11 | Existing | 75
CZ12 | Existing | 75
CZ13 | Existing | 75
CZ14 | Existing | 75
CZ15 | Existing | 75
CZ16 | Existing | 75
CZ01 | New Construction | 75
CZ02 | New Construction | 73
CZ03 | New Construction | 75
CZ04 | New Construction | 73
CZ05 | New Construction | 75
CZ06 | New Construction | 71
CZ07 | New Construction | 69
CZ08 | New Construction | 71
CZ09 | New Construction | 71
CZ10 | New Construction | 73
CZ11 | New Construction | 75
CZ12 | New Construction | 75
CZ13 | New Construction | 75
CZ14 | New Construction | 75
CZ15 | New Construction | 75
CZ16 | New Construction | 75

## Raw_dhwpeakflowbyzone
Space | Peak hot water usage (gal/hr) | Zone Name
GuestRm EL1 NNE Perim Spc (G.NNE1) | 31.6198 | GUESTRM EL1 NNE PERIM SPC (G.NNE1)
GuestRm EL1 North Perim Spc (G.N3) | 78.3084 | CORRIDOR EL2 NORTH PERIM SPC (G.N3)
GuestRm EL1 North Perim Spc (G.N4) | 39.2267 | GUESTRM EL1 NORTH PERIM SPC (G.N4)
GuestRm EL1 SSW Perim Spc (G.SSW8) | 31.3244 | GUESTRM EL1 SSW PERIM SPC (G.SSW8)
GuestRm EL1 South Perim Spc (G.S2) | 31.1741 | GUESTRM EL1 SOUTH PERIM SPC (G.S2)
Laundry EL1 South Perim Spc (G.S7) | 2.771 | CORRIDOR EL2 SOUTH PERIM SPC (G.S7)
Office EL1 SE Perim Spc (G.SE6) | 1.0788 | OFFICE EL1 SE PERIM SPC (G.SE6)

## Raw_totalendusesannual
Vintage | Climate Zone | HVAC System | Electricity (kBtu) | Natural Gas (kBtu)
Existing | CZ01 | cAVVG | 318838.97 | 390367.99
Existing | CZ02 | cAVVG | 457612.8 | 280166.73
Existing | CZ03 | cAVVG | 401076.21 | 194299.09
Existing | CZ04 | cAVVG | 490617.23 | 177566.8
Existing | CZ05 | cAVVG | 426272.46 | 180285.17
Existing | CZ06 | cAVVG | 516923.96 | 72560.78
Existing | CZ07 | cAVVG | 544100.56 | 80906.01
Existing | CZ08 | cAVVG | 579101.18 | 96752.73
Existing | CZ09 | cAVVG | 623092.18 | 95699.89
Existing | CZ10 | cAVVG | 639613.63 | 133035.42
Existing | CZ11 | cAVVG | 672008.56 | 284714.9
Existing | CZ12 | cAVVG | 594878.08 | 255145.22
Existing | CZ13 | cAVVG | 705018.62 | 211211.79
Existing | CZ14 | cAVVG | 805027.97 | 168104.15
Existing | CZ15 | cAVVG | 954196.6 | 117945.03
Existing | CZ16 | cAVVG | 665016.94 | 388410.7
New Construction | CZ01 | cAVVG | 245573.99 | 323775.53
New Construction | CZ02 | cAVVG | 297461.61 | 193012.38
New Construction | CZ03 | cAVVG | 267139.39 | 148895.02
New Construction | CZ04 | cAVVG | 308799.55 | 121327.82
New Construction | CZ05 | cAVVG | 275646.08 | 137807.45
New Construction | CZ06 | cAVVG | 327446.62 | 57682.03
New Construction | CZ07 | cAVVG | 351016.81 | 58140.72
New Construction | CZ08 | cAVVG | 362192.42 | 77772.52
New Construction | CZ09 | cAVVG | 357872.04 | 52391.18
New Construction | CZ10 | cAVVG | 407323.51 | 84956.64
New Construction | CZ11 | cAVVG | 415927.88 | 186060.86
New Construction | CZ12 | cAVVG | 376635.87 | 176392.09
New Construction | CZ13 | cAVVG | 438020.86 | 148665.82
New Construction | CZ14 | cAVVG | 495686.27 | 107591.59
New Construction | CZ15 | cAVVG | 604719.29 | 49604.16
New Construction | CZ16 | cAVVG | 412574.85 | 248334.29
Existing | CZ01 | cDXGF | 484044.32 | 217861.62
Existing | CZ02 | cDXGF | 626231.42 | 134040.26
Existing | CZ03 | cDXGF | 573823.98 | 85659.2
Existing | CZ04 | cDXGF | 650596.72 | 73967.63
Existing | CZ05 | cDXGF | 589663.13 | 78483.5
Existing | CZ06 | cDXGF | 646037.53 | 24741.33
Existing | CZ07 | cDXGF | 647115.87 | 22779.24
Existing | CZ08 | cDXGF | 697942.74 | 31928.16
Existing | CZ09 | cDXGF | 744030.79 | 26603.65
Existing | CZ10 | cDXGF | 733858.82 | 49762.66
Existing | CZ11 | cDXGF | 783785.53 | 131967.47
Existing | CZ12 | cDXGF | 712123.76 | 122022.35
Existing | CZ13 | cDXGF | 790268.61 | 95066.32
Existing | CZ14 | cDXGF | 869552.45 | 62645.13
Existing | CZ15 | cDXGF | 956622.39 | 22770.37
Existing | CZ16 | cDXGF | 771105.23 | 191326.65
New Construction | CZ01 | cDXGF | 300060.18 | 225866.39
New Construction | CZ02 | cDXGF | 362620.69 | 121039.93
New Construction | CZ03 | cDXGF | 339543.29 | 88177.7
New Construction | CZ04 | cDXGF | 374799.18 | 68749.51
New Construction | CZ05 | cDXGF | 342385.09 | 78782.71
New Construction | CZ06 | cDXGF | 391382.84 | 25249.1
New Construction | CZ07 | cDXGF | 395501.94 | 23860.05
New Construction | CZ08 | cDXGF | 422154.78 | 32937.71
New Construction | CZ09 | cDXGF | 404057.4 | 22086.61
New Construction | CZ10 | cDXGF | 449823.26 | 44058.82
New Construction | CZ11 | cDXGF | 452481.42 | 119182.68
New Construction | CZ12 | cDXGF | 415557.83 | 117059.68
New Construction | CZ13 | cDXGF | 465654.56 | 97429.31
New Construction | CZ14 | cDXGF | 520639 | 60632.75
New Construction | CZ15 | cDXGF | 585010.11 | 19947.03
New Construction | CZ16 | cDXGF | 459005.66 | 173178.57
Existing | CZ01 | cDXHP | 530003.02 | 28073.93
Existing | CZ02 | cDXHP | 657028.17 | 20002.35
Existing | CZ03 | cDXHP | 591511.74 | 12771.53
Existing | CZ04 | cDXHP | 666498.18 | 10981.46
Existing | CZ05 | cDXHP | 607362.85 | 9468.19
Existing | CZ06 | cDXHP | 649371.88 | 6486.76
Existing | CZ07 | cDXHP | 650473.71 | 6379.43
Existing | CZ08 | cDXHP | 703894.36 | 6562.63
Existing | CZ09 | cDXHP | 748705.81 | 6624.53
Existing | CZ10 | cDXHP | 745227.68 | 7230.24
Existing | CZ11 | cDXHP | 812958.7 | 21982.27
Existing | CZ12 | cDXHP | 739889.67 | 19614.51
Existing | CZ13 | cDXHP | 811074.57 | 15963.98
Existing | CZ14 | cDXHP | 883626.74 | 10030.28
Existing | CZ15 | cDXHP | 960955.21 | 5774.37
Existing | CZ16 | cDXHP | 823062.29 | 35435.67
New Construction | CZ01 | cDXHP | 350255.08 | 13820.45
New Construction | CZ02 | cDXHP | 391318.6 | 9974.96
New Construction | CZ03 | cDXHP | 358556.01 | 8729
New Construction | CZ04 | cDXHP | 389704.72 | 7804.78
New Construction | CZ05 | cDXHP | 359995.15 | 7520.59
New Construction | CZ06 | cDXHP | 394083.18 | 6652.44
New Construction | CZ07 | cDXHP | 398473.73 | 6510
New Construction | CZ08 | cDXHP | 427931.4 | 6590.2
New Construction | CZ09 | cDXHP | 407120.72 | 6606.22
New Construction | CZ10 | cDXHP | 459643.38 | 7082.39
New Construction | CZ11 | cDXHP | 480764.08 | 9763.83
New Construction | CZ12 | cDXHP | 443039.09 | 10782.77
New Construction | CZ13 | cDXHP | 488013.56 | 9485.09
New Construction | CZ14 | cDXHP | 534584.12 | 7680.52
New Construction | CZ15 | cDXHP | 588455.01 | 6379.87
New Construction | CZ16 | cDXHP | 506743.14 | 22391.25
Existing | CZ01 | cDXOH | 487603.49 | 53268.48
Existing | CZ02 | cDXOH | 627517.66 | 33801.29
Existing | CZ03 | cDXOH | 574251.64 | 20044.85
Existing | CZ04 | cDXOH | 650645.55 | 16139.45
Existing | CZ05 | cDXOH | 589254.13 | 13422.71
Existing | CZ06 | cDXOH | 645789.15 | 6557.46
Existing | CZ07 | cDXOH | 646850.36 | 6400.7
Existing | CZ08 | cDXOH | 697612.98 | 6937.12
Existing | CZ09 | cDXOH | 743774.18 | 6851.17
Existing | CZ10 | cDXOH | 733503.31 | 8939.78
Existing | CZ11 | cDXOH | 786629.8 | 37583.32
Existing | CZ12 | cDXOH | 714337.03 | 33740.28
Existing | CZ13 | cDXOH | 792100.61 | 27072.88
Existing | CZ14 | cDXOH | 869944.58 | 14390.31
Existing | CZ15 | cDXOH | 956145.8 | 5833.9
Existing | CZ16 | cDXOH | 774702.17 | 60818.15
New Construction | CZ01 | cDXOH | 301542.7 | 52220.18
New Construction | CZ02 | cDXOH | 362382.33 | 28918.23
New Construction | CZ03 | cDXOH | 339333.35 | 19476.5
New Construction | CZ04 | cDXOH | 374398.71 | 12725.14
New Construction | CZ05 | cDXOH | 341333.08 | 13166.05
New Construction | CZ06 | cDXOH | 391064.97 | 6692.89
New Construction | CZ07 | cDXOH | 395178.28 | 6718.84
New Construction | CZ08 | cDXOH | 421585.82 | 6866.89
New Construction | CZ09 | cDXOH | 403671.05 | 6706.86
New Construction | CZ10 | cDXOH | 448879.49 | 8186.52
New Construction | CZ11 | cDXOH | 453052.52 | 31506.99
New Construction | CZ12 | cDXOH | 416156.91 | 32120.69
New Construction | CZ13 | cDXOH | 466244.45 | 27684.5
New Construction | CZ14 | cDXOH | 520142.95 | 13247.04
New Construction | CZ15 | cDXOH | 584437.37 | 6379.67
New Construction | CZ16 | cDXOH | 461705.16 | 57564.48
Existing | CZ01 | cPVVG | 344514.55 | 300521.89
Existing | CZ02 | cPVVG | 461792.37 | 197822.66
Existing | CZ03 | cPVVG | 421878.78 | 133995.43
Existing | CZ04 | cPVVG | 489406.18 | 118454.61
Existing | CZ05 | cPVVG | 444848.02 | 122368.83
Existing | CZ06 | cPVVG | 507207.28 | 42576.08
Existing | CZ07 | cPVVG | 510513.44 | 37752
Existing | CZ08 | cPVVG | 545774.67 | 53709.14
Existing | CZ09 | cPVVG | 581370.92 | 47460.8
Existing | CZ10 | cPVVG | 581380.36 | 78446.43
Existing | CZ11 | cPVVG | 616587.72 | 192328.71
Existing | CZ12 | cPVVG | 558360.64 | 176235.71
Existing | CZ13 | cPVVG | 636603.1 | 141626.07
Existing | CZ14 | cPVVG | 709320.48 | 96994.77
Existing | CZ15 | cPVVG | 813172.75 | 37524.72
Existing | CZ16 | cPVVG | 597688.52 | 259528.79
New Construction | CZ01 | cPVVG | 233651.35 | 282258.38
New Construction | CZ02 | cPVVG | 282389.91 | 158877.38
New Construction | CZ03 | cPVVG | 262209.74 | 121027.2
New Construction | CZ04 | cPVVG | 295374.65 | 96732.22
New Construction | CZ05 | cPVVG | 267761.26 | 108549.04
New Construction | CZ06 | cPVVG | 310938.65 | 39199.51
New Construction | CZ07 | cPVVG | 315550.21 | 36224.33
New Construction | CZ08 | cPVVG | 334490.79 | 49671.74
New Construction | CZ09 | cPVVG | 327206.15 | 33971.37
New Construction | CZ10 | cPVVG | 366922.49 | 62025.79
New Construction | CZ11 | cPVVG | 372260.14 | 154329.36
New Construction | CZ12 | cPVVG | 338988.44 | 148795.3
New Construction | CZ13 | cPVVG | 388732.2 | 125510.3
New Construction | CZ14 | cPVVG | 438420.01 | 83503.08
New Construction | CZ15 | cPVVG | 513396.95 | 28698.09
New Construction | CZ16 | cPVVG | 369253.12 | 213971.26

## Raw_endusebreakdownannual
Vintage | Climate Zone | HVAC System | End Use | Electricity [kBtu] | Natural Gas [kBtu]
Existing | CZ01 | cAVVG | Heating | 0 | 383182.57
Existing | CZ01 | cAVVG | Cooling | 9999.3 | 0
Existing | CZ01 | cAVVG | Interior Lighting | 175350.55 | 0
Existing | CZ01 | cAVVG | Exterior Lighting | 0 | 0
Existing | CZ01 | cAVVG | Interior Equipment | 75832.08 | 860.79
Existing | CZ01 | cAVVG | Exterior Equipment | 0 | 0
Existing | CZ01 | cAVVG | Fans | 56890.95 | 0
Existing | CZ01 | cAVVG | Pumps | 766.09 | 0
Existing | CZ01 | cAVVG | Heat Rejection | 0 | 0
Existing | CZ01 | cAVVG | Humidification | 0 | 0
Existing | CZ01 | cAVVG | Heat Recovery | 0 | 0
Existing | CZ01 | cAVVG | Water Systems | 0 | 6324.63
Existing | CZ01 | cAVVG | Refrigeration | 0 | 0
Existing | CZ01 | cAVVG | Generators | 0 | 0
Existing | CZ01 | cAVVG | Total End Uses | 318838.97 | 390367.99
Existing | CZ02 | cAVVG | Heating | 0 | 273395.86
Existing | CZ02 | cAVVG | Cooling | 114451.03 | 0
Existing | CZ02 | cAVVG | Interior Lighting | 175350.55 | 0
Existing | CZ02 | cAVVG | Exterior Lighting | 0 | 0
Existing | CZ02 | cAVVG | Interior Equipment | 75832.08 | 860.79
Existing | CZ02 | cAVVG | Exterior Equipment | 0 | 0
Existing | CZ02 | cAVVG | Fans | 87391.96 | 0
Existing | CZ02 | cAVVG | Pumps | 4587.18 | 0
Existing | CZ02 | cAVVG | Heat Rejection | 0 | 0
Existing | CZ02 | cAVVG | Humidification | 0 | 0
Existing | CZ02 | cAVVG | Heat Recovery | 0 | 0
Existing | CZ02 | cAVVG | Water Systems | 0 | 5910.08
Existing | CZ02 | cAVVG | Refrigeration | 0 | 0
Existing | CZ02 | cAVVG | Generators | 0 | 0
Existing | CZ02 | cAVVG | Total End Uses | 457612.8 | 280166.73
Existing | CZ03 | cAVVG | Heating | 0 | 187596.75
Existing | CZ03 | cAVVG | Cooling | 73415.62 | 0
Existing | CZ03 | cAVVG | Interior Lighting | 175350.55 | 0
Existing | CZ03 | cAVVG | Exterior Lighting | 0 | 0
Existing | CZ03 | cAVVG | Interior Equipment | 75832.08 | 860.79
Existing | CZ03 | cAVVG | Exterior Equipment | 0 | 0
Existing | CZ03 | cAVVG | Fans | 72844.15 | 0
Existing | CZ03 | cAVVG | Pumps | 3633.81 | 0
Existing | CZ03 | cAVVG | Heat Rejection | 0 | 0
Existing | CZ03 | cAVVG | Humidification | 0 | 0
Existing | CZ03 | cAVVG | Heat Recovery | 0 | 0
Existing | CZ03 | cAVVG | Water Systems | 0 | 5841.54
Existing | CZ03 | cAVVG | Refrigeration | 0 | 0
Existing | CZ03 | cAVVG | Generators | 0 | 0
Existing | CZ03 | cAVVG | Total End Uses | 401076.21 | 194299.09
Existing | CZ04 | cAVVG | Heating | 0 | 170911.78
Existing | CZ04 | cAVVG | Cooling | 137492.88 | 0
Existing | CZ04 | cAVVG | Interior Lighting | 175350.55 | 0
Existing | CZ04 | cAVVG | Exterior Lighting | 0 | 0
Existing | CZ04 | cAVVG | Interior Equipment | 75832.08 | 860.79
Existing | CZ04 | cAVVG | Exterior Equipment | 0 | 0
Existing | CZ04 | cAVVG | Fans | 96747.94 | 0
Existing | CZ04 | cAVVG | Pumps | 5193.79 | 0
Existing | CZ04 | cAVVG | Heat Rejection | 0 | 0
Existing | CZ04 | cAVVG | Humidification | 0 | 0
Existing | CZ04 | cAVVG | Heat Recovery | 0 | 0
Existing | CZ04 | cAVVG | Water Systems | 0 | 5794.22
Existing | CZ04 | cAVVG | Refrigeration | 0 | 0
Existing | CZ04 | cAVVG | Generators | 0 | 0
Existing | CZ04 | cAVVG | Total End Uses | 490617.23 | 177566.8
Existing | CZ05 | cAVVG | Heating | 0 | 173504.09
Existing | CZ05 | cAVVG | Cooling | 92459.83 | 0
Existing | CZ05 | cAVVG | Interior Lighting | 175350.55 | 0
Existing | CZ05 | cAVVG | Exterior Lighting | 0 | 0
Existing | CZ05 | cAVVG | Interior Equipment | 75832.08 | 860.79
Existing | CZ05 | cAVVG | Exterior Equipment | 0 | 0
Existing | CZ05 | cAVVG | Fans | 78818.26 | 0
Existing | CZ05 | cAVVG | Pumps | 3811.74 | 0
Existing | CZ05 | cAVVG | Heat Rejection | 0 | 0
Existing | CZ05 | cAVVG | Humidification | 0 | 0
Existing | CZ05 | cAVVG | Heat Recovery | 0 | 0
Existing | CZ05 | cAVVG | Water Systems | 0 | 5920.28
Existing | CZ05 | cAVVG | Refrigeration | 0 | 0
Existing | CZ05 | cAVVG | Generators | 0 | 0
Existing | CZ05 | cAVVG | Total End Uses | 426272.46 | 180285.17
Existing | CZ06 | cAVVG | Heating | 0 | 66133.43
Existing | CZ06 | cAVVG | Cooling | 151488.02 | 0
Existing | CZ06 | cAVVG | Interior Lighting | 175350.55 | 0
Existing | CZ06 | cAVVG | Exterior Lighting | 0 | 0
Existing | CZ06 | cAVVG | Interior Equipment | 75832.08 | 860.79
Existing | CZ06 | cAVVG | Exterior Equipment | 0 | 0
Existing | CZ06 | cAVVG | Fans | 108000.13 | 0
Existing | CZ06 | cAVVG | Pumps | 6253.18 | 0
Existing | CZ06 | cAVVG | Heat Rejection | 0 | 0
Existing | CZ06 | cAVVG | Humidification | 0 | 0
Existing | CZ06 | cAVVG | Heat Recovery | 0 | 0
Existing | CZ06 | cAVVG | Water Systems | 0 | 5566.56
Existing | CZ06 | cAVVG | Refrigeration | 0 | 0
Existing | CZ06 | cAVVG | Generators | 0 | 0
Existing | CZ06 | cAVVG | Total End Uses | 516923.96 | 72560.78
Existing | CZ07 | cAVVG | Heating | 0 | 74509.24
Existing | CZ07 | cAVVG | Cooling | 169819.83 | 0
Existing | CZ07 | cAVVG | Interior Lighting | 175350.55 | 0
Existing | CZ07 | cAVVG | Exterior Lighting | 0 | 0
Existing | CZ07 | cAVVG | Interior Equipment | 75832.08 | 860.79
Existing | CZ07 | cAVVG | Exterior Equipment | 0 | 0
Existing | CZ07 | cAVVG | Fans | 116135.95 | 0
Existing | CZ07 | cAVVG | Pumps | 6962.16 | 0
Existing | CZ07 | cAVVG | Heat Rejection | 0 | 0
Existing | CZ07 | cAVVG | Humidification | 0 | 0
Existing | CZ07 | cAVVG | Heat Recovery | 0 | 0
Existing | CZ07 | cAVVG | Water Systems | 0 | 5535.98
Existing | CZ07 | cAVVG | Refrigeration | 0 | 0
Existing | CZ07 | cAVVG | Generators | 0 | 0
Existing | CZ07 | cAVVG | Total End Uses | 544100.56 | 80906.01
Existing | CZ08 | cAVVG | Heating | 0 | 90403.3
Existing | CZ08 | cAVVG | Cooling | 198552.32 | 0
Existing | CZ08 | cAVVG | Interior Lighting | 175350.55 | 0
Existing | CZ08 | cAVVG | Exterior Lighting | 0 | 0
Existing | CZ08 | cAVVG | Interior Equipment | 75832.08 | 860.79
Existing | CZ08 | cAVVG | Exterior Equipment | 0 | 0
Existing | CZ08 | cAVVG | Fans | 122029.38 | 0
Existing | CZ08 | cAVVG | Pumps | 7336.86 | 0
Existing | CZ08 | cAVVG | Heat Rejection | 0 | 0
Existing | CZ08 | cAVVG | Humidification | 0 | 0
Existing | CZ08 | cAVVG | Heat Recovery | 0 | 0
Existing | CZ08 | cAVVG | Water Systems | 0 | 5488.63
Existing | CZ08 | cAVVG | Refrigeration | 0 | 0
Existing | CZ08 | cAVVG | Generators | 0 | 0
Existing | CZ08 | cAVVG | Total End Uses | 579101.18 | 96752.73
Existing | CZ09 | cAVVG | Heating | 0 | 89383.02
Existing | CZ09 | cAVVG | Cooling | 227023.57 | 0
Existing | CZ09 | cAVVG | Interior Lighting | 175350.55 | 0
Existing | CZ09 | cAVVG | Exterior Lighting | 0 | 0
Existing | CZ09 | cAVVG | Interior Equipment | 75832.08 | 860.79
Existing | CZ09 | cAVVG | Exterior Equipment | 0 | 0
Existing | CZ09 | cAVVG | Fans | 136884.71 | 0
Existing | CZ09 | cAVVG | Pumps | 8001.26 | 0
Existing | CZ09 | cAVVG | Heat Rejection | 0 | 0
Existing | CZ09 | cAVVG | Humidification | 0 | 0
Existing | CZ09 | cAVVG | Heat Recovery | 0 | 0
Existing | CZ09 | cAVVG | Water Systems | 0 | 5456.07
Existing | CZ09 | cAVVG | Refrigeration | 0 | 0
Existing | CZ09 | cAVVG | Generators | 0 | 0
Existing | CZ09 | cAVVG | Total End Uses | 623092.18 | 95699.89
Existing | CZ10 | cAVVG | Heating | 0 | 126754.08
Existing | CZ10 | cAVVG | Cooling | 248657.81 | 0
Existing | CZ10 | cAVVG | Interior Lighting | 175350.55 | 0
Existing | CZ10 | cAVVG | Exterior Lighting | 0 | 0
Existing | CZ10 | cAVVG | Interior Equipment | 75832.08 | 860.79
Existing | CZ10 | cAVVG | Exterior Equipment | 0 | 0
Existing | CZ10 | cAVVG | Fans | 132410.45 | 0
Existing | CZ10 | cAVVG | Pumps | 7362.74 | 0
Existing | CZ10 | cAVVG | Heat Rejection | 0 | 0
Existing | CZ10 | cAVVG | Humidification | 0 | 0
Existing | CZ10 | cAVVG | Heat Recovery | 0 | 0
Existing | CZ10 | cAVVG | Water Systems | 0 | 5420.55
Existing | CZ10 | cAVVG | Refrigeration | 0 | 0
Existing | CZ10 | cAVVG | Generators | 0 | 0
Existing | CZ10 | cAVVG | Total End Uses | 639613.63 | 133035.42
Existing | CZ11 | cAVVG | Heating | 0 | 278317.67
Existing | CZ11 | cAVVG | Cooling | 271127.04 | 0
Existing | CZ11 | cAVVG | Interior Lighting | 175350.55 | 0
Existing | CZ11 | cAVVG | Exterior Lighting | 0 | 0
Existing | CZ11 | cAVVG | Interior Equipment | 75832.08 | 860.79
Existing | CZ11 | cAVVG | Exterior Equipment | 0 | 0
Existing | CZ11 | cAVVG | Fans | 142754.74 | 0
Existing | CZ11 | cAVVG | Pumps | 6944.16 | 0
Existing | CZ11 | cAVVG | Heat Rejection | 0 | 0
Existing | CZ11 | cAVVG | Humidification | 0 | 0
Existing | CZ11 | cAVVG | Heat Recovery | 0 | 0
Existing | CZ11 | cAVVG | Water Systems | 0 | 5536.44
Existing | CZ11 | cAVVG | Refrigeration | 0 | 0
Existing | CZ11 | cAVVG | Generators | 0 | 0
Existing | CZ11 | cAVVG | Total End Uses | 672008.56 | 284714.9
Existing | CZ12 | cAVVG | Heating | 0 | 248701.62
Existing | CZ12 | cAVVG | Cooling | 219311.34 | 0
Existing | CZ12 | cAVVG | Interior Lighting | 175350.55 | 0
Existing | CZ12 | cAVVG | Exterior Lighting | 0 | 0
Existing | CZ12 | cAVVG | Interior Equipment | 75832.08 | 860.79
Existing | CZ12 | cAVVG | Exterior Equipment | 0 | 0
Existing | CZ12 | cAVVG | Fans | 119314.27 | 0
Existing | CZ12 | cAVVG | Pumps | 5069.84 | 0
Existing | CZ12 | cAVVG | Heat Rejection | 0 | 0
Existing | CZ12 | cAVVG | Humidification | 0 | 0
Existing | CZ12 | cAVVG | Heat Recovery | 0 | 0
Existing | CZ12 | cAVVG | Water Systems | 0 | 5582.81
Existing | CZ12 | cAVVG | Refrigeration | 0 | 0
Existing | CZ12 | cAVVG | Generators | 0 | 0
Existing | CZ12 | cAVVG | Total End Uses | 594878.08 | 255145.22
Existing | CZ13 | cAVVG | Heating | 0 | 204929.18
Existing | CZ13 | cAVVG | Cooling | 296304.99 | 0
Existing | CZ13 | cAVVG | Interior Lighting | 175350.55 | 0
Existing | CZ13 | cAVVG | Exterior Lighting | 0 | 0
Existing | CZ13 | cAVVG | Interior Equipment | 75832.08 | 860.79
Existing | CZ13 | cAVVG | Exterior Equipment | 0 | 0
Existing | CZ13 | cAVVG | Fans | 150075.39 | 0
Existing | CZ13 | cAVVG | Pumps | 7455.61 | 0
Existing | CZ13 | cAVVG | Heat Rejection | 0 | 0
Existing | CZ13 | cAVVG | Humidification | 0 | 0
Existing | CZ13 | cAVVG | Heat Recovery | 0 | 0
Existing | CZ13 | cAVVG | Water Systems | 0 | 5421.81
Existing | CZ13 | cAVVG | Refrigeration | 0 | 0
Existing | CZ13 | cAVVG | Generators | 0 | 0
Existing | CZ13 | cAVVG | Total End Uses | 705018.62 | 211211.79
Existing | CZ14 | cAVVG | Heating | 0 | 161980.59
Existing | CZ14 | cAVVG | Cooling | 363396.09 | 0
Existing | CZ14 | cAVVG | Interior Lighting | 175350.55 | 0
Existing | CZ14 | cAVVG | Exterior Lighting | 0 | 0
Existing | CZ14 | cAVVG | Interior Equipment | 75832.08 | 860.79
Existing | CZ14 | cAVVG | Exterior Equipment | 0 | 0
Existing | CZ14 | cAVVG | Fans | 181655.53 | 0
Existing | CZ14 | cAVVG | Pumps | 8793.72 | 0
Existing | CZ14 | cAVVG | Heat Rejection | 0 | 0
Existing | CZ14 | cAVVG | Humidification | 0 | 0
Existing | CZ14 | cAVVG | Heat Recovery | 0 | 0
Existing | CZ14 | cAVVG | Water Systems | 0 | 5262.76
Existing | CZ14 | cAVVG | Refrigeration | 0 | 0
Existing | CZ14 | cAVVG | Generators | 0 | 0
Existing | CZ14 | cAVVG | Total End Uses | 805027.97 | 168104.15
Existing | CZ15 | cAVVG | Heating | 0 | 112239.59
Existing | CZ15 | cAVVG | Cooling | 499336.47 | 0
Existing | CZ15 | cAVVG | Interior Lighting | 175350.55 | 0
Existing | CZ15 | cAVVG | Exterior Lighting | 0 | 0
Existing | CZ15 | cAVVG | Interior Equipment | 75832.08 | 860.79
Existing | CZ15 | cAVVG | Exterior Equipment | 0 | 0
Existing | CZ15 | cAVVG | Fans | 196218.85 | 0
Existing | CZ15 | cAVVG | Pumps | 7458.65 | 0
Existing | CZ15 | cAVVG | Heat Rejection | 0 | 0
Existing | CZ15 | cAVVG | Humidification | 0 | 0
Existing | CZ15 | cAVVG | Heat Recovery | 0 | 0
Existing | CZ15 | cAVVG | Water Systems | 0 | 4844.64
Existing | CZ15 | cAVVG | Refrigeration | 0 | 0
Existing | CZ15 | cAVVG | Generators | 0 | 0
Existing | CZ15 | cAVVG | Total End Uses | 954196.6 | 117945.03
Existing | CZ16 | cAVVG | Heating | 0 | 381656.12
Existing | CZ16 | cAVVG | Cooling | 240578.13 | 0
Existing | CZ16 | cAVVG | Interior Lighting | 175350.55 | 0
Existing | CZ16 | cAVVG | Exterior Lighting | 0 | 0
Existing | CZ16 | cAVVG | Interior Equipment | 75832.08 | 860.79
Existing | CZ16 | cAVVG | Exterior Equipment | 0 | 0
Existing | CZ16 | cAVVG | Fans | 166524.04 | 0
Existing | CZ16 | cAVVG | Pumps | 6732.13 | 0
Existing | CZ16 | cAVVG | Heat Rejection | 0 | 0
Existing | CZ16 | cAVVG | Humidification | 0 | 0
Existing | CZ16 | cAVVG | Heat Recovery | 0 | 0
Existing | CZ16 | cAVVG | Water Systems | 0 | 5893.78
Existing | CZ16 | cAVVG | Refrigeration | 0 | 0
Existing | CZ16 | cAVVG | Generators | 0 | 0
Existing | CZ16 | cAVVG | Total End Uses | 665016.94 | 388410.7
New Construction | CZ01 | cAVVG | Heating | 0 | 316594.84
New Construction | CZ01 | cAVVG | Cooling | 2822.71 | 0
New Construction | CZ01 | cAVVG | Interior Lighting | 117443.91 | 0
New Construction | CZ01 | cAVVG | Exterior Lighting | 0 | 0
New Construction | CZ01 | cAVVG | Interior Equipment | 75832.08 | 860.79
New Construction | CZ01 | cAVVG | Exterior Equipment | 0 | 0
New Construction | CZ01 | cAVVG | Fans | 49204.66 | 0
New Construction | CZ01 | cAVVG | Pumps | 270.62 | 0
New Construction | CZ01 | cAVVG | Heat Rejection | 0 | 0
New Construction | CZ01 | cAVVG | Humidification | 0 | 0
New Construction | CZ01 | cAVVG | Heat Recovery | 0 | 0
New Construction | CZ01 | cAVVG | Water Systems | 0 | 6319.9
New Construction | CZ01 | cAVVG | Refrigeration | 0 | 0
New Construction | CZ01 | cAVVG | Generators | 0 | 0
New Construction | CZ01 | cAVVG | Total End Uses | 245573.99 | 323775.53
New Construction | CZ02 | cAVVG | Heating | 0 | 186121.21
New Construction | CZ02 | cAVVG | Cooling | 50161.74 | 0
New Construction | CZ02 | cAVVG | Interior Lighting | 117443.91 | 0
New Construction | CZ02 | cAVVG | Exterior Lighting | 0 | 0
New Construction | CZ02 | cAVVG | Interior Equipment | 75832.08 | 860.79
New Construction | CZ02 | cAVVG | Exterior Equipment | 0 | 0
New Construction | CZ02 | cAVVG | Fans | 52431.4 | 0
New Construction | CZ02 | cAVVG | Pumps | 1592.49 | 0
New Construction | CZ02 | cAVVG | Heat Rejection | 0 | 0
New Construction | CZ02 | cAVVG | Humidification | 0 | 0
New Construction | CZ02 | cAVVG | Heat Recovery | 0 | 0
New Construction | CZ02 | cAVVG | Water Systems | 0 | 6030.37
New Construction | CZ02 | cAVVG | Refrigeration | 0 | 0
New Construction | CZ02 | cAVVG | Generators | 0 | 0
New Construction | CZ02 | cAVVG | Total End Uses | 297461.61 | 193012.38
New Construction | CZ03 | cAVVG | Heating | 0 | 141967.44
New Construction | CZ03 | cAVVG | Cooling | 29920.71 | 0
New Construction | CZ03 | cAVVG | Interior Lighting | 117443.91 | 0
New Construction | CZ03 | cAVVG | Exterior Lighting | 0 | 0
New Construction | CZ03 | cAVVG | Interior Equipment | 75832.08 | 860.79
New Construction | CZ03 | cAVVG | Exterior Equipment | 0 | 0
New Construction | CZ03 | cAVVG | Fans | 42374.73 | 0
New Construction | CZ03 | cAVVG | Pumps | 1567.97 | 0
New Construction | CZ03 | cAVVG | Heat Rejection | 0 | 0
New Construction | CZ03 | cAVVG | Humidification | 0 | 0
New Construction | CZ03 | cAVVG | Heat Recovery | 0 | 0
New Construction | CZ03 | cAVVG | Water Systems | 0 | 6066.78
New Construction | CZ03 | cAVVG | Refrigeration | 0 | 0
New Construction | CZ03 | cAVVG | Generators | 0 | 0
New Construction | CZ03 | cAVVG | Total End Uses | 267139.39 | 148895.02
New Construction | CZ04 | cAVVG | Heating | 0 | 114552.81
New Construction | CZ04 | cAVVG | Cooling | 61763.53 | 0
New Construction | CZ04 | cAVVG | Interior Lighting | 117443.91 | 0
New Construction | CZ04 | cAVVG | Exterior Lighting | 0 | 0
New Construction | CZ04 | cAVVG | Interior Equipment | 75832.08 | 860.79
New Construction | CZ04 | cAVVG | Exterior Equipment | 0 | 0
New Construction | CZ04 | cAVVG | Fans | 51928.08 | 0
New Construction | CZ04 | cAVVG | Pumps | 1831.96 | 0
New Construction | CZ04 | cAVVG | Heat Rejection | 0 | 0
New Construction | CZ04 | cAVVG | Humidification | 0 | 0
New Construction | CZ04 | cAVVG | Heat Recovery | 0 | 0
New Construction | CZ04 | cAVVG | Water Systems | 0 | 5914.22
New Construction | CZ04 | cAVVG | Refrigeration | 0 | 0
New Construction | CZ04 | cAVVG | Generators | 0 | 0
New Construction | CZ04 | cAVVG | Total End Uses | 308799.55 | 121327.82
New Construction | CZ05 | cAVVG | Heating | 0 | 130900.98
New Construction | CZ05 | cAVVG | Cooling | 35764.47 | 0
New Construction | CZ05 | cAVVG | Interior Lighting | 117443.91 | 0
New Construction | CZ05 | cAVVG | Exterior Lighting | 0 | 0
New Construction | CZ05 | cAVVG | Interior Equipment | 75832.08 | 860.79
New Construction | CZ05 | cAVVG | Exterior Equipment | 0 | 0
New Construction | CZ05 | cAVVG | Fans | 45077.55 | 0
New Construction | CZ05 | cAVVG | Pumps | 1528.08 | 0
New Construction | CZ05 | cAVVG | Heat Rejection | 0 | 0
New Construction | CZ05 | cAVVG | Humidification | 0 | 0
New Construction | CZ05 | cAVVG | Heat Recovery | 0 | 0
New Construction | CZ05 | cAVVG | Water Systems | 0 | 6045.67
New Construction | CZ05 | cAVVG | Refrigeration | 0 | 0
New Construction | CZ05 | cAVVG | Generators | 0 | 0
New Construction | CZ05 | cAVVG | Total End Uses | 275646.08 | 137807.45
New Construction | CZ06 | cAVVG | Heating | 0 | 51002.99
New Construction | CZ06 | cAVVG | Cooling | 75851.89 | 0
New Construction | CZ06 | cAVVG | Interior Lighting | 117443.91 | 0
New Construction | CZ06 | cAVVG | Exterior Lighting | 0 | 0
New Construction | CZ06 | cAVVG | Interior Equipment | 75832.08 | 860.79
New Construction | CZ06 | cAVVG | Exterior Equipment | 0 | 0
New Construction | CZ06 | cAVVG | Fans | 55083.99 | 0
New Construction | CZ06 | cAVVG | Pumps | 3234.75 | 0
New Construction | CZ06 | cAVVG | Heat Rejection | 0 | 0
New Construction | CZ06 | cAVVG | Humidification | 0 | 0
New Construction | CZ06 | cAVVG | Heat Recovery | 0 | 0
New Construction | CZ06 | cAVVG | Water Systems | 0 | 5818.25
New Construction | CZ06 | cAVVG | Refrigeration | 0 | 0
New Construction | CZ06 | cAVVG | Generators | 0 | 0
New Construction | CZ06 | cAVVG | Total End Uses | 327446.62 | 57682.03
New Construction | CZ07 | cAVVG | Heating | 0 | 51511.28
New Construction | CZ07 | cAVVG | Cooling | 90530.07 | 0
New Construction | CZ07 | cAVVG | Interior Lighting | 117443.91 | 0
New Construction | CZ07 | cAVVG | Exterior Lighting | 0 | 0
New Construction | CZ07 | cAVVG | Interior Equipment | 75832.08 | 860.79
New Construction | CZ07 | cAVVG | Exterior Equipment | 0 | 0
New Construction | CZ07 | cAVVG | Fans | 63400.17 | 0
New Construction | CZ07 | cAVVG | Pumps | 3810.58 | 0
New Construction | CZ07 | cAVVG | Heat Rejection | 0 | 0
New Construction | CZ07 | cAVVG | Humidification | 0 | 0
New Construction | CZ07 | cAVVG | Heat Recovery | 0 | 0
New Construction | CZ07 | cAVVG | Water Systems | 0 | 5768.64
New Construction | CZ07 | cAVVG | Refrigeration | 0 | 0
New Construction | CZ07 | cAVVG | Generators | 0 | 0
New Construction | CZ07 | cAVVG | Total End Uses | 351016.81 | 58140.72
New Construction | CZ08 | cAVVG | Heating | 0 | 71172.71
New Construction | CZ08 | cAVVG | Cooling | 102336.49 | 0
New Construction | CZ08 | cAVVG | Interior Lighting | 117443.91 | 0
New Construction | CZ08 | cAVVG | Exterior Lighting | 0 | 0
New Construction | CZ08 | cAVVG | Interior Equipment | 75832.08 | 860.79
New Construction | CZ08 | cAVVG | Exterior Equipment | 0 | 0
New Construction | CZ08 | cAVVG | Fans | 63538.58 | 0
New Construction | CZ08 | cAVVG | Pumps | 3041.36 | 0
New Construction | CZ08 | cAVVG | Heat Rejection | 0 | 0
New Construction | CZ08 | cAVVG | Humidification | 0 | 0
New Construction | CZ08 | cAVVG | Heat Recovery | 0 | 0
New Construction | CZ08 | cAVVG | Water Systems | 0 | 5739.02
New Construction | CZ08 | cAVVG | Refrigeration | 0 | 0
New Construction | CZ08 | cAVVG | Generators | 0 | 0
New Construction | CZ08 | cAVVG | Total End Uses | 362192.42 | 77772.52
New Construction | CZ09 | cAVVG | Heating | 0 | 45791.3
New Construction | CZ09 | cAVVG | Cooling | 100812.25 | 0
New Construction | CZ09 | cAVVG | Interior Lighting | 117443.91 | 0
New Construction | CZ09 | cAVVG | Exterior Lighting | 0 | 0
New Construction | CZ09 | cAVVG | Interior Equipment | 75832.08 | 860.79
New Construction | CZ09 | cAVVG | Exterior Equipment | 0 | 0
New Construction | CZ09 | cAVVG | Fans | 61052.91 | 0
New Construction | CZ09 | cAVVG | Pumps | 2730.89 | 0
New Construction | CZ09 | cAVVG | Heat Rejection | 0 | 0
New Construction | CZ09 | cAVVG | Humidification | 0 | 0
New Construction | CZ09 | cAVVG | Heat Recovery | 0 | 0
New Construction | CZ09 | cAVVG | Water Systems | 0 | 5739.08
New Construction | CZ09 | cAVVG | Refrigeration | 0 | 0
New Construction | CZ09 | cAVVG | Generators | 0 | 0
New Construction | CZ09 | cAVVG | Total End Uses | 357872.04 | 52391.18
New Construction | CZ10 | cAVVG | Heating | 0 | 78419.08
New Construction | CZ10 | cAVVG | Cooling | 136393.83 | 0
New Construction | CZ10 | cAVVG | Interior Lighting | 117443.91 | 0
New Construction | CZ10 | cAVVG | Exterior Lighting | 0 | 0
New Construction | CZ10 | cAVVG | Interior Equipment | 75832.08 | 860.79
New Construction | CZ10 | cAVVG | Exterior Equipment | 0 | 0
New Construction | CZ10 | cAVVG | Fans | 74762.51 | 0
New Construction | CZ10 | cAVVG | Pumps | 2891.19 | 0
New Construction | CZ10 | cAVVG | Heat Rejection | 0 | 0
New Construction | CZ10 | cAVVG | Humidification | 0 | 0
New Construction | CZ10 | cAVVG | Heat Recovery | 0 | 0
New Construction | CZ10 | cAVVG | Water Systems | 0 | 5676.77
New Construction | CZ10 | cAVVG | Refrigeration | 0 | 0
New Construction | CZ10 | cAVVG | Generators | 0 | 0
New Construction | CZ10 | cAVVG | Total End Uses | 407323.51 | 84956.64
New Construction | CZ11 | cAVVG | Heating | 0 | 179366.41
New Construction | CZ11 | cAVVG | Cooling | 140877.54 | 0
New Construction | CZ11 | cAVVG | Interior Lighting | 117443.91 | 0
New Construction | CZ11 | cAVVG | Exterior Lighting | 0 | 0
New Construction | CZ11 | cAVVG | Interior Equipment | 75832.08 | 860.79
New Construction | CZ11 | cAVVG | Exterior Equipment | 0 | 0
New Construction | CZ11 | cAVVG | Fans | 79271.66 | 0
New Construction | CZ11 | cAVVG | Pumps | 2502.7 | 0
New Construction | CZ11 | cAVVG | Heat Rejection | 0 | 0
New Construction | CZ11 | cAVVG | Humidification | 0 | 0
New Construction | CZ11 | cAVVG | Heat Recovery | 0 | 0
New Construction | CZ11 | cAVVG | Water Systems | 0 | 5833.66
New Construction | CZ11 | cAVVG | Refrigeration | 0 | 0
New Construction | CZ11 | cAVVG | Generators | 0 | 0
New Construction | CZ11 | cAVVG | Total End Uses | 415927.88 | 186060.86
New Construction | CZ12 | cAVVG | Heating | 0 | 169644.88
New Construction | CZ12 | cAVVG | Cooling | 110969.69 | 0
New Construction | CZ12 | cAVVG | Interior Lighting | 117443.91 | 0
New Construction | CZ12 | cAVVG | Exterior Lighting | 0 | 0
New Construction | CZ12 | cAVVG | Interior Equipment | 75832.08 | 860.79
New Construction | CZ12 | cAVVG | Exterior Equipment | 0 | 0
New Construction | CZ12 | cAVVG | Fans | 69979.23 | 0
New Construction | CZ12 | cAVVG | Pumps | 2410.96 | 0
New Construction | CZ12 | cAVVG | Heat Rejection | 0 | 0
New Construction | CZ12 | cAVVG | Humidification | 0 | 0
New Construction | CZ12 | cAVVG | Heat Recovery | 0 | 0
New Construction | CZ12 | cAVVG | Water Systems | 0 | 5886.42
New Construction | CZ12 | cAVVG | Refrigeration | 0 | 0
New Construction | CZ12 | cAVVG | Generators | 0 | 0
New Construction | CZ12 | cAVVG | Total End Uses | 376635.87 | 176392.09
New Construction | CZ13 | cAVVG | Heating | 0 | 142078.1
New Construction | CZ13 | cAVVG | Cooling | 158635.57 | 0
New Construction | CZ13 | cAVVG | Interior Lighting | 117443.91 | 0
New Construction | CZ13 | cAVVG | Exterior Lighting | 0 | 0
New Construction | CZ13 | cAVVG | Interior Equipment | 75832.08 | 860.79
New Construction | CZ13 | cAVVG | Exterior Equipment | 0 | 0
New Construction | CZ13 | cAVVG | Fans | 83221.05 | 0
New Construction | CZ13 | cAVVG | Pumps | 2888.25 | 0
New Construction | CZ13 | cAVVG | Heat Rejection | 0 | 0
New Construction | CZ13 | cAVVG | Humidification | 0 | 0
New Construction | CZ13 | cAVVG | Heat Recovery | 0 | 0
New Construction | CZ13 | cAVVG | Water Systems | 0 | 5726.92
New Construction | CZ13 | cAVVG | Refrigeration | 0 | 0
New Construction | CZ13 | cAVVG | Generators | 0 | 0
New Construction | CZ13 | cAVVG | Total End Uses | 438020.86 | 148665.82
New Construction | CZ14 | cAVVG | Heating | 0 | 101403.62
New Construction | CZ14 | cAVVG | Cooling | 203107.44 | 0
New Construction | CZ14 | cAVVG | Interior Lighting | 117443.91 | 0
New Construction | CZ14 | cAVVG | Exterior Lighting | 0 | 0
New Construction | CZ14 | cAVVG | Interior Equipment | 75832.08 | 860.79
New Construction | CZ14 | cAVVG | Exterior Equipment | 0 | 0
New Construction | CZ14 | cAVVG | Fans | 96591.53 | 0
New Construction | CZ14 | cAVVG | Pumps | 2711.3 | 0
New Construction | CZ14 | cAVVG | Heat Rejection | 0 | 0
New Construction | CZ14 | cAVVG | Humidification | 0 | 0
New Construction | CZ14 | cAVVG | Heat Recovery | 0 | 0
New Construction | CZ14 | cAVVG | Water Systems | 0 | 5327.17
New Construction | CZ14 | cAVVG | Refrigeration | 0 | 0
New Construction | CZ14 | cAVVG | Generators | 0 | 0
New Construction | CZ14 | cAVVG | Total End Uses | 495686.27 | 107591.59
New Construction | CZ15 | cAVVG | Heating | 0 | 43601.66
New Construction | CZ15 | cAVVG | Cooling | 297961.53 | 0
New Construction | CZ15 | cAVVG | Interior Lighting | 117443.91 | 0
New Construction | CZ15 | cAVVG | Exterior Lighting | 0 | 0
New Construction | CZ15 | cAVVG | Interior Equipment | 75832.08 | 860.79
New Construction | CZ15 | cAVVG | Exterior Equipment | 0 | 0
New Construction | CZ15 | cAVVG | Fans | 109400.08 | 0
New Construction | CZ15 | cAVVG | Pumps | 4081.69 | 0
New Construction | CZ15 | cAVVG | Heat Rejection | 0 | 0
New Construction | CZ15 | cAVVG | Humidification | 0 | 0
New Construction | CZ15 | cAVVG | Heat Recovery | 0 | 0
New Construction | CZ15 | cAVVG | Water Systems | 0 | 5141.7
New Construction | CZ15 | cAVVG | Refrigeration | 0 | 0
New Construction | CZ15 | cAVVG | Generators | 0 | 0
New Construction | CZ15 | cAVVG | Total End Uses | 604719.29 | 49604.16
New Construction | CZ16 | cAVVG | Heating | 0 | 241382.32
New Construction | CZ16 | cAVVG | Cooling | 122847.12 | 0
New Construction | CZ16 | cAVVG | Interior Lighting | 117443.91 | 0
New Construction | CZ16 | cAVVG | Exterior Lighting | 0 | 0
New Construction | CZ16 | cAVVG | Interior Equipment | 75832.08 | 860.79
New Construction | CZ16 | cAVVG | Exterior Equipment | 0 | 0
New Construction | CZ16 | cAVVG | Fans | 93561.17 | 0
New Construction | CZ16 | cAVVG | Pumps | 2890.57 | 0
New Construction | CZ16 | cAVVG | Heat Rejection | 0 | 0
New Construction | CZ16 | cAVVG | Humidification | 0 | 0
New Construction | CZ16 | cAVVG | Heat Recovery | 0 | 0
New Construction | CZ16 | cAVVG | Water Systems | 0 | 6091.17
New Construction | CZ16 | cAVVG | Refrigeration | 0 | 0
New Construction | CZ16 | cAVVG | Generators | 0 | 0
New Construction | CZ16 | cAVVG | Total End Uses | 412574.85 | 248334.29
Existing | CZ01 | cDXGF | Heating | 0 | 210705.52
Existing | CZ01 | cDXGF | Cooling | 8624.44 | 0
Existing | CZ01 | cDXGF | Interior Lighting | 175350.55 | 0
Existing | CZ01 | cDXGF | Exterior Lighting | 0 | 0
Existing | CZ01 | cDXGF | Interior Equipment | 75832.08 | 860.79
Existing | CZ01 | cDXGF | Exterior Equipment | 0 | 0
Existing | CZ01 | cDXGF | Fans | 224237.25 | 0
Existing | CZ01 | cDXGF | Pumps | 0 | 0
Existing | CZ01 | cDXGF | Heat Rejection | 0 | 0
Existing | CZ01 | cDXGF | Humidification | 0 | 0
Existing | CZ01 | cDXGF | Heat Recovery | 0 | 0
Existing | CZ01 | cDXGF | Water Systems | 0 | 6295.3
Existing | CZ01 | cDXGF | Refrigeration | 0 | 0
Existing | CZ01 | cDXGF | Generators | 0 | 0
Existing | CZ01 | cDXGF | Total End Uses | 484044.32 | 217861.62
Existing | CZ02 | cDXGF | Heating | 0 | 127243.99
Existing | CZ02 | cDXGF | Cooling | 95125.17 | 0
Existing | CZ02 | cDXGF | Interior Lighting | 175350.55 | 0
Existing | CZ02 | cDXGF | Exterior Lighting | 0 | 0
Existing | CZ02 | cDXGF | Interior Equipment | 75832.08 | 860.79
Existing | CZ02 | cDXGF | Exterior Equipment | 0 | 0
Existing | CZ02 | cDXGF | Fans | 279923.62 | 0
Existing | CZ02 | cDXGF | Pumps | 0 | 0
Existing | CZ02 | cDXGF | Heat Rejection | 0 | 0
Existing | CZ02 | cDXGF | Humidification | 0 | 0
Existing | CZ02 | cDXGF | Heat Recovery | 0 | 0
Existing | CZ02 | cDXGF | Water Systems | 0 | 5935.47
Existing | CZ02 | cDXGF | Refrigeration | 0 | 0
Existing | CZ02 | cDXGF | Generators | 0 | 0
Existing | CZ02 | cDXGF | Total End Uses | 626231.42 | 134040.26
Existing | CZ03 | cDXGF | Heating | 0 | 78956.14
Existing | CZ03 | cDXGF | Cooling | 61803.19 | 0
Existing | CZ03 | cDXGF | Interior Lighting | 175350.55 | 0
Existing | CZ03 | cDXGF | Exterior Lighting | 0 | 0
Existing | CZ03 | cDXGF | Interior Equipment | 75832.08 | 860.79
Existing | CZ03 | cDXGF | Exterior Equipment | 0 | 0
Existing | CZ03 | cDXGF | Fans | 260838.16 | 0
Existing | CZ03 | cDXGF | Pumps | 0 | 0
Existing | CZ03 | cDXGF | Heat Rejection | 0 | 0
Existing | CZ03 | cDXGF | Humidification | 0 | 0
Existing | CZ03 | cDXGF | Heat Recovery | 0 | 0
Existing | CZ03 | cDXGF | Water Systems | 0 | 5842.27
Existing | CZ03 | cDXGF | Refrigeration | 0 | 0
Existing | CZ03 | cDXGF | Generators | 0 | 0
Existing | CZ03 | cDXGF | Total End Uses | 573823.98 | 85659.2
Existing | CZ04 | cDXGF | Heating | 0 | 67362.49
Existing | CZ04 | cDXGF | Cooling | 117293.91 | 0
Existing | CZ04 | cDXGF | Interior Lighting | 175350.55 | 0
Existing | CZ04 | cDXGF | Exterior Lighting | 0 | 0
Existing | CZ04 | cDXGF | Interior Equipment | 75832.08 | 860.79
Existing | CZ04 | cDXGF | Exterior Equipment | 0 | 0
Existing | CZ04 | cDXGF | Fans | 282120.19 | 0
Existing | CZ04 | cDXGF | Pumps | 0 | 0
Existing | CZ04 | cDXGF | Heat Rejection | 0 | 0
Existing | CZ04 | cDXGF | Humidification | 0 | 0
Existing | CZ04 | cDXGF | Heat Recovery | 0 | 0
Existing | CZ04 | cDXGF | Water Systems | 0 | 5744.34
Existing | CZ04 | cDXGF | Refrigeration | 0 | 0
Existing | CZ04 | cDXGF | Generators | 0 | 0
Existing | CZ04 | cDXGF | Total End Uses | 650596.72 | 73967.63
Existing | CZ05 | cDXGF | Heating | 0 | 71700.13
Existing | CZ05 | cDXGF | Cooling | 82038.31 | 0
Existing | CZ05 | cDXGF | Interior Lighting | 175350.55 | 0
Existing | CZ05 | cDXGF | Exterior Lighting | 0 | 0
Existing | CZ05 | cDXGF | Interior Equipment | 75832.08 | 860.79
Existing | CZ05 | cDXGF | Exterior Equipment | 0 | 0
Existing | CZ05 | cDXGF | Fans | 256442.19 | 0
Existing | CZ05 | cDXGF | Pumps | 0 | 0
Existing | CZ05 | cDXGF | Heat Rejection | 0 | 0
Existing | CZ05 | cDXGF | Humidification | 0 | 0
Existing | CZ05 | cDXGF | Heat Recovery | 0 | 0
Existing | CZ05 | cDXGF | Water Systems | 0 | 5922.57
Existing | CZ05 | cDXGF | Refrigeration | 0 | 0
Existing | CZ05 | cDXGF | Generators | 0 | 0
Existing | CZ05 | cDXGF | Total End Uses | 589663.13 | 78483.5
Existing | CZ06 | cDXGF | Heating | 0 | 18311.51
Existing | CZ06 | cDXGF | Cooling | 131273.91 | 0
Existing | CZ06 | cDXGF | Interior Lighting | 175350.55 | 0
Existing | CZ06 | cDXGF | Exterior Lighting | 0 | 0
Existing | CZ06 | cDXGF | Interior Equipment | 75832.08 | 860.79
Existing | CZ06 | cDXGF | Exterior Equipment | 0 | 0
Existing | CZ06 | cDXGF | Fans | 263580.99 | 0
Existing | CZ06 | cDXGF | Pumps | 0 | 0
Existing | CZ06 | cDXGF | Heat Rejection | 0 | 0
Existing | CZ06 | cDXGF | Humidification | 0 | 0
Existing | CZ06 | cDXGF | Heat Recovery | 0 | 0
Existing | CZ06 | cDXGF | Water Systems | 0 | 5569.02
Existing | CZ06 | cDXGF | Refrigeration | 0 | 0
Existing | CZ06 | cDXGF | Generators | 0 | 0
Existing | CZ06 | cDXGF | Total End Uses | 646037.53 | 24741.33
Existing | CZ07 | cDXGF | Heating | 0 | 16449.75
Existing | CZ07 | cDXGF | Cooling | 142114.45 | 0
Existing | CZ07 | cDXGF | Interior Lighting | 175350.55 | 0
Existing | CZ07 | cDXGF | Exterior Lighting | 0 | 0
Existing | CZ07 | cDXGF | Interior Equipment | 75832.08 | 860.79
Existing | CZ07 | cDXGF | Exterior Equipment | 0 | 0
Existing | CZ07 | cDXGF | Fans | 253818.79 | 0
Existing | CZ07 | cDXGF | Pumps | 0 | 0
Existing | CZ07 | cDXGF | Heat Rejection | 0 | 0
Existing | CZ07 | cDXGF | Humidification | 0 | 0
Existing | CZ07 | cDXGF | Heat Recovery | 0 | 0
Existing | CZ07 | cDXGF | Water Systems | 0 | 5468.7
Existing | CZ07 | cDXGF | Refrigeration | 0 | 0
Existing | CZ07 | cDXGF | Generators | 0 | 0
Existing | CZ07 | cDXGF | Total End Uses | 647115.87 | 22779.24
Existing | CZ08 | cDXGF | Heating | 0 | 25595.61
Existing | CZ08 | cDXGF | Cooling | 166513.93 | 0
Existing | CZ08 | cDXGF | Interior Lighting | 175350.55 | 0
Existing | CZ08 | cDXGF | Exterior Lighting | 0 | 0
Existing | CZ08 | cDXGF | Interior Equipment | 75832.08 | 860.79
Existing | CZ08 | cDXGF | Exterior Equipment | 0 | 0
Existing | CZ08 | cDXGF | Fans | 280246.18 | 0
Existing | CZ08 | cDXGF | Pumps | 0 | 0
Existing | CZ08 | cDXGF | Heat Rejection | 0 | 0
Existing | CZ08 | cDXGF | Humidification | 0 | 0
Existing | CZ08 | cDXGF | Heat Recovery | 0 | 0
Existing | CZ08 | cDXGF | Water Systems | 0 | 5471.75
Existing | CZ08 | cDXGF | Refrigeration | 0 | 0
Existing | CZ08 | cDXGF | Generators | 0 | 0
Existing | CZ08 | cDXGF | Total End Uses | 697942.74 | 31928.16
Existing | CZ09 | cDXGF | Heating | 0 | 20272.41
Existing | CZ09 | cDXGF | Cooling | 191207.28 | 0
Existing | CZ09 | cDXGF | Interior Lighting | 175350.55 | 0
Existing | CZ09 | cDXGF | Exterior Lighting | 0 | 0
Existing | CZ09 | cDXGF | Interior Equipment | 75832.08 | 860.79
Existing | CZ09 | cDXGF | Exterior Equipment | 0 | 0
Existing | CZ09 | cDXGF | Fans | 301640.88 | 0
Existing | CZ09 | cDXGF | Pumps | 0 | 0
Existing | CZ09 | cDXGF | Heat Rejection | 0 | 0
Existing | CZ09 | cDXGF | Humidification | 0 | 0
Existing | CZ09 | cDXGF | Heat Recovery | 0 | 0
Existing | CZ09 | cDXGF | Water Systems | 0 | 5470.44
Existing | CZ09 | cDXGF | Refrigeration | 0 | 0
Existing | CZ09 | cDXGF | Generators | 0 | 0
Existing | CZ09 | cDXGF | Total End Uses | 744030.79 | 26603.65
Existing | CZ10 | cDXGF | Heating | 0 | 43524.75
Existing | CZ10 | cDXGF | Cooling | 207592.69 | 0
Existing | CZ10 | cDXGF | Interior Lighting | 175350.55 | 0
Existing | CZ10 | cDXGF | Exterior Lighting | 0 | 0
Existing | CZ10 | cDXGF | Interior Equipment | 75832.08 | 860.79
Existing | CZ10 | cDXGF | Exterior Equipment | 0 | 0
Existing | CZ10 | cDXGF | Fans | 275083.5 | 0
Existing | CZ10 | cDXGF | Pumps | 0 | 0
Existing | CZ10 | cDXGF | Heat Rejection | 0 | 0
Existing | CZ10 | cDXGF | Humidification | 0 | 0
Existing | CZ10 | cDXGF | Heat Recovery | 0 | 0
Existing | CZ10 | cDXGF | Water Systems | 0 | 5377.12
Existing | CZ10 | cDXGF | Refrigeration | 0 | 0
Existing | CZ10 | cDXGF | Generators | 0 | 0
Existing | CZ10 | cDXGF | Total End Uses | 733858.82 | 49762.66
Existing | CZ11 | cDXGF | Heating | 0 | 125556.83
Existing | CZ11 | cDXGF | Cooling | 231070.97 | 0
Existing | CZ11 | cDXGF | Interior Lighting | 175350.55 | 0
Existing | CZ11 | cDXGF | Exterior Lighting | 0 | 0
Existing | CZ11 | cDXGF | Interior Equipment | 75832.08 | 860.79
Existing | CZ11 | cDXGF | Exterior Equipment | 0 | 0
Existing | CZ11 | cDXGF | Fans | 301531.93 | 0
Existing | CZ11 | cDXGF | Pumps | 0 | 0
Existing | CZ11 | cDXGF | Heat Rejection | 0 | 0
Existing | CZ11 | cDXGF | Humidification | 0 | 0
Existing | CZ11 | cDXGF | Heat Recovery | 0 | 0
Existing | CZ11 | cDXGF | Water Systems | 0 | 5549.85
Existing | CZ11 | cDXGF | Refrigeration | 0 | 0
Existing | CZ11 | cDXGF | Generators | 0 | 0
Existing | CZ11 | cDXGF | Total End Uses | 783785.53 | 131967.47
Existing | CZ12 | cDXGF | Heating | 0 | 115577.01
Existing | CZ12 | cDXGF | Cooling | 186871.58 | 0
Existing | CZ12 | cDXGF | Interior Lighting | 175350.55 | 0
Existing | CZ12 | cDXGF | Exterior Lighting | 0 | 0
Existing | CZ12 | cDXGF | Interior Equipment | 75832.08 | 860.79
Existing | CZ12 | cDXGF | Exterior Equipment | 0 | 0
Existing | CZ12 | cDXGF | Fans | 274069.54 | 0
Existing | CZ12 | cDXGF | Pumps | 0 | 0
Existing | CZ12 | cDXGF | Heat Rejection | 0 | 0
Existing | CZ12 | cDXGF | Humidification | 0 | 0
Existing | CZ12 | cDXGF | Heat Recovery | 0 | 0
Existing | CZ12 | cDXGF | Water Systems | 0 | 5584.55
Existing | CZ12 | cDXGF | Refrigeration | 0 | 0
Existing | CZ12 | cDXGF | Generators | 0 | 0
Existing | CZ12 | cDXGF | Total End Uses | 712123.76 | 122022.35
Existing | CZ13 | cDXGF | Heating | 0 | 88780.7
Existing | CZ13 | cDXGF | Cooling | 254080.11 | 0
Existing | CZ13 | cDXGF | Interior Lighting | 175350.55 | 0
Existing | CZ13 | cDXGF | Exterior Lighting | 0 | 0
Existing | CZ13 | cDXGF | Interior Equipment | 75832.08 | 860.79
Existing | CZ13 | cDXGF | Exterior Equipment | 0 | 0
Existing | CZ13 | cDXGF | Fans | 285005.87 | 0
Existing | CZ13 | cDXGF | Pumps | 0 | 0
Existing | CZ13 | cDXGF | Heat Rejection | 0 | 0
Existing | CZ13 | cDXGF | Humidification | 0 | 0
Existing | CZ13 | cDXGF | Heat Recovery | 0 | 0
Existing | CZ13 | cDXGF | Water Systems | 0 | 5424.82
Existing | CZ13 | cDXGF | Refrigeration | 0 | 0
Existing | CZ13 | cDXGF | Generators | 0 | 0
Existing | CZ13 | cDXGF | Total End Uses | 790268.61 | 95066.32
Existing | CZ14 | cDXGF | Heating | 0 | 56574.52
Existing | CZ14 | cDXGF | Cooling | 313038.44 | 0
Existing | CZ14 | cDXGF | Interior Lighting | 175350.55 | 0
Existing | CZ14 | cDXGF | Exterior Lighting | 0 | 0
Existing | CZ14 | cDXGF | Interior Equipment | 75832.08 | 860.79
Existing | CZ14 | cDXGF | Exterior Equipment | 0 | 0
Existing | CZ14 | cDXGF | Fans | 305331.38 | 0
Existing | CZ14 | cDXGF | Pumps | 0 | 0
Existing | CZ14 | cDXGF | Heat Rejection | 0 | 0
Existing | CZ14 | cDXGF | Humidification | 0 | 0
Existing | CZ14 | cDXGF | Heat Recovery | 0 | 0
Existing | CZ14 | cDXGF | Water Systems | 0 | 5209.82
Existing | CZ14 | cDXGF | Refrigeration | 0 | 0
Existing | CZ14 | cDXGF | Generators | 0 | 0
Existing | CZ14 | cDXGF | Total End Uses | 869552.45 | 62645.13
Existing | CZ15 | cDXGF | Heating | 0 | 17115.62
Existing | CZ15 | cDXGF | Cooling | 417590.79 | 0
Existing | CZ15 | cDXGF | Interior Lighting | 175350.55 | 0
Existing | CZ15 | cDXGF | Exterior Lighting | 0 | 0
Existing | CZ15 | cDXGF | Interior Equipment | 75832.08 | 860.79
Existing | CZ15 | cDXGF | Exterior Equipment | 0 | 0
Existing | CZ15 | cDXGF | Fans | 287848.97 | 0
Existing | CZ15 | cDXGF | Pumps | 0 | 0
Existing | CZ15 | cDXGF | Heat Rejection | 0 | 0
Existing | CZ15 | cDXGF | Humidification | 0 | 0
Existing | CZ15 | cDXGF | Heat Recovery | 0 | 0
Existing | CZ15 | cDXGF | Water Systems | 0 | 4793.96
Existing | CZ15 | cDXGF | Refrigeration | 0 | 0
Existing | CZ15 | cDXGF | Generators | 0 | 0
Existing | CZ15 | cDXGF | Total End Uses | 956622.39 | 22770.37
Existing | CZ16 | cDXGF | Heating | 0 | 184591.43
Existing | CZ16 | cDXGF | Cooling | 203749.61 | 0
Existing | CZ16 | cDXGF | Interior Lighting | 175350.55 | 0
Existing | CZ16 | cDXGF | Exterior Lighting | 0 | 0
Existing | CZ16 | cDXGF | Interior Equipment | 75832.08 | 860.79
Existing | CZ16 | cDXGF | Exterior Equipment | 0 | 0
Existing | CZ16 | cDXGF | Fans | 316172.99 | 0
Existing | CZ16 | cDXGF | Pumps | 0 | 0
Existing | CZ16 | cDXGF | Heat Rejection | 0 | 0
Existing | CZ16 | cDXGF | Humidification | 0 | 0
Existing | CZ16 | cDXGF | Heat Recovery | 0 | 0
Existing | CZ16 | cDXGF | Water Systems | 0 | 5874.43
Existing | CZ16 | cDXGF | Refrigeration | 0 | 0
Existing | CZ16 | cDXGF | Generators | 0 | 0
Existing | CZ16 | cDXGF | Total End Uses | 771105.23 | 191326.65
New Construction | CZ01 | cDXGF | Heating | 0 | 218607.01
New Construction | CZ01 | cDXGF | Cooling | 1807.14 | 0
New Construction | CZ01 | cDXGF | Interior Lighting | 117443.91 | 0
New Construction | CZ01 | cDXGF | Exterior Lighting | 0 | 0
New Construction | CZ01 | cDXGF | Interior Equipment | 75832.08 | 860.79
New Construction | CZ01 | cDXGF | Exterior Equipment | 0 | 0
New Construction | CZ01 | cDXGF | Fans | 104977.05 | 0
New Construction | CZ01 | cDXGF | Pumps | 0 | 0
New Construction | CZ01 | cDXGF | Heat Rejection | 0 | 0
New Construction | CZ01 | cDXGF | Humidification | 0 | 0
New Construction | CZ01 | cDXGF | Heat Recovery | 0 | 0
New Construction | CZ01 | cDXGF | Water Systems | 0 | 6398.59
New Construction | CZ01 | cDXGF | Refrigeration | 0 | 0
New Construction | CZ01 | cDXGF | Generators | 0 | 0
New Construction | CZ01 | cDXGF | Total End Uses | 300060.18 | 225866.39
New Construction | CZ02 | cDXGF | Heating | 0 | 114244.32
New Construction | CZ02 | cDXGF | Cooling | 39415.7 | 0
New Construction | CZ02 | cDXGF | Interior Lighting | 117443.91 | 0
New Construction | CZ02 | cDXGF | Exterior Lighting | 0 | 0
New Construction | CZ02 | cDXGF | Interior Equipment | 75832.08 | 860.79
New Construction | CZ02 | cDXGF | Exterior Equipment | 0 | 0
New Construction | CZ02 | cDXGF | Fans | 129929.01 | 0
New Construction | CZ02 | cDXGF | Pumps | 0 | 0
New Construction | CZ02 | cDXGF | Heat Rejection | 0 | 0
New Construction | CZ02 | cDXGF | Humidification | 0 | 0
New Construction | CZ02 | cDXGF | Heat Recovery | 0 | 0
New Construction | CZ02 | cDXGF | Water Systems | 0 | 5934.82
New Construction | CZ02 | cDXGF | Refrigeration | 0 | 0
New Construction | CZ02 | cDXGF | Generators | 0 | 0
New Construction | CZ02 | cDXGF | Total End Uses | 362620.69 | 121039.93
New Construction | CZ03 | cDXGF | Heating | 0 | 81204.53
New Construction | CZ03 | cDXGF | Cooling | 21444.89 | 0
New Construction | CZ03 | cDXGF | Interior Lighting | 117443.91 | 0
New Construction | CZ03 | cDXGF | Exterior Lighting | 0 | 0
New Construction | CZ03 | cDXGF | Interior Equipment | 75832.08 | 860.79
New Construction | CZ03 | cDXGF | Exterior Equipment | 0 | 0
New Construction | CZ03 | cDXGF | Fans | 124822.41 | 0
New Construction | CZ03 | cDXGF | Pumps | 0 | 0
New Construction | CZ03 | cDXGF | Heat Rejection | 0 | 0
New Construction | CZ03 | cDXGF | Humidification | 0 | 0
New Construction | CZ03 | cDXGF | Heat Recovery | 0 | 0
New Construction | CZ03 | cDXGF | Water Systems | 0 | 6112.37
New Construction | CZ03 | cDXGF | Refrigeration | 0 | 0
New Construction | CZ03 | cDXGF | Generators | 0 | 0
New Construction | CZ03 | cDXGF | Total End Uses | 339543.29 | 88177.7
New Construction | CZ04 | cDXGF | Heating | 0 | 61969.04
New Construction | CZ04 | cDXGF | Cooling | 50038.97 | 0
New Construction | CZ04 | cDXGF | Interior Lighting | 117443.91 | 0
New Construction | CZ04 | cDXGF | Exterior Lighting | 0 | 0
New Construction | CZ04 | cDXGF | Interior Equipment | 75832.08 | 860.79
New Construction | CZ04 | cDXGF | Exterior Equipment | 0 | 0
New Construction | CZ04 | cDXGF | Fans | 131484.22 | 0
New Construction | CZ04 | cDXGF | Pumps | 0 | 0
New Construction | CZ04 | cDXGF | Heat Rejection | 0 | 0
New Construction | CZ04 | cDXGF | Humidification | 0 | 0
New Construction | CZ04 | cDXGF | Heat Recovery | 0 | 0
New Construction | CZ04 | cDXGF | Water Systems | 0 | 5919.67
New Construction | CZ04 | cDXGF | Refrigeration | 0 | 0
New Construction | CZ04 | cDXGF | Generators | 0 | 0
New Construction | CZ04 | cDXGF | Total End Uses | 374799.18 | 68749.51
New Construction | CZ05 | cDXGF | Heating | 0 | 71827.68
New Construction | CZ05 | cDXGF | Cooling | 27157.94 | 0
New Construction | CZ05 | cDXGF | Interior Lighting | 117443.91 | 0
New Construction | CZ05 | cDXGF | Exterior Lighting | 0 | 0
New Construction | CZ05 | cDXGF | Interior Equipment | 75832.08 | 860.79
New Construction | CZ05 | cDXGF | Exterior Equipment | 0 | 0
New Construction | CZ05 | cDXGF | Fans | 121951.16 | 0
New Construction | CZ05 | cDXGF | Pumps | 0 | 0
New Construction | CZ05 | cDXGF | Heat Rejection | 0 | 0
New Construction | CZ05 | cDXGF | Humidification | 0 | 0
New Construction | CZ05 | cDXGF | Heat Recovery | 0 | 0
New Construction | CZ05 | cDXGF | Water Systems | 0 | 6094.24
New Construction | CZ05 | cDXGF | Refrigeration | 0 | 0
New Construction | CZ05 | cDXGF | Generators | 0 | 0
New Construction | CZ05 | cDXGF | Total End Uses | 342385.09 | 78782.71
New Construction | CZ06 | cDXGF | Heating | 0 | 18644.74
New Construction | CZ06 | cDXGF | Cooling | 57381.6 | 0
New Construction | CZ06 | cDXGF | Interior Lighting | 117443.91 | 0
New Construction | CZ06 | cDXGF | Exterior Lighting | 0 | 0
New Construction | CZ06 | cDXGF | Interior Equipment | 75832.08 | 860.79
New Construction | CZ06 | cDXGF | Exterior Equipment | 0 | 0
New Construction | CZ06 | cDXGF | Fans | 140725.25 | 0
New Construction | CZ06 | cDXGF | Pumps | 0 | 0
New Construction | CZ06 | cDXGF | Heat Rejection | 0 | 0
New Construction | CZ06 | cDXGF | Humidification | 0 | 0
New Construction | CZ06 | cDXGF | Heat Recovery | 0 | 0
New Construction | CZ06 | cDXGF | Water Systems | 0 | 5743.56
New Construction | CZ06 | cDXGF | Refrigeration | 0 | 0
New Construction | CZ06 | cDXGF | Generators | 0 | 0
New Construction | CZ06 | cDXGF | Total End Uses | 391382.84 | 25249.1
New Construction | CZ07 | cDXGF | Heating | 0 | 17352.47
New Construction | CZ07 | cDXGF | Cooling | 65167.92 | 0
New Construction | CZ07 | cDXGF | Interior Lighting | 117443.91 | 0
New Construction | CZ07 | cDXGF | Exterior Lighting | 0 | 0
New Construction | CZ07 | cDXGF | Interior Equipment | 75832.08 | 860.79
New Construction | CZ07 | cDXGF | Exterior Equipment | 0 | 0
New Construction | CZ07 | cDXGF | Fans | 137058.04 | 0
New Construction | CZ07 | cDXGF | Pumps | 0 | 0
New Construction | CZ07 | cDXGF | Heat Rejection | 0 | 0
New Construction | CZ07 | cDXGF | Humidification | 0 | 0
New Construction | CZ07 | cDXGF | Heat Recovery | 0 | 0
New Construction | CZ07 | cDXGF | Water Systems | 0 | 5646.79
New Construction | CZ07 | cDXGF | Refrigeration | 0 | 0
New Construction | CZ07 | cDXGF | Generators | 0 | 0
New Construction | CZ07 | cDXGF | Total End Uses | 395501.94 | 23860.05
New Construction | CZ08 | cDXGF | Heating | 0 | 26333.88
New Construction | CZ08 | cDXGF | Cooling | 78876.68 | 0
New Construction | CZ08 | cDXGF | Interior Lighting | 117443.91 | 0
New Construction | CZ08 | cDXGF | Exterior Lighting | 0 | 0
New Construction | CZ08 | cDXGF | Interior Equipment | 75832.08 | 860.79
New Construction | CZ08 | cDXGF | Exterior Equipment | 0 | 0
New Construction | CZ08 | cDXGF | Fans | 150002.12 | 0
New Construction | CZ08 | cDXGF | Pumps | 0 | 0
New Construction | CZ08 | cDXGF | Heat Rejection | 0 | 0
New Construction | CZ08 | cDXGF | Humidification | 0 | 0
New Construction | CZ08 | cDXGF | Heat Recovery | 0 | 0
New Construction | CZ08 | cDXGF | Water Systems | 0 | 5743.03
New Construction | CZ08 | cDXGF | Refrigeration | 0 | 0
New Construction | CZ08 | cDXGF | Generators | 0 | 0
New Construction | CZ08 | cDXGF | Total End Uses | 422154.78 | 32937.71
New Construction | CZ09 | cDXGF | Heating | 0 | 15464.75
New Construction | CZ09 | cDXGF | Cooling | 78449.24 | 0
New Construction | CZ09 | cDXGF | Interior Lighting | 117443.91 | 0
New Construction | CZ09 | cDXGF | Exterior Lighting | 0 | 0
New Construction | CZ09 | cDXGF | Interior Equipment | 75832.08 | 860.79
New Construction | CZ09 | cDXGF | Exterior Equipment | 0 | 0
New Construction | CZ09 | cDXGF | Fans | 132332.17 | 0
New Construction | CZ09 | cDXGF | Pumps | 0 | 0
New Construction | CZ09 | cDXGF | Heat Rejection | 0 | 0
New Construction | CZ09 | cDXGF | Humidification | 0 | 0
New Construction | CZ09 | cDXGF | Heat Recovery | 0 | 0
New Construction | CZ09 | cDXGF | Water Systems | 0 | 5761.07
New Construction | CZ09 | cDXGF | Refrigeration | 0 | 0
New Construction | CZ09 | cDXGF | Generators | 0 | 0
New Construction | CZ09 | cDXGF | Total End Uses | 404057.4 | 22086.61
New Construction | CZ10 | cDXGF | Heating | 0 | 37470.91
New Construction | CZ10 | cDXGF | Cooling | 112297.52 | 0
New Construction | CZ10 | cDXGF | Interior Lighting | 117443.91 | 0
New Construction | CZ10 | cDXGF | Exterior Lighting | 0 | 0
New Construction | CZ10 | cDXGF | Interior Equipment | 75832.08 | 860.79
New Construction | CZ10 | cDXGF | Exterior Equipment | 0 | 0
New Construction | CZ10 | cDXGF | Fans | 144249.75 | 0
New Construction | CZ10 | cDXGF | Pumps | 0 | 0
New Construction | CZ10 | cDXGF | Heat Rejection | 0 | 0
New Construction | CZ10 | cDXGF | Humidification | 0 | 0
New Construction | CZ10 | cDXGF | Heat Recovery | 0 | 0
New Construction | CZ10 | cDXGF | Water Systems | 0 | 5727.11
New Construction | CZ10 | cDXGF | Refrigeration | 0 | 0
New Construction | CZ10 | cDXGF | Generators | 0 | 0
New Construction | CZ10 | cDXGF | Total End Uses | 449823.26 | 44058.82
New Construction | CZ11 | cDXGF | Heating | 0 | 112467.34
New Construction | CZ11 | cDXGF | Cooling | 117913.07 | 0
New Construction | CZ11 | cDXGF | Interior Lighting | 117443.91 | 0
New Construction | CZ11 | cDXGF | Exterior Lighting | 0 | 0
New Construction | CZ11 | cDXGF | Interior Equipment | 75832.08 | 860.79
New Construction | CZ11 | cDXGF | Exterior Equipment | 0 | 0
New Construction | CZ11 | cDXGF | Fans | 141292.36 | 0
New Construction | CZ11 | cDXGF | Pumps | 0 | 0
New Construction | CZ11 | cDXGF | Heat Rejection | 0 | 0
New Construction | CZ11 | cDXGF | Humidification | 0 | 0
New Construction | CZ11 | cDXGF | Heat Recovery | 0 | 0
New Construction | CZ11 | cDXGF | Water Systems | 0 | 5854.54
New Construction | CZ11 | cDXGF | Refrigeration | 0 | 0
New Construction | CZ11 | cDXGF | Generators | 0 | 0
New Construction | CZ11 | cDXGF | Total End Uses | 452481.42 | 119182.68
New Construction | CZ12 | cDXGF | Heating | 0 | 110259.96
New Construction | CZ12 | cDXGF | Cooling | 91145.33 | 0
New Construction | CZ12 | cDXGF | Interior Lighting | 117443.91 | 0
New Construction | CZ12 | cDXGF | Exterior Lighting | 0 | 0
New Construction | CZ12 | cDXGF | Interior Equipment | 75832.08 | 860.79
New Construction | CZ12 | cDXGF | Exterior Equipment | 0 | 0
New Construction | CZ12 | cDXGF | Fans | 131136.51 | 0
New Construction | CZ12 | cDXGF | Pumps | 0 | 0
New Construction | CZ12 | cDXGF | Heat Rejection | 0 | 0
New Construction | CZ12 | cDXGF | Humidification | 0 | 0
New Construction | CZ12 | cDXGF | Heat Recovery | 0 | 0
New Construction | CZ12 | cDXGF | Water Systems | 0 | 5938.92
New Construction | CZ12 | cDXGF | Refrigeration | 0 | 0
New Construction | CZ12 | cDXGF | Generators | 0 | 0
New Construction | CZ12 | cDXGF | Total End Uses | 415557.83 | 117059.68
New Construction | CZ13 | cDXGF | Heating | 0 | 90646.69
New Construction | CZ13 | cDXGF | Cooling | 133489.58 | 0
New Construction | CZ13 | cDXGF | Interior Lighting | 117443.91 | 0
New Construction | CZ13 | cDXGF | Exterior Lighting | 0 | 0
New Construction | CZ13 | cDXGF | Interior Equipment | 75832.08 | 860.79
New Construction | CZ13 | cDXGF | Exterior Equipment | 0 | 0
New Construction | CZ13 | cDXGF | Fans | 138888.99 | 0
New Construction | CZ13 | cDXGF | Pumps | 0 | 0
New Construction | CZ13 | cDXGF | Heat Rejection | 0 | 0
New Construction | CZ13 | cDXGF | Humidification | 0 | 0
New Construction | CZ13 | cDXGF | Heat Recovery | 0 | 0
New Construction | CZ13 | cDXGF | Water Systems | 0 | 5921.83
New Construction | CZ13 | cDXGF | Refrigeration | 0 | 0
New Construction | CZ13 | cDXGF | Generators | 0 | 0
New Construction | CZ13 | cDXGF | Total End Uses | 465654.56 | 97429.31
New Construction | CZ14 | cDXGF | Heating | 0 | 54059.62
New Construction | CZ14 | cDXGF | Cooling | 173606.99 | 0
New Construction | CZ14 | cDXGF | Interior Lighting | 117443.91 | 0
New Construction | CZ14 | cDXGF | Exterior Lighting | 0 | 0
New Construction | CZ14 | cDXGF | Interior Equipment | 75832.08 | 860.79
New Construction | CZ14 | cDXGF | Exterior Equipment | 0 | 0
New Construction | CZ14 | cDXGF | Fans | 153756.03 | 0
New Construction | CZ14 | cDXGF | Pumps | 0 | 0
New Construction | CZ14 | cDXGF | Heat Rejection | 0 | 0
New Construction | CZ14 | cDXGF | Humidification | 0 | 0
New Construction | CZ14 | cDXGF | Heat Recovery | 0 | 0
New Construction | CZ14 | cDXGF | Water Systems | 0 | 5712.33
New Construction | CZ14 | cDXGF | Refrigeration | 0 | 0
New Construction | CZ14 | cDXGF | Generators | 0 | 0
New Construction | CZ14 | cDXGF | Total End Uses | 520639 | 60632.75
New Construction | CZ15 | cDXGF | Heating | 0 | 13567.16
New Construction | CZ15 | cDXGF | Cooling | 243227.49 | 0
New Construction | CZ15 | cDXGF | Interior Lighting | 117443.91 | 0
New Construction | CZ15 | cDXGF | Exterior Lighting | 0 | 0
New Construction | CZ15 | cDXGF | Interior Equipment | 75832.08 | 860.79
New Construction | CZ15 | cDXGF | Exterior Equipment | 0 | 0
New Construction | CZ15 | cDXGF | Fans | 148506.63 | 0
New Construction | CZ15 | cDXGF | Pumps | 0 | 0
New Construction | CZ15 | cDXGF | Heat Rejection | 0 | 0
New Construction | CZ15 | cDXGF | Humidification | 0 | 0
New Construction | CZ15 | cDXGF | Heat Recovery | 0 | 0
New Construction | CZ15 | cDXGF | Water Systems | 0 | 5519.08
New Construction | CZ15 | cDXGF | Refrigeration | 0 | 0
New Construction | CZ15 | cDXGF | Generators | 0 | 0
New Construction | CZ15 | cDXGF | Total End Uses | 585010.11 | 19947.03
New Construction | CZ16 | cDXGF | Heating | 0 | 166271.98
New Construction | CZ16 | cDXGF | Cooling | 107500.47 | 0
New Construction | CZ16 | cDXGF | Interior Lighting | 117443.91 | 0
New Construction | CZ16 | cDXGF | Exterior Lighting | 0 | 0
New Construction | CZ16 | cDXGF | Interior Equipment | 75832.08 | 860.79
New Construction | CZ16 | cDXGF | Exterior Equipment | 0 | 0
New Construction | CZ16 | cDXGF | Fans | 158229.21 | 0
New Construction | CZ16 | cDXGF | Pumps | 0 | 0
New Construction | CZ16 | cDXGF | Heat Rejection | 0 | 0
New Construction | CZ16 | cDXGF | Humidification | 0 | 0
New Construction | CZ16 | cDXGF | Heat Recovery | 0 | 0
New Construction | CZ16 | cDXGF | Water Systems | 0 | 6045.79
New Construction | CZ16 | cDXGF | Refrigeration | 0 | 0
New Construction | CZ16 | cDXGF | Generators | 0 | 0
New Construction | CZ16 | cDXGF | Total End Uses | 459005.66 | 173178.57
Existing | CZ01 | cDXHP | Heating | 46631.08 | 20887.48
Existing | CZ01 | cDXHP | Cooling | 7950.82 | 0
Existing | CZ01 | cDXHP | Interior Lighting | 175350.55 | 0
Existing | CZ01 | cDXHP | Exterior Lighting | 0 | 0
Existing | CZ01 | cDXHP | Interior Equipment | 75832.08 | 860.79
Existing | CZ01 | cDXHP | Exterior Equipment | 0 | 0
Existing | CZ01 | cDXHP | Fans | 224238.49 | 0
Existing | CZ01 | cDXHP | Pumps | 0 | 0
Existing | CZ01 | cDXHP | Heat Rejection | 0 | 0
Existing | CZ01 | cDXHP | Humidification | 0 | 0
Existing | CZ01 | cDXHP | Heat Recovery | 0 | 0
Existing | CZ01 | cDXHP | Water Systems | 0 | 6325.65
Existing | CZ01 | cDXHP | Refrigeration | 0 | 0
Existing | CZ01 | cDXHP | Generators | 0 | 0
Existing | CZ01 | cDXHP | Total End Uses | 530003.02 | 28073.93
Existing | CZ02 | cDXHP | Heating | 31579.83 | 13251.55
Existing | CZ02 | cDXHP | Cooling | 94340.22 | 0
Existing | CZ02 | cDXHP | Interior Lighting | 175350.55 | 0
Existing | CZ02 | cDXHP | Exterior Lighting | 0 | 0
Existing | CZ02 | cDXHP | Interior Equipment | 75832.08 | 860.79
Existing | CZ02 | cDXHP | Exterior Equipment | 0 | 0
Existing | CZ02 | cDXHP | Fans | 279925.49 | 0
Existing | CZ02 | cDXHP | Pumps | 0 | 0
Existing | CZ02 | cDXHP | Heat Rejection | 0 | 0
Existing | CZ02 | cDXHP | Humidification | 0 | 0
Existing | CZ02 | cDXHP | Heat Recovery | 0 | 0
Existing | CZ02 | cDXHP | Water Systems | 0 | 5890.01
Existing | CZ02 | cDXHP | Refrigeration | 0 | 0
Existing | CZ02 | cDXHP | Generators | 0 | 0
Existing | CZ02 | cDXHP | Total End Uses | 657028.17 | 20002.35
Existing | CZ03 | cDXHP | Heating | 18167.57 | 6037.85
Existing | CZ03 | cDXHP | Cooling | 61324.97 | 0
Existing | CZ03 | cDXHP | Interior Lighting | 175350.55 | 0
Existing | CZ03 | cDXHP | Exterior Lighting | 0 | 0
Existing | CZ03 | cDXHP | Interior Equipment | 75832.08 | 860.79
Existing | CZ03 | cDXHP | Exterior Equipment | 0 | 0
Existing | CZ03 | cDXHP | Fans | 260836.58 | 0
Existing | CZ03 | cDXHP | Pumps | 0 | 0
Existing | CZ03 | cDXHP | Heat Rejection | 0 | 0
Existing | CZ03 | cDXHP | Humidification | 0 | 0
Existing | CZ03 | cDXHP | Heat Recovery | 0 | 0
Existing | CZ03 | cDXHP | Water Systems | 0 | 5872.89
Existing | CZ03 | cDXHP | Refrigeration | 0 | 0
Existing | CZ03 | cDXHP | Generators | 0 | 0
Existing | CZ03 | cDXHP | Total End Uses | 591511.74 | 12771.53
Existing | CZ04 | cDXHP | Heating | 15873.46 | 4423.62
Existing | CZ04 | cDXHP | Cooling | 117321.85 | 0
Existing | CZ04 | cDXHP | Interior Lighting | 175350.55 | 0
Existing | CZ04 | cDXHP | Exterior Lighting | 0 | 0
Existing | CZ04 | cDXHP | Interior Equipment | 75832.08 | 860.79
Existing | CZ04 | cDXHP | Exterior Equipment | 0 | 0
Existing | CZ04 | cDXHP | Fans | 282120.24 | 0
Existing | CZ04 | cDXHP | Pumps | 0 | 0
Existing | CZ04 | cDXHP | Heat Rejection | 0 | 0
Existing | CZ04 | cDXHP | Humidification | 0 | 0
Existing | CZ04 | cDXHP | Heat Recovery | 0 | 0
Existing | CZ04 | cDXHP | Water Systems | 0 | 5697.05
Existing | CZ04 | cDXHP | Refrigeration | 0 | 0
Existing | CZ04 | cDXHP | Generators | 0 | 0
Existing | CZ04 | cDXHP | Total End Uses | 666498.18 | 10981.46
Existing | CZ05 | cDXHP | Heating | 18014.11 | 2700.78
Existing | CZ05 | cDXHP | Cooling | 81733.98 | 0
Existing | CZ05 | cDXHP | Interior Lighting | 175350.55 | 0
Existing | CZ05 | cDXHP | Exterior Lighting | 0 | 0
Existing | CZ05 | cDXHP | Interior Equipment | 75832.08 | 860.79
Existing | CZ05 | cDXHP | Exterior Equipment | 0 | 0
Existing | CZ05 | cDXHP | Fans | 256432.13 | 0
Existing | CZ05 | cDXHP | Pumps | 0 | 0
Existing | CZ05 | cDXHP | Heat Rejection | 0 | 0
Existing | CZ05 | cDXHP | Humidification | 0 | 0
Existing | CZ05 | cDXHP | Heat Recovery | 0 | 0
Existing | CZ05 | cDXHP | Water Systems | 0 | 5906.61
Existing | CZ05 | cDXHP | Refrigeration | 0 | 0
Existing | CZ05 | cDXHP | Generators | 0 | 0
Existing | CZ05 | cDXHP | Total End Uses | 607362.85 | 9468.19
Existing | CZ06 | cDXHP | Heating | 4296.22 | 57.69
Existing | CZ06 | cDXHP | Cooling | 130325.37 | 0
Existing | CZ06 | cDXHP | Interior Lighting | 175350.55 | 0
Existing | CZ06 | cDXHP | Exterior Lighting | 0 | 0
Existing | CZ06 | cDXHP | Interior Equipment | 75832.08 | 860.79
Existing | CZ06 | cDXHP | Exterior Equipment | 0 | 0
Existing | CZ06 | cDXHP | Fans | 263567.67 | 0
Existing | CZ06 | cDXHP | Pumps | 0 | 0
Existing | CZ06 | cDXHP | Heat Rejection | 0 | 0
Existing | CZ06 | cDXHP | Humidification | 0 | 0
Existing | CZ06 | cDXHP | Heat Recovery | 0 | 0
Existing | CZ06 | cDXHP | Water Systems | 0 | 5568.28
Existing | CZ06 | cDXHP | Refrigeration | 0 | 0
Existing | CZ06 | cDXHP | Generators | 0 | 0
Existing | CZ06 | cDXHP | Total End Uses | 649371.88 | 6486.76
Existing | CZ07 | cDXHP | Heating | 3886.22 | 0.44
Existing | CZ07 | cDXHP | Cooling | 141599.49 | 0
Existing | CZ07 | cDXHP | Interior Lighting | 175350.55 | 0
Existing | CZ07 | cDXHP | Exterior Lighting | 0 | 0
Existing | CZ07 | cDXHP | Interior Equipment | 75832.08 | 860.79
Existing | CZ07 | cDXHP | Exterior Equipment | 0 | 0
Existing | CZ07 | cDXHP | Fans | 253805.38 | 0
Existing | CZ07 | cDXHP | Pumps | 0 | 0
Existing | CZ07 | cDXHP | Heat Rejection | 0 | 0
Existing | CZ07 | cDXHP | Humidification | 0 | 0
Existing | CZ07 | cDXHP | Heat Recovery | 0 | 0
Existing | CZ07 | cDXHP | Water Systems | 0 | 5518.19
Existing | CZ07 | cDXHP | Refrigeration | 0 | 0
Existing | CZ07 | cDXHP | Generators | 0 | 0
Existing | CZ07 | cDXHP | Total End Uses | 650473.71 | 6379.43
Existing | CZ08 | cDXHP | Heating | 6088.4 | 198.57
Existing | CZ08 | cDXHP | Cooling | 166379 | 0
Existing | CZ08 | cDXHP | Interior Lighting | 175350.55 | 0
Existing | CZ08 | cDXHP | Exterior Lighting | 0 | 0
Existing | CZ08 | cDXHP | Interior Equipment | 75832.08 | 860.79
Existing | CZ08 | cDXHP | Exterior Equipment | 0 | 0
Existing | CZ08 | cDXHP | Fans | 280244.32 | 0
Existing | CZ08 | cDXHP | Pumps | 0 | 0
Existing | CZ08 | cDXHP | Heat Rejection | 0 | 0
Existing | CZ08 | cDXHP | Humidification | 0 | 0
Existing | CZ08 | cDXHP | Heat Recovery | 0 | 0
Existing | CZ08 | cDXHP | Water Systems | 0 | 5503.26
Existing | CZ08 | cDXHP | Refrigeration | 0 | 0
Existing | CZ08 | cDXHP | Generators | 0 | 0
Existing | CZ08 | cDXHP | Total End Uses | 703894.36 | 6562.63
Existing | CZ09 | cDXHP | Heating | 4770.41 | 293.09
Existing | CZ09 | cDXHP | Cooling | 191115.26 | 0
Existing | CZ09 | cDXHP | Interior Lighting | 175350.55 | 0
Existing | CZ09 | cDXHP | Exterior Lighting | 0 | 0
Existing | CZ09 | cDXHP | Interior Equipment | 75832.08 | 860.79
Existing | CZ09 | cDXHP | Exterior Equipment | 0 | 0
Existing | CZ09 | cDXHP | Fans | 301637.51 | 0
Existing | CZ09 | cDXHP | Pumps | 0 | 0
Existing | CZ09 | cDXHP | Heat Rejection | 0 | 0
Existing | CZ09 | cDXHP | Humidification | 0 | 0
Existing | CZ09 | cDXHP | Heat Recovery | 0 | 0
Existing | CZ09 | cDXHP | Water Systems | 0 | 5470.64
Existing | CZ09 | cDXHP | Refrigeration | 0 | 0
Existing | CZ09 | cDXHP | Generators | 0 | 0
Existing | CZ09 | cDXHP | Total End Uses | 748705.81 | 6624.53
Existing | CZ10 | cDXHP | Heating | 11745.02 | 929.35
Existing | CZ10 | cDXHP | Cooling | 207216.36 | 0
Existing | CZ10 | cDXHP | Interior Lighting | 175350.55 | 0
Existing | CZ10 | cDXHP | Exterior Lighting | 0 | 0
Existing | CZ10 | cDXHP | Interior Equipment | 75832.08 | 860.79
Existing | CZ10 | cDXHP | Exterior Equipment | 0 | 0
Existing | CZ10 | cDXHP | Fans | 275083.67 | 0
Existing | CZ10 | cDXHP | Pumps | 0 | 0
Existing | CZ10 | cDXHP | Heat Rejection | 0 | 0
Existing | CZ10 | cDXHP | Humidification | 0 | 0
Existing | CZ10 | cDXHP | Heat Recovery | 0 | 0
Existing | CZ10 | cDXHP | Water Systems | 0 | 5440.09
Existing | CZ10 | cDXHP | Refrigeration | 0 | 0
Existing | CZ10 | cDXHP | Generators | 0 | 0
Existing | CZ10 | cDXHP | Total End Uses | 745227.68 | 7230.24
Existing | CZ11 | cDXHP | Heating | 29729.35 | 15555.14
Existing | CZ11 | cDXHP | Cooling | 230515.5 | 0
Existing | CZ11 | cDXHP | Interior Lighting | 175350.55 | 0
Existing | CZ11 | cDXHP | Exterior Lighting | 0 | 0
Existing | CZ11 | cDXHP | Interior Equipment | 75832.08 | 860.79
Existing | CZ11 | cDXHP | Exterior Equipment | 0 | 0
Existing | CZ11 | cDXHP | Fans | 301531.22 | 0
Existing | CZ11 | cDXHP | Pumps | 0 | 0
Existing | CZ11 | cDXHP | Heat Rejection | 0 | 0
Existing | CZ11 | cDXHP | Humidification | 0 | 0
Existing | CZ11 | cDXHP | Heat Recovery | 0 | 0
Existing | CZ11 | cDXHP | Water Systems | 0 | 5566.33
Existing | CZ11 | cDXHP | Refrigeration | 0 | 0
Existing | CZ11 | cDXHP | Generators | 0 | 0
Existing | CZ11 | cDXHP | Total End Uses | 812958.7 | 21982.27
Existing | CZ12 | cDXHP | Heating | 28267.26 | 13137.5
Existing | CZ12 | cDXHP | Cooling | 186377.15 | 0
Existing | CZ12 | cDXHP | Interior Lighting | 175350.55 | 0
Existing | CZ12 | cDXHP | Exterior Lighting | 0 | 0
Existing | CZ12 | cDXHP | Interior Equipment | 75832.08 | 860.79
Existing | CZ12 | cDXHP | Exterior Equipment | 0 | 0
Existing | CZ12 | cDXHP | Fans | 274062.63 | 0
Existing | CZ12 | cDXHP | Pumps | 0 | 0
Existing | CZ12 | cDXHP | Heat Rejection | 0 | 0
Existing | CZ12 | cDXHP | Humidification | 0 | 0
Existing | CZ12 | cDXHP | Heat Recovery | 0 | 0
Existing | CZ12 | cDXHP | Water Systems | 0 | 5616.22
Existing | CZ12 | cDXHP | Refrigeration | 0 | 0
Existing | CZ12 | cDXHP | Generators | 0 | 0
Existing | CZ12 | cDXHP | Total End Uses | 739889.67 | 19614.51
Existing | CZ13 | cDXHP | Heating | 21267.4 | 9679.08
Existing | CZ13 | cDXHP | Cooling | 253617.8 | 0
Existing | CZ13 | cDXHP | Interior Lighting | 175350.55 | 0
Existing | CZ13 | cDXHP | Exterior Lighting | 0 | 0
Existing | CZ13 | cDXHP | Interior Equipment | 75832.08 | 860.79
Existing | CZ13 | cDXHP | Exterior Equipment | 0 | 0
Existing | CZ13 | cDXHP | Fans | 285006.74 | 0
Existing | CZ13 | cDXHP | Pumps | 0 | 0
Existing | CZ13 | cDXHP | Heat Rejection | 0 | 0
Existing | CZ13 | cDXHP | Humidification | 0 | 0
Existing | CZ13 | cDXHP | Heat Recovery | 0 | 0
Existing | CZ13 | cDXHP | Water Systems | 0 | 5424.11
Existing | CZ13 | cDXHP | Refrigeration | 0 | 0
Existing | CZ13 | cDXHP | Generators | 0 | 0
Existing | CZ13 | cDXHP | Total End Uses | 811074.57 | 15963.98
Existing | CZ14 | cDXHP | Heating | 14679.16 | 3937.6
Existing | CZ14 | cDXHP | Cooling | 312433.8 | 0
Existing | CZ14 | cDXHP | Interior Lighting | 175350.55 | 0
Existing | CZ14 | cDXHP | Exterior Lighting | 0 | 0
Existing | CZ14 | cDXHP | Interior Equipment | 75832.08 | 860.79
Existing | CZ14 | cDXHP | Exterior Equipment | 0 | 0
Existing | CZ14 | cDXHP | Fans | 305331.15 | 0
Existing | CZ14 | cDXHP | Pumps | 0 | 0
Existing | CZ14 | cDXHP | Heat Rejection | 0 | 0
Existing | CZ14 | cDXHP | Humidification | 0 | 0
Existing | CZ14 | cDXHP | Heat Recovery | 0 | 0
Existing | CZ14 | cDXHP | Water Systems | 0 | 5231.89
Existing | CZ14 | cDXHP | Refrigeration | 0 | 0
Existing | CZ14 | cDXHP | Generators | 0 | 0
Existing | CZ14 | cDXHP | Total End Uses | 883626.74 | 10030.28
Existing | CZ15 | cDXHP | Heating | 4469.98 | 70.12
Existing | CZ15 | cDXHP | Cooling | 417453.71 | 0
Existing | CZ15 | cDXHP | Interior Lighting | 175350.55 | 0
Existing | CZ15 | cDXHP | Exterior Lighting | 0 | 0
Existing | CZ15 | cDXHP | Interior Equipment | 75832.08 | 860.79
Existing | CZ15 | cDXHP | Exterior Equipment | 0 | 0
Existing | CZ15 | cDXHP | Fans | 287848.89 | 0
Existing | CZ15 | cDXHP | Pumps | 0 | 0
Existing | CZ15 | cDXHP | Heat Rejection | 0 | 0
Existing | CZ15 | cDXHP | Humidification | 0 | 0
Existing | CZ15 | cDXHP | Heat Recovery | 0 | 0
Existing | CZ15 | cDXHP | Water Systems | 0 | 4843.46
Existing | CZ15 | cDXHP | Refrigeration | 0 | 0
Existing | CZ15 | cDXHP | Generators | 0 | 0
Existing | CZ15 | cDXHP | Total End Uses | 960955.21 | 5774.37
Existing | CZ16 | cDXHP | Heating | 54498.25 | 28762.86
Existing | CZ16 | cDXHP | Cooling | 201186.17 | 0
Existing | CZ16 | cDXHP | Interior Lighting | 175350.55 | 0
Existing | CZ16 | cDXHP | Exterior Lighting | 0 | 0
Existing | CZ16 | cDXHP | Interior Equipment | 75832.08 | 860.79
Existing | CZ16 | cDXHP | Exterior Equipment | 0 | 0
Existing | CZ16 | cDXHP | Fans | 316195.24 | 0
Existing | CZ16 | cDXHP | Pumps | 0 | 0
Existing | CZ16 | cDXHP | Heat Rejection | 0 | 0
Existing | CZ16 | cDXHP | Humidification | 0 | 0
Existing | CZ16 | cDXHP | Heat Recovery | 0 | 0
Existing | CZ16 | cDXHP | Water Systems | 0 | 5812.01
Existing | CZ16 | cDXHP | Refrigeration | 0 | 0
Existing | CZ16 | cDXHP | Generators | 0 | 0
Existing | CZ16 | cDXHP | Total End Uses | 823062.29 | 35435.67
New Construction | CZ01 | cDXHP | Heating | 50750.05 | 6507.66
New Construction | CZ01 | cDXHP | Cooling | 1250.7 | 0
New Construction | CZ01 | cDXHP | Interior Lighting | 117443.91 | 0
New Construction | CZ01 | cDXHP | Exterior Lighting | 0 | 0
New Construction | CZ01 | cDXHP | Interior Equipment | 75832.08 | 860.79
New Construction | CZ01 | cDXHP | Exterior Equipment | 0 | 0
New Construction | CZ01 | cDXHP | Fans | 104978.35 | 0
New Construction | CZ01 | cDXHP | Pumps | 0 | 0
New Construction | CZ01 | cDXHP | Heat Rejection | 0 | 0
New Construction | CZ01 | cDXHP | Humidification | 0 | 0
New Construction | CZ01 | cDXHP | Heat Recovery | 0 | 0
New Construction | CZ01 | cDXHP | Water Systems | 0 | 6452
New Construction | CZ01 | cDXHP | Refrigeration | 0 | 0
New Construction | CZ01 | cDXHP | Generators | 0 | 0
New Construction | CZ01 | cDXHP | Total End Uses | 350255.08 | 13820.45
New Construction | CZ02 | cDXHP | Heating | 29565.29 | 3047.33
New Construction | CZ02 | cDXHP | Cooling | 38546.49 | 0
New Construction | CZ02 | cDXHP | Interior Lighting | 117443.91 | 0
New Construction | CZ02 | cDXHP | Exterior Lighting | 0 | 0
New Construction | CZ02 | cDXHP | Interior Equipment | 75832.08 | 860.79
New Construction | CZ02 | cDXHP | Exterior Equipment | 0 | 0
New Construction | CZ02 | cDXHP | Fans | 129930.83 | 0
New Construction | CZ02 | cDXHP | Pumps | 0 | 0
New Construction | CZ02 | cDXHP | Heat Rejection | 0 | 0
New Construction | CZ02 | cDXHP | Humidification | 0 | 0
New Construction | CZ02 | cDXHP | Heat Recovery | 0 | 0
New Construction | CZ02 | cDXHP | Water Systems | 0 | 6066.83
New Construction | CZ02 | cDXHP | Refrigeration | 0 | 0
New Construction | CZ02 | cDXHP | Generators | 0 | 0
New Construction | CZ02 | cDXHP | Total End Uses | 391318.6 | 9974.96
New Construction | CZ03 | cDXHP | Heating | 19340.98 | 1692.1
New Construction | CZ03 | cDXHP | Cooling | 21116.3 | 0
New Construction | CZ03 | cDXHP | Interior Lighting | 117443.91 | 0
New Construction | CZ03 | cDXHP | Exterior Lighting | 0 | 0
New Construction | CZ03 | cDXHP | Interior Equipment | 75832.08 | 860.79
New Construction | CZ03 | cDXHP | Exterior Equipment | 0 | 0
New Construction | CZ03 | cDXHP | Fans | 124822.73 | 0
New Construction | CZ03 | cDXHP | Pumps | 0 | 0
New Construction | CZ03 | cDXHP | Heat Rejection | 0 | 0
New Construction | CZ03 | cDXHP | Humidification | 0 | 0
New Construction | CZ03 | cDXHP | Heat Recovery | 0 | 0
New Construction | CZ03 | cDXHP | Water Systems | 0 | 6176.11
New Construction | CZ03 | cDXHP | Refrigeration | 0 | 0
New Construction | CZ03 | cDXHP | Generators | 0 | 0
New Construction | CZ03 | cDXHP | Total End Uses | 358556.01 | 8729
New Construction | CZ04 | cDXHP | Heating | 15098.49 | 1009.15
New Construction | CZ04 | cDXHP | Cooling | 49846.11 | 0
New Construction | CZ04 | cDXHP | Interior Lighting | 117443.91 | 0
New Construction | CZ04 | cDXHP | Exterior Lighting | 0 | 0
New Construction | CZ04 | cDXHP | Interior Equipment | 75832.08 | 860.79
New Construction | CZ04 | cDXHP | Exterior Equipment | 0 | 0
New Construction | CZ04 | cDXHP | Fans | 131484.15 | 0
New Construction | CZ04 | cDXHP | Pumps | 0 | 0
New Construction | CZ04 | cDXHP | Heat Rejection | 0 | 0
New Construction | CZ04 | cDXHP | Humidification | 0 | 0
New Construction | CZ04 | cDXHP | Heat Recovery | 0 | 0
New Construction | CZ04 | cDXHP | Water Systems | 0 | 5934.83
New Construction | CZ04 | cDXHP | Refrigeration | 0 | 0
New Construction | CZ04 | cDXHP | Generators | 0 | 0
New Construction | CZ04 | cDXHP | Total End Uses | 389704.72 | 7804.78
New Construction | CZ05 | cDXHP | Heating | 18038.4 | 598.35
New Construction | CZ05 | cDXHP | Cooling | 26730.2 | 0
New Construction | CZ05 | cDXHP | Interior Lighting | 117443.91 | 0
New Construction | CZ05 | cDXHP | Exterior Lighting | 0 | 0
New Construction | CZ05 | cDXHP | Interior Equipment | 75832.08 | 860.79
New Construction | CZ05 | cDXHP | Exterior Equipment | 0 | 0
New Construction | CZ05 | cDXHP | Fans | 121950.56 | 0
New Construction | CZ05 | cDXHP | Pumps | 0 | 0
New Construction | CZ05 | cDXHP | Heat Rejection | 0 | 0
New Construction | CZ05 | cDXHP | Humidification | 0 | 0
New Construction | CZ05 | cDXHP | Heat Recovery | 0 | 0
New Construction | CZ05 | cDXHP | Water Systems | 0 | 6061.45
New Construction | CZ05 | cDXHP | Refrigeration | 0 | 0
New Construction | CZ05 | cDXHP | Generators | 0 | 0
New Construction | CZ05 | cDXHP | Total End Uses | 359995.15 | 7520.59
New Construction | CZ06 | cDXHP | Heating | 4372.25 | 0
New Construction | CZ06 | cDXHP | Cooling | 55710.65 | 0
New Construction | CZ06 | cDXHP | Interior Lighting | 117443.91 | 0
New Construction | CZ06 | cDXHP | Exterior Lighting | 0 | 0
New Construction | CZ06 | cDXHP | Interior Equipment | 75832.08 | 860.79
New Construction | CZ06 | cDXHP | Exterior Equipment | 0 | 0
New Construction | CZ06 | cDXHP | Fans | 140724.29 | 0
New Construction | CZ06 | cDXHP | Pumps | 0 | 0
New Construction | CZ06 | cDXHP | Heat Rejection | 0 | 0
New Construction | CZ06 | cDXHP | Humidification | 0 | 0
New Construction | CZ06 | cDXHP | Heat Recovery | 0 | 0
New Construction | CZ06 | cDXHP | Water Systems | 0 | 5791.64
New Construction | CZ06 | cDXHP | Refrigeration | 0 | 0
New Construction | CZ06 | cDXHP | Generators | 0 | 0
New Construction | CZ06 | cDXHP | Total End Uses | 394083.18 | 6652.44
New Construction | CZ07 | cDXHP | Heating | 4076.18 | 0
New Construction | CZ07 | cDXHP | Cooling | 64064.15 | 0
New Construction | CZ07 | cDXHP | Interior Lighting | 117443.91 | 0
New Construction | CZ07 | cDXHP | Exterior Lighting | 0 | 0
New Construction | CZ07 | cDXHP | Interior Equipment | 75832.08 | 860.79
New Construction | CZ07 | cDXHP | Exterior Equipment | 0 | 0
New Construction | CZ07 | cDXHP | Fans | 137057.41 | 0
New Construction | CZ07 | cDXHP | Pumps | 0 | 0
New Construction | CZ07 | cDXHP | Heat Rejection | 0 | 0
New Construction | CZ07 | cDXHP | Humidification | 0 | 0
New Construction | CZ07 | cDXHP | Heat Recovery | 0 | 0
New Construction | CZ07 | cDXHP | Water Systems | 0 | 5649.2
New Construction | CZ07 | cDXHP | Refrigeration | 0 | 0
New Construction | CZ07 | cDXHP | Generators | 0 | 0
New Construction | CZ07 | cDXHP | Total End Uses | 398473.73 | 6510
New Construction | CZ08 | cDXHP | Heating | 6286.96 | 0.66
New Construction | CZ08 | cDXHP | Cooling | 78366.48 | 0
New Construction | CZ08 | cDXHP | Interior Lighting | 117443.91 | 0
New Construction | CZ08 | cDXHP | Exterior Lighting | 0 | 0
New Construction | CZ08 | cDXHP | Interior Equipment | 75832.08 | 860.79
New Construction | CZ08 | cDXHP | Exterior Equipment | 0 | 0
New Construction | CZ08 | cDXHP | Fans | 150001.97 | 0
New Construction | CZ08 | cDXHP | Pumps | 0 | 0
New Construction | CZ08 | cDXHP | Heat Rejection | 0 | 0
New Construction | CZ08 | cDXHP | Humidification | 0 | 0
New Construction | CZ08 | cDXHP | Heat Recovery | 0 | 0
New Construction | CZ08 | cDXHP | Water Systems | 0 | 5728.75
New Construction | CZ08 | cDXHP | Refrigeration | 0 | 0
New Construction | CZ08 | cDXHP | Generators | 0 | 0
New Construction | CZ08 | cDXHP | Total End Uses | 427931.4 | 6590.2
New Construction | CZ09 | cDXHP | Heating | 3693.91 | 0
New Construction | CZ09 | cDXHP | Cooling | 77818.88 | 0
New Construction | CZ09 | cDXHP | Interior Lighting | 117443.91 | 0
New Construction | CZ09 | cDXHP | Exterior Lighting | 0 | 0
New Construction | CZ09 | cDXHP | Interior Equipment | 75832.08 | 860.79
New Construction | CZ09 | cDXHP | Exterior Equipment | 0 | 0
New Construction | CZ09 | cDXHP | Fans | 132331.94 | 0
New Construction | CZ09 | cDXHP | Pumps | 0 | 0
New Construction | CZ09 | cDXHP | Heat Rejection | 0 | 0
New Construction | CZ09 | cDXHP | Humidification | 0 | 0
New Construction | CZ09 | cDXHP | Heat Recovery | 0 | 0
New Construction | CZ09 | cDXHP | Water Systems | 0 | 5745.42
New Construction | CZ09 | cDXHP | Refrigeration | 0 | 0
New Construction | CZ09 | cDXHP | Generators | 0 | 0
New Construction | CZ09 | cDXHP | Total End Uses | 407120.72 | 6606.22
New Construction | CZ10 | cDXHP | Heating | 10180.56 | 217.55
New Construction | CZ10 | cDXHP | Cooling | 111937.15 | 0
New Construction | CZ10 | cDXHP | Interior Lighting | 117443.91 | 0
New Construction | CZ10 | cDXHP | Exterior Lighting | 0 | 0
New Construction | CZ10 | cDXHP | Interior Equipment | 75832.08 | 860.79
New Construction | CZ10 | cDXHP | Exterior Equipment | 0 | 0
New Construction | CZ10 | cDXHP | Fans | 144249.68 | 0
New Construction | CZ10 | cDXHP | Pumps | 0 | 0
New Construction | CZ10 | cDXHP | Heat Rejection | 0 | 0
New Construction | CZ10 | cDXHP | Humidification | 0 | 0
New Construction | CZ10 | cDXHP | Heat Recovery | 0 | 0
New Construction | CZ10 | cDXHP | Water Systems | 0 | 6004.05
New Construction | CZ10 | cDXHP | Refrigeration | 0 | 0
New Construction | CZ10 | cDXHP | Generators | 0 | 0
New Construction | CZ10 | cDXHP | Total End Uses | 459643.38 | 7082.39
New Construction | CZ11 | cDXHP | Heating | 28817.88 | 2999.26
New Construction | CZ11 | cDXHP | Cooling | 117378.12 | 0
New Construction | CZ11 | cDXHP | Interior Lighting | 117443.91 | 0
New Construction | CZ11 | cDXHP | Exterior Lighting | 0 | 0
New Construction | CZ11 | cDXHP | Interior Equipment | 75832.08 | 860.79
New Construction | CZ11 | cDXHP | Exterior Equipment | 0 | 0
New Construction | CZ11 | cDXHP | Fans | 141292.09 | 0
New Construction | CZ11 | cDXHP | Pumps | 0 | 0
New Construction | CZ11 | cDXHP | Heat Rejection | 0 | 0
New Construction | CZ11 | cDXHP | Humidification | 0 | 0
New Construction | CZ11 | cDXHP | Heat Recovery | 0 | 0
New Construction | CZ11 | cDXHP | Water Systems | 0 | 5903.78
New Construction | CZ11 | cDXHP | Refrigeration | 0 | 0
New Construction | CZ11 | cDXHP | Generators | 0 | 0
New Construction | CZ11 | cDXHP | Total End Uses | 480764.08 | 9763.83
New Construction | CZ12 | cDXHP | Heating | 28122.69 | 4000.4
New Construction | CZ12 | cDXHP | Cooling | 90503.15 | 0
New Construction | CZ12 | cDXHP | Interior Lighting | 117443.91 | 0
New Construction | CZ12 | cDXHP | Exterior Lighting | 0 | 0
New Construction | CZ12 | cDXHP | Interior Equipment | 75832.08 | 860.79
New Construction | CZ12 | cDXHP | Exterior Equipment | 0 | 0
New Construction | CZ12 | cDXHP | Fans | 131137.27 | 0
New Construction | CZ12 | cDXHP | Pumps | 0 | 0
New Construction | CZ12 | cDXHP | Heat Rejection | 0 | 0
New Construction | CZ12 | cDXHP | Humidification | 0 | 0
New Construction | CZ12 | cDXHP | Heat Recovery | 0 | 0
New Construction | CZ12 | cDXHP | Water Systems | 0 | 5921.57
New Construction | CZ12 | cDXHP | Refrigeration | 0 | 0
New Construction | CZ12 | cDXHP | Generators | 0 | 0
New Construction | CZ12 | cDXHP | Total End Uses | 443039.09 | 10782.77
New Construction | CZ13 | cDXHP | Heating | 22783.07 | 2864.52
New Construction | CZ13 | cDXHP | Cooling | 133065.48 | 0
New Construction | CZ13 | cDXHP | Interior Lighting | 117443.91 | 0
New Construction | CZ13 | cDXHP | Exterior Lighting | 0 | 0
New Construction | CZ13 | cDXHP | Interior Equipment | 75832.08 | 860.79
New Construction | CZ13 | cDXHP | Exterior Equipment | 0 | 0
New Construction | CZ13 | cDXHP | Fans | 138889.03 | 0
New Construction | CZ13 | cDXHP | Pumps | 0 | 0
New Construction | CZ13 | cDXHP | Heat Rejection | 0 | 0
New Construction | CZ13 | cDXHP | Humidification | 0 | 0
New Construction | CZ13 | cDXHP | Heat Recovery | 0 | 0
New Construction | CZ13 | cDXHP | Water Systems | 0 | 5759.78
New Construction | CZ13 | cDXHP | Refrigeration | 0 | 0
New Construction | CZ13 | cDXHP | Generators | 0 | 0
New Construction | CZ13 | cDXHP | Total End Uses | 488013.56 | 9485.09
New Construction | CZ14 | cDXHP | Heating | 14418.15 | 1157.09
New Construction | CZ14 | cDXHP | Cooling | 173134.73 | 0
New Construction | CZ14 | cDXHP | Interior Lighting | 117443.91 | 0
New Construction | CZ14 | cDXHP | Exterior Lighting | 0 | 0
New Construction | CZ14 | cDXHP | Interior Equipment | 75832.08 | 860.79
New Construction | CZ14 | cDXHP | Exterior Equipment | 0 | 0
New Construction | CZ14 | cDXHP | Fans | 153755.25 | 0
New Construction | CZ14 | cDXHP | Pumps | 0 | 0
New Construction | CZ14 | cDXHP | Heat Rejection | 0 | 0
New Construction | CZ14 | cDXHP | Humidification | 0 | 0
New Construction | CZ14 | cDXHP | Heat Recovery | 0 | 0
New Construction | CZ14 | cDXHP | Water Systems | 0 | 5662.64
New Construction | CZ14 | cDXHP | Refrigeration | 0 | 0
New Construction | CZ14 | cDXHP | Generators | 0 | 0
New Construction | CZ14 | cDXHP | Total End Uses | 534584.12 | 7680.52
New Construction | CZ15 | cDXHP | Heating | 3591.38 | 0
New Construction | CZ15 | cDXHP | Cooling | 243081.01 | 0
New Construction | CZ15 | cDXHP | Interior Lighting | 117443.91 | 0
New Construction | CZ15 | cDXHP | Exterior Lighting | 0 | 0
New Construction | CZ15 | cDXHP | Interior Equipment | 75832.08 | 860.79
New Construction | CZ15 | cDXHP | Exterior Equipment | 0 | 0
New Construction | CZ15 | cDXHP | Fans | 148506.63 | 0
New Construction | CZ15 | cDXHP | Pumps | 0 | 0
New Construction | CZ15 | cDXHP | Heat Rejection | 0 | 0
New Construction | CZ15 | cDXHP | Humidification | 0 | 0
New Construction | CZ15 | cDXHP | Heat Recovery | 0 | 0
New Construction | CZ15 | cDXHP | Water Systems | 0 | 5519.08
New Construction | CZ15 | cDXHP | Refrigeration | 0 | 0
New Construction | CZ15 | cDXHP | Generators | 0 | 0
New Construction | CZ15 | cDXHP | Total End Uses | 588455.01 | 6379.87
New Construction | CZ16 | cDXHP | Heating | 49908.29 | 15451.87
New Construction | CZ16 | cDXHP | Cooling | 105320.21 | 0
New Construction | CZ16 | cDXHP | Interior Lighting | 117443.91 | 0
New Construction | CZ16 | cDXHP | Exterior Lighting | 0 | 0
New Construction | CZ16 | cDXHP | Interior Equipment | 75832.08 | 860.79
New Construction | CZ16 | cDXHP | Exterior Equipment | 0 | 0
New Construction | CZ16 | cDXHP | Fans | 158238.65 | 0
New Construction | CZ16 | cDXHP | Pumps | 0 | 0
New Construction | CZ16 | cDXHP | Heat Rejection | 0 | 0
New Construction | CZ16 | cDXHP | Humidification | 0 | 0
New Construction | CZ16 | cDXHP | Heat Recovery | 0 | 0
New Construction | CZ16 | cDXHP | Water Systems | 0 | 6078.58
New Construction | CZ16 | cDXHP | Refrigeration | 0 | 0
New Construction | CZ16 | cDXHP | Generators | 0 | 0
New Construction | CZ16 | cDXHP | Total End Uses | 506743.14 | 22391.25
Existing | CZ01 | cDXOH | Heating | 0 | 46115.16
Existing | CZ01 | cDXOH | Cooling | 8119.8 | 0
Existing | CZ01 | cDXOH | Interior Lighting | 175350.55 | 0
Existing | CZ01 | cDXOH | Exterior Lighting | 0 | 0
Existing | CZ01 | cDXOH | Interior Equipment | 75832.08 | 860.79
Existing | CZ01 | cDXOH | Exterior Equipment | 0 | 0
Existing | CZ01 | cDXOH | Fans | 228301.06 | 0
Existing | CZ01 | cDXOH | Pumps | 0 | 0
Existing | CZ01 | cDXOH | Heat Rejection | 0 | 0
Existing | CZ01 | cDXOH | Humidification | 0 | 0
Existing | CZ01 | cDXOH | Heat Recovery | 0 | 0
Existing | CZ01 | cDXOH | Water Systems | 0 | 6292.53
Existing | CZ01 | cDXOH | Refrigeration | 0 | 0
Existing | CZ01 | cDXOH | Generators | 0 | 0
Existing | CZ01 | cDXOH | Total End Uses | 487603.49 | 53268.48
Existing | CZ02 | cDXOH | Heating | 0 | 26968.86
Existing | CZ02 | cDXOH | Cooling | 94153.91 | 0
Existing | CZ02 | cDXOH | Interior Lighting | 175350.55 | 0
Existing | CZ02 | cDXOH | Exterior Lighting | 0 | 0
Existing | CZ02 | cDXOH | Interior Equipment | 75832.08 | 860.79
Existing | CZ02 | cDXOH | Exterior Equipment | 0 | 0
Existing | CZ02 | cDXOH | Fans | 282181.12 | 0
Existing | CZ02 | cDXOH | Pumps | 0 | 0
Existing | CZ02 | cDXOH | Heat Rejection | 0 | 0
Existing | CZ02 | cDXOH | Humidification | 0 | 0
Existing | CZ02 | cDXOH | Heat Recovery | 0 | 0
Existing | CZ02 | cDXOH | Water Systems | 0 | 5971.63
Existing | CZ02 | cDXOH | Refrigeration | 0 | 0
Existing | CZ02 | cDXOH | Generators | 0 | 0
Existing | CZ02 | cDXOH | Total End Uses | 627517.66 | 33801.29
Existing | CZ03 | cDXOH | Heating | 0 | 13296.56
Existing | CZ03 | cDXOH | Cooling | 61323.23 | 0
Existing | CZ03 | cDXOH | Interior Lighting | 175350.55 | 0
Existing | CZ03 | cDXOH | Exterior Lighting | 0 | 0
Existing | CZ03 | cDXOH | Interior Equipment | 75832.08 | 860.79
Existing | CZ03 | cDXOH | Exterior Equipment | 0 | 0
Existing | CZ03 | cDXOH | Fans | 261745.78 | 0
Existing | CZ03 | cDXOH | Pumps | 0 | 0
Existing | CZ03 | cDXOH | Heat Rejection | 0 | 0
Existing | CZ03 | cDXOH | Humidification | 0 | 0
Existing | CZ03 | cDXOH | Heat Recovery | 0 | 0
Existing | CZ03 | cDXOH | Water Systems | 0 | 5887.49
Existing | CZ03 | cDXOH | Refrigeration | 0 | 0
Existing | CZ03 | cDXOH | Generators | 0 | 0
Existing | CZ03 | cDXOH | Total End Uses | 574251.64 | 20044.85
Existing | CZ04 | cDXOH | Heating | 0 | 9551.01
Existing | CZ04 | cDXOH | Cooling | 116731.68 | 0
Existing | CZ04 | cDXOH | Interior Lighting | 175350.55 | 0
Existing | CZ04 | cDXOH | Exterior Lighting | 0 | 0
Existing | CZ04 | cDXOH | Interior Equipment | 75832.08 | 860.79
Existing | CZ04 | cDXOH | Exterior Equipment | 0 | 0
Existing | CZ04 | cDXOH | Fans | 282731.24 | 0
Existing | CZ04 | cDXOH | Pumps | 0 | 0
Existing | CZ04 | cDXOH | Heat Rejection | 0 | 0
Existing | CZ04 | cDXOH | Humidification | 0 | 0
Existing | CZ04 | cDXOH | Heat Recovery | 0 | 0
Existing | CZ04 | cDXOH | Water Systems | 0 | 5727.64
Existing | CZ04 | cDXOH | Refrigeration | 0 | 0
Existing | CZ04 | cDXOH | Generators | 0 | 0
Existing | CZ04 | cDXOH | Total End Uses | 650645.55 | 16139.45
Existing | CZ05 | cDXOH | Heating | 0 | 6641.02
Existing | CZ05 | cDXOH | Cooling | 80926.63 | 0
Existing | CZ05 | cDXOH | Interior Lighting | 175350.55 | 0
Existing | CZ05 | cDXOH | Exterior Lighting | 0 | 0
Existing | CZ05 | cDXOH | Interior Equipment | 75832.08 | 860.79
Existing | CZ05 | cDXOH | Exterior Equipment | 0 | 0
Existing | CZ05 | cDXOH | Fans | 257144.87 | 0
Existing | CZ05 | cDXOH | Pumps | 0 | 0
Existing | CZ05 | cDXOH | Heat Rejection | 0 | 0
Existing | CZ05 | cDXOH | Humidification | 0 | 0
Existing | CZ05 | cDXOH | Heat Recovery | 0 | 0
Existing | CZ05 | cDXOH | Water Systems | 0 | 5920.91
Existing | CZ05 | cDXOH | Refrigeration | 0 | 0
Existing | CZ05 | cDXOH | Generators | 0 | 0
Existing | CZ05 | cDXOH | Total End Uses | 589254.13 | 13422.71
Existing | CZ06 | cDXOH | Heating | 0 | 194.29
Existing | CZ06 | cDXOH | Cooling | 131023.79 | 0
Existing | CZ06 | cDXOH | Interior Lighting | 175350.55 | 0
Existing | CZ06 | cDXOH | Exterior Lighting | 0 | 0
Existing | CZ06 | cDXOH | Interior Equipment | 75832.08 | 860.79
Existing | CZ06 | cDXOH | Exterior Equipment | 0 | 0
Existing | CZ06 | cDXOH | Fans | 263582.73 | 0
Existing | CZ06 | cDXOH | Pumps | 0 | 0
Existing | CZ06 | cDXOH | Heat Rejection | 0 | 0
Existing | CZ06 | cDXOH | Humidification | 0 | 0
Existing | CZ06 | cDXOH | Heat Recovery | 0 | 0
Existing | CZ06 | cDXOH | Water Systems | 0 | 5502.37
Existing | CZ06 | cDXOH | Refrigeration | 0 | 0
Existing | CZ06 | cDXOH | Generators | 0 | 0
Existing | CZ06 | cDXOH | Total End Uses | 645789.15 | 6557.46
Existing | CZ07 | cDXOH | Heating | 0 | 5.51
Existing | CZ07 | cDXOH | Cooling | 141859.15 | 0
Existing | CZ07 | cDXOH | Interior Lighting | 175350.55 | 0
Existing | CZ07 | cDXOH | Exterior Lighting | 0 | 0
Existing | CZ07 | cDXOH | Interior Equipment | 75832.08 | 860.79
Existing | CZ07 | cDXOH | Exterior Equipment | 0 | 0
Existing | CZ07 | cDXOH | Fans | 253808.59 | 0
Existing | CZ07 | cDXOH | Pumps | 0 | 0
Existing | CZ07 | cDXOH | Heat Rejection | 0 | 0
Existing | CZ07 | cDXOH | Humidification | 0 | 0
Existing | CZ07 | cDXOH | Heat Recovery | 0 | 0
Existing | CZ07 | cDXOH | Water Systems | 0 | 5534.39
Existing | CZ07 | cDXOH | Refrigeration | 0 | 0
Existing | CZ07 | cDXOH | Generators | 0 | 0
Existing | CZ07 | cDXOH | Total End Uses | 646850.36 | 6400.7
Existing | CZ08 | cDXOH | Heating | 0 | 620.02
Existing | CZ08 | cDXOH | Cooling | 166089.86 | 0
Existing | CZ08 | cDXOH | Interior Lighting | 175350.55 | 0
Existing | CZ08 | cDXOH | Exterior Lighting | 0 | 0
Existing | CZ08 | cDXOH | Interior Equipment | 75832.08 | 860.79
Existing | CZ08 | cDXOH | Exterior Equipment | 0 | 0
Existing | CZ08 | cDXOH | Fans | 280340.49 | 0
Existing | CZ08 | cDXOH | Pumps | 0 | 0
Existing | CZ08 | cDXOH | Heat Rejection | 0 | 0
Existing | CZ08 | cDXOH | Humidification | 0 | 0
Existing | CZ08 | cDXOH | Heat Recovery | 0 | 0
Existing | CZ08 | cDXOH | Water Systems | 0 | 5456.31
Existing | CZ08 | cDXOH | Refrigeration | 0 | 0
Existing | CZ08 | cDXOH | Generators | 0 | 0
Existing | CZ08 | cDXOH | Total End Uses | 697612.98 | 6937.12
Existing | CZ09 | cDXOH | Heating | 0 | 584.59
Existing | CZ09 | cDXOH | Cooling | 190885.11 | 0
Existing | CZ09 | cDXOH | Interior Lighting | 175350.55 | 0
Existing | CZ09 | cDXOH | Exterior Lighting | 0 | 0
Existing | CZ09 | cDXOH | Interior Equipment | 75832.08 | 860.79
Existing | CZ09 | cDXOH | Exterior Equipment | 0 | 0
Existing | CZ09 | cDXOH | Fans | 301706.44 | 0
Existing | CZ09 | cDXOH | Pumps | 0 | 0
Existing | CZ09 | cDXOH | Heat Rejection | 0 | 0
Existing | CZ09 | cDXOH | Humidification | 0 | 0
Existing | CZ09 | cDXOH | Heat Recovery | 0 | 0
Existing | CZ09 | cDXOH | Water Systems | 0 | 5405.78
Existing | CZ09 | cDXOH | Refrigeration | 0 | 0
Existing | CZ09 | cDXOH | Generators | 0 | 0
Existing | CZ09 | cDXOH | Total End Uses | 743774.18 | 6851.17
Existing | CZ10 | cDXOH | Heating | 0 | 2673.23
Existing | CZ10 | cDXOH | Cooling | 206779.85 | 0
Existing | CZ10 | cDXOH | Interior Lighting | 175350.55 | 0
Existing | CZ10 | cDXOH | Exterior Lighting | 0 | 0
Existing | CZ10 | cDXOH | Interior Equipment | 75832.08 | 860.79
Existing | CZ10 | cDXOH | Exterior Equipment | 0 | 0
Existing | CZ10 | cDXOH | Fans | 275540.84 | 0
Existing | CZ10 | cDXOH | Pumps | 0 | 0
Existing | CZ10 | cDXOH | Heat Rejection | 0 | 0
Existing | CZ10 | cDXOH | Humidification | 0 | 0
Existing | CZ10 | cDXOH | Heat Recovery | 0 | 0
Existing | CZ10 | cDXOH | Water Systems | 0 | 5405.76
Existing | CZ10 | cDXOH | Refrigeration | 0 | 0
Existing | CZ10 | cDXOH | Generators | 0 | 0
Existing | CZ10 | cDXOH | Total End Uses | 733503.31 | 8939.78
Existing | CZ11 | cDXOH | Heating | 0 | 31171.76
Existing | CZ11 | cDXOH | Cooling | 230316.02 | 0
Existing | CZ11 | cDXOH | Interior Lighting | 175350.55 | 0
Existing | CZ11 | cDXOH | Exterior Lighting | 0 | 0
Existing | CZ11 | cDXOH | Interior Equipment | 75832.08 | 860.79
Existing | CZ11 | cDXOH | Exterior Equipment | 0 | 0
Existing | CZ11 | cDXOH | Fans | 305131.15 | 0
Existing | CZ11 | cDXOH | Pumps | 0 | 0
Existing | CZ11 | cDXOH | Heat Rejection | 0 | 0
Existing | CZ11 | cDXOH | Humidification | 0 | 0
Existing | CZ11 | cDXOH | Heat Recovery | 0 | 0
Existing | CZ11 | cDXOH | Water Systems | 0 | 5550.76
Existing | CZ11 | cDXOH | Refrigeration | 0 | 0
Existing | CZ11 | cDXOH | Generators | 0 | 0
Existing | CZ11 | cDXOH | Total End Uses | 786629.8 | 37583.32
Existing | CZ12 | cDXOH | Heating | 0 | 27228.68
Existing | CZ12 | cDXOH | Cooling | 186117.89 | 0
Existing | CZ12 | cDXOH | Interior Lighting | 175350.55 | 0
Existing | CZ12 | cDXOH | Exterior Lighting | 0 | 0
Existing | CZ12 | cDXOH | Interior Equipment | 75832.08 | 860.79
Existing | CZ12 | cDXOH | Exterior Equipment | 0 | 0
Existing | CZ12 | cDXOH | Fans | 277036.51 | 0
Existing | CZ12 | cDXOH | Pumps | 0 | 0
Existing | CZ12 | cDXOH | Heat Rejection | 0 | 0
Existing | CZ12 | cDXOH | Humidification | 0 | 0
Existing | CZ12 | cDXOH | Heat Recovery | 0 | 0
Existing | CZ12 | cDXOH | Water Systems | 0 | 5650.8
Existing | CZ12 | cDXOH | Refrigeration | 0 | 0
Existing | CZ12 | cDXOH | Generators | 0 | 0
Existing | CZ12 | cDXOH | Total End Uses | 714337.03 | 33740.28
Existing | CZ13 | cDXOH | Heating | 0 | 20806.53
Existing | CZ13 | cDXOH | Cooling | 253615.08 | 0
Existing | CZ13 | cDXOH | Interior Lighting | 175350.55 | 0
Existing | CZ13 | cDXOH | Exterior Lighting | 0 | 0
Existing | CZ13 | cDXOH | Interior Equipment | 75832.08 | 860.79
Existing | CZ13 | cDXOH | Exterior Equipment | 0 | 0
Existing | CZ13 | cDXOH | Fans | 287302.9 | 0
Existing | CZ13 | cDXOH | Pumps | 0 | 0
Existing | CZ13 | cDXOH | Heat Rejection | 0 | 0
Existing | CZ13 | cDXOH | Humidification | 0 | 0
Existing | CZ13 | cDXOH | Heat Recovery | 0 | 0
Existing | CZ13 | cDXOH | Water Systems | 0 | 5405.55
Existing | CZ13 | cDXOH | Refrigeration | 0 | 0
Existing | CZ13 | cDXOH | Generators | 0 | 0
Existing | CZ13 | cDXOH | Total End Uses | 792100.61 | 27072.88
Existing | CZ14 | cDXOH | Heating | 0 | 8349.89
Existing | CZ14 | cDXOH | Cooling | 312339.41 | 0
Existing | CZ14 | cDXOH | Interior Lighting | 175350.55 | 0
Existing | CZ14 | cDXOH | Exterior Lighting | 0 | 0
Existing | CZ14 | cDXOH | Interior Equipment | 75832.08 | 860.79
Existing | CZ14 | cDXOH | Exterior Equipment | 0 | 0
Existing | CZ14 | cDXOH | Fans | 306422.54 | 0
Existing | CZ14 | cDXOH | Pumps | 0 | 0
Existing | CZ14 | cDXOH | Heat Rejection | 0 | 0
Existing | CZ14 | cDXOH | Humidification | 0 | 0
Existing | CZ14 | cDXOH | Heat Recovery | 0 | 0
Existing | CZ14 | cDXOH | Water Systems | 0 | 5179.62
Existing | CZ14 | cDXOH | Refrigeration | 0 | 0
Existing | CZ14 | cDXOH | Generators | 0 | 0
Existing | CZ14 | cDXOH | Total End Uses | 869944.58 | 14390.31
Existing | CZ15 | cDXOH | Heating | 0 | 146.93
Existing | CZ15 | cDXOH | Cooling | 417083.49 | 0
Existing | CZ15 | cDXOH | Interior Lighting | 175350.55 | 0
Existing | CZ15 | cDXOH | Exterior Lighting | 0 | 0
Existing | CZ15 | cDXOH | Interior Equipment | 75832.08 | 860.79
Existing | CZ15 | cDXOH | Exterior Equipment | 0 | 0
Existing | CZ15 | cDXOH | Fans | 287879.67 | 0
Existing | CZ15 | cDXOH | Pumps | 0 | 0
Existing | CZ15 | cDXOH | Heat Rejection | 0 | 0
Existing | CZ15 | cDXOH | Humidification | 0 | 0
Existing | CZ15 | cDXOH | Heat Recovery | 0 | 0
Existing | CZ15 | cDXOH | Water Systems | 0 | 4826.18
Existing | CZ15 | cDXOH | Refrigeration | 0 | 0
Existing | CZ15 | cDXOH | Generators | 0 | 0
Existing | CZ15 | cDXOH | Total End Uses | 956145.8 | 5833.9
Existing | CZ16 | cDXOH | Heating | 0 | 54066.77
Existing | CZ16 | cDXOH | Cooling | 201750.35 | 0
Existing | CZ16 | cDXOH | Interior Lighting | 175350.55 | 0
Existing | CZ16 | cDXOH | Exterior Lighting | 0 | 0
Existing | CZ16 | cDXOH | Interior Equipment | 75832.08 | 860.79
Existing | CZ16 | cDXOH | Exterior Equipment | 0 | 0
Existing | CZ16 | cDXOH | Fans | 321769.19 | 0
Existing | CZ16 | cDXOH | Pumps | 0 | 0
Existing | CZ16 | cDXOH | Heat Rejection | 0 | 0
Existing | CZ16 | cDXOH | Humidification | 0 | 0
Existing | CZ16 | cDXOH | Heat Recovery | 0 | 0
Existing | CZ16 | cDXOH | Water Systems | 0 | 5890.59
Existing | CZ16 | cDXOH | Refrigeration | 0 | 0
Existing | CZ16 | cDXOH | Generators | 0 | 0
Existing | CZ16 | cDXOH | Total End Uses | 774702.17 | 60818.15
New Construction | CZ01 | cDXOH | Heating | 0 | 44975.79
New Construction | CZ01 | cDXOH | Cooling | 1614.53 | 0
New Construction | CZ01 | cDXOH | Interior Lighting | 117443.91 | 0
New Construction | CZ01 | cDXOH | Exterior Lighting | 0 | 0
New Construction | CZ01 | cDXOH | Interior Equipment | 75832.08 | 860.79
New Construction | CZ01 | cDXOH | Exterior Equipment | 0 | 0
New Construction | CZ01 | cDXOH | Fans | 106652.18 | 0
New Construction | CZ01 | cDXOH | Pumps | 0 | 0
New Construction | CZ01 | cDXOH | Heat Rejection | 0 | 0
New Construction | CZ01 | cDXOH | Humidification | 0 | 0
New Construction | CZ01 | cDXOH | Heat Recovery | 0 | 0
New Construction | CZ01 | cDXOH | Water Systems | 0 | 6383.6
New Construction | CZ01 | cDXOH | Refrigeration | 0 | 0
New Construction | CZ01 | cDXOH | Generators | 0 | 0
New Construction | CZ01 | cDXOH | Total End Uses | 301542.7 | 52220.18
New Construction | CZ02 | cDXOH | Heating | 0 | 22009.36
New Construction | CZ02 | cDXOH | Cooling | 38558.6 | 0
New Construction | CZ02 | cDXOH | Interior Lighting | 117443.91 | 0
New Construction | CZ02 | cDXOH | Exterior Lighting | 0 | 0
New Construction | CZ02 | cDXOH | Interior Equipment | 75832.08 | 860.79
New Construction | CZ02 | cDXOH | Exterior Equipment | 0 | 0
New Construction | CZ02 | cDXOH | Fans | 130547.73 | 0
New Construction | CZ02 | cDXOH | Pumps | 0 | 0
New Construction | CZ02 | cDXOH | Heat Rejection | 0 | 0
New Construction | CZ02 | cDXOH | Humidification | 0 | 0
New Construction | CZ02 | cDXOH | Heat Recovery | 0 | 0
New Construction | CZ02 | cDXOH | Water Systems | 0 | 6048.07
New Construction | CZ02 | cDXOH | Refrigeration | 0 | 0
New Construction | CZ02 | cDXOH | Generators | 0 | 0
New Construction | CZ02 | cDXOH | Total End Uses | 362382.33 | 28918.23
New Construction | CZ03 | cDXOH | Heating | 0 | 12488
New Construction | CZ03 | cDXOH | Cooling | 21016.62 | 0
New Construction | CZ03 | cDXOH | Interior Lighting | 117443.91 | 0
New Construction | CZ03 | cDXOH | Exterior Lighting | 0 | 0
New Construction | CZ03 | cDXOH | Interior Equipment | 75832.08 | 860.79
New Construction | CZ03 | cDXOH | Exterior Equipment | 0 | 0
New Construction | CZ03 | cDXOH | Fans | 125040.74 | 0
New Construction | CZ03 | cDXOH | Pumps | 0 | 0
New Construction | CZ03 | cDXOH | Heat Rejection | 0 | 0
New Construction | CZ03 | cDXOH | Humidification | 0 | 0
New Construction | CZ03 | cDXOH | Heat Recovery | 0 | 0
New Construction | CZ03 | cDXOH | Water Systems | 0 | 6127.71
New Construction | CZ03 | cDXOH | Refrigeration | 0 | 0
New Construction | CZ03 | cDXOH | Generators | 0 | 0
New Construction | CZ03 | cDXOH | Total End Uses | 339333.35 | 19476.5
New Construction | CZ04 | cDXOH | Heating | 0 | 5865.19
New Construction | CZ04 | cDXOH | Cooling | 49518.1 | 0
New Construction | CZ04 | cDXOH | Interior Lighting | 117443.91 | 0
New Construction | CZ04 | cDXOH | Exterior Lighting | 0 | 0
New Construction | CZ04 | cDXOH | Interior Equipment | 75832.08 | 860.79
New Construction | CZ04 | cDXOH | Exterior Equipment | 0 | 0
New Construction | CZ04 | cDXOH | Fans | 131604.61 | 0
New Construction | CZ04 | cDXOH | Pumps | 0 | 0
New Construction | CZ04 | cDXOH | Heat Rejection | 0 | 0
New Construction | CZ04 | cDXOH | Humidification | 0 | 0
New Construction | CZ04 | cDXOH | Heat Recovery | 0 | 0
New Construction | CZ04 | cDXOH | Water Systems | 0 | 5999.15
New Construction | CZ04 | cDXOH | Refrigeration | 0 | 0
New Construction | CZ04 | cDXOH | Generators | 0 | 0
New Construction | CZ04 | cDXOH | Total End Uses | 374398.71 | 12725.14
New Construction | CZ05 | cDXOH | Heating | 0 | 6260.36
New Construction | CZ05 | cDXOH | Cooling | 26074.83 | 0
New Construction | CZ05 | cDXOH | Interior Lighting | 117443.91 | 0
New Construction | CZ05 | cDXOH | Exterior Lighting | 0 | 0
New Construction | CZ05 | cDXOH | Interior Equipment | 75832.08 | 860.79
New Construction | CZ05 | cDXOH | Exterior Equipment | 0 | 0
New Construction | CZ05 | cDXOH | Fans | 121982.27 | 0
New Construction | CZ05 | cDXOH | Pumps | 0 | 0
New Construction | CZ05 | cDXOH | Heat Rejection | 0 | 0
New Construction | CZ05 | cDXOH | Humidification | 0 | 0
New Construction | CZ05 | cDXOH | Heat Recovery | 0 | 0
New Construction | CZ05 | cDXOH | Water Systems | 0 | 6044.9
New Construction | CZ05 | cDXOH | Refrigeration | 0 | 0
New Construction | CZ05 | cDXOH | Generators | 0 | 0
New Construction | CZ05 | cDXOH | Total End Uses | 341333.08 | 13166.05
New Construction | CZ06 | cDXOH | Heating | 0 | 7.96
New Construction | CZ06 | cDXOH | Cooling | 57087.64 | 0
New Construction | CZ06 | cDXOH | Interior Lighting | 117443.91 | 0
New Construction | CZ06 | cDXOH | Exterior Lighting | 0 | 0
New Construction | CZ06 | cDXOH | Interior Equipment | 75832.08 | 860.79
New Construction | CZ06 | cDXOH | Exterior Equipment | 0 | 0
New Construction | CZ06 | cDXOH | Fans | 140701.34 | 0
New Construction | CZ06 | cDXOH | Pumps | 0 | 0
New Construction | CZ06 | cDXOH | Heat Rejection | 0 | 0
New Construction | CZ06 | cDXOH | Humidification | 0 | 0
New Construction | CZ06 | cDXOH | Heat Recovery | 0 | 0
New Construction | CZ06 | cDXOH | Water Systems | 0 | 5824.14
New Construction | CZ06 | cDXOH | Refrigeration | 0 | 0
New Construction | CZ06 | cDXOH | Generators | 0 | 0
New Construction | CZ06 | cDXOH | Total End Uses | 391064.97 | 6692.89
New Construction | CZ07 | cDXOH | Heating | 0 | 0
New Construction | CZ07 | cDXOH | Cooling | 64868.42 | 0
New Construction | CZ07 | cDXOH | Interior Lighting | 117443.91 | 0
New Construction | CZ07 | cDXOH | Exterior Lighting | 0 | 0
New Construction | CZ07 | cDXOH | Interior Equipment | 75832.08 | 860.79
New Construction | CZ07 | cDXOH | Exterior Equipment | 0 | 0
New Construction | CZ07 | cDXOH | Fans | 137033.87 | 0
New Construction | CZ07 | cDXOH | Pumps | 0 | 0
New Construction | CZ07 | cDXOH | Heat Rejection | 0 | 0
New Construction | CZ07 | cDXOH | Humidification | 0 | 0
New Construction | CZ07 | cDXOH | Heat Recovery | 0 | 0
New Construction | CZ07 | cDXOH | Water Systems | 0 | 5858.05
New Construction | CZ07 | cDXOH | Refrigeration | 0 | 0
New Construction | CZ07 | cDXOH | Generators | 0 | 0
New Construction | CZ07 | cDXOH | Total End Uses | 395178.28 | 6718.84
New Construction | CZ08 | cDXOH | Heating | 0 | 180.94
New Construction | CZ08 | cDXOH | Cooling | 78337.52 | 0
New Construction | CZ08 | cDXOH | Interior Lighting | 117443.91 | 0
New Construction | CZ08 | cDXOH | Exterior Lighting | 0 | 0
New Construction | CZ08 | cDXOH | Interior Equipment | 75832.08 | 860.79
New Construction | CZ08 | cDXOH | Exterior Equipment | 0 | 0
New Construction | CZ08 | cDXOH | Fans | 149972.31 | 0
New Construction | CZ08 | cDXOH | Pumps | 0 | 0
New Construction | CZ08 | cDXOH | Heat Rejection | 0 | 0
New Construction | CZ08 | cDXOH | Humidification | 0 | 0
New Construction | CZ08 | cDXOH | Heat Recovery | 0 | 0
New Construction | CZ08 | cDXOH | Water Systems | 0 | 5825.16
New Construction | CZ08 | cDXOH | Refrigeration | 0 | 0
New Construction | CZ08 | cDXOH | Generators | 0 | 0
New Construction | CZ08 | cDXOH | Total End Uses | 421585.82 | 6866.89
New Construction | CZ09 | cDXOH | Heating | 0 | 4.86
New Construction | CZ09 | cDXOH | Cooling | 78090.94 | 0
New Construction | CZ09 | cDXOH | Interior Lighting | 117443.91 | 0
New Construction | CZ09 | cDXOH | Exterior Lighting | 0 | 0
New Construction | CZ09 | cDXOH | Interior Equipment | 75832.08 | 860.79
New Construction | CZ09 | cDXOH | Exterior Equipment | 0 | 0
New Construction | CZ09 | cDXOH | Fans | 132304.12 | 0
New Construction | CZ09 | cDXOH | Pumps | 0 | 0
New Construction | CZ09 | cDXOH | Heat Rejection | 0 | 0
New Construction | CZ09 | cDXOH | Humidification | 0 | 0
New Construction | CZ09 | cDXOH | Heat Recovery | 0 | 0
New Construction | CZ09 | cDXOH | Water Systems | 0 | 5841.21
New Construction | CZ09 | cDXOH | Refrigeration | 0 | 0
New Construction | CZ09 | cDXOH | Generators | 0 | 0
New Construction | CZ09 | cDXOH | Total End Uses | 403671.05 | 6706.86
New Construction | CZ10 | cDXOH | Heating | 0 | 1469.96
New Construction | CZ10 | cDXOH | Cooling | 111384.42 | 0
New Construction | CZ10 | cDXOH | Interior Lighting | 117443.91 | 0
New Construction | CZ10 | cDXOH | Exterior Lighting | 0 | 0
New Construction | CZ10 | cDXOH | Interior Equipment | 75832.08 | 860.79
New Construction | CZ10 | cDXOH | Exterior Equipment | 0 | 0
New Construction | CZ10 | cDXOH | Fans | 144219.08 | 0
New Construction | CZ10 | cDXOH | Pumps | 0 | 0
New Construction | CZ10 | cDXOH | Heat Rejection | 0 | 0
New Construction | CZ10 | cDXOH | Humidification | 0 | 0
New Construction | CZ10 | cDXOH | Heat Recovery | 0 | 0
New Construction | CZ10 | cDXOH | Water Systems | 0 | 5855.77
New Construction | CZ10 | cDXOH | Refrigeration | 0 | 0
New Construction | CZ10 | cDXOH | Generators | 0 | 0
New Construction | CZ10 | cDXOH | Total End Uses | 448879.49 | 8186.52
New Construction | CZ11 | cDXOH | Heating | 0 | 24808.41
New Construction | CZ11 | cDXOH | Cooling | 117238.2 | 0
New Construction | CZ11 | cDXOH | Interior Lighting | 117443.91 | 0
New Construction | CZ11 | cDXOH | Exterior Lighting | 0 | 0
New Construction | CZ11 | cDXOH | Interior Equipment | 75832.08 | 860.79
New Construction | CZ11 | cDXOH | Exterior Equipment | 0 | 0
New Construction | CZ11 | cDXOH | Fans | 142538.33 | 0
New Construction | CZ11 | cDXOH | Pumps | 0 | 0
New Construction | CZ11 | cDXOH | Heat Rejection | 0 | 0
New Construction | CZ11 | cDXOH | Humidification | 0 | 0
New Construction | CZ11 | cDXOH | Heat Recovery | 0 | 0
New Construction | CZ11 | cDXOH | Water Systems | 0 | 5837.79
New Construction | CZ11 | cDXOH | Refrigeration | 0 | 0
New Construction | CZ11 | cDXOH | Generators | 0 | 0
New Construction | CZ11 | cDXOH | Total End Uses | 453052.52 | 31506.99
New Construction | CZ12 | cDXOH | Heating | 0 | 25328.66
New Construction | CZ12 | cDXOH | Cooling | 90451.61 | 0
New Construction | CZ12 | cDXOH | Interior Lighting | 117443.91 | 0
New Construction | CZ12 | cDXOH | Exterior Lighting | 0 | 0
New Construction | CZ12 | cDXOH | Interior Equipment | 75832.08 | 860.79
New Construction | CZ12 | cDXOH | Exterior Equipment | 0 | 0
New Construction | CZ12 | cDXOH | Fans | 132429.31 | 0
New Construction | CZ12 | cDXOH | Pumps | 0 | 0
New Construction | CZ12 | cDXOH | Heat Rejection | 0 | 0
New Construction | CZ12 | cDXOH | Humidification | 0 | 0
New Construction | CZ12 | cDXOH | Heat Recovery | 0 | 0
New Construction | CZ12 | cDXOH | Water Systems | 0 | 5931.24
New Construction | CZ12 | cDXOH | Refrigeration | 0 | 0
New Construction | CZ12 | cDXOH | Generators | 0 | 0
New Construction | CZ12 | cDXOH | Total End Uses | 416156.91 | 32120.69
New Construction | CZ13 | cDXOH | Heating | 0 | 20937.69
New Construction | CZ13 | cDXOH | Cooling | 133100.59 | 0
New Construction | CZ13 | cDXOH | Interior Lighting | 117443.91 | 0
New Construction | CZ13 | cDXOH | Exterior Lighting | 0 | 0
New Construction | CZ13 | cDXOH | Interior Equipment | 75832.08 | 860.79
New Construction | CZ13 | cDXOH | Exterior Equipment | 0 | 0
New Construction | CZ13 | cDXOH | Fans | 139867.88 | 0
New Construction | CZ13 | cDXOH | Pumps | 0 | 0
New Construction | CZ13 | cDXOH | Heat Rejection | 0 | 0
New Construction | CZ13 | cDXOH | Humidification | 0 | 0
New Construction | CZ13 | cDXOH | Heat Recovery | 0 | 0
New Construction | CZ13 | cDXOH | Water Systems | 0 | 5886.01
New Construction | CZ13 | cDXOH | Refrigeration | 0 | 0
New Construction | CZ13 | cDXOH | Generators | 0 | 0
New Construction | CZ13 | cDXOH | Total End Uses | 466244.45 | 27684.5
New Construction | CZ14 | cDXOH | Heating | 0 | 6724.19
New Construction | CZ14 | cDXOH | Cooling | 172897.81 | 0
New Construction | CZ14 | cDXOH | Interior Lighting | 117443.91 | 0
New Construction | CZ14 | cDXOH | Exterior Lighting | 0 | 0
New Construction | CZ14 | cDXOH | Interior Equipment | 75832.08 | 860.79
New Construction | CZ14 | cDXOH | Exterior Equipment | 0 | 0
New Construction | CZ14 | cDXOH | Fans | 153969.16 | 0
New Construction | CZ14 | cDXOH | Pumps | 0 | 0
New Construction | CZ14 | cDXOH | Heat Rejection | 0 | 0
New Construction | CZ14 | cDXOH | Humidification | 0 | 0
New Construction | CZ14 | cDXOH | Heat Recovery | 0 | 0
New Construction | CZ14 | cDXOH | Water Systems | 0 | 5662.06
New Construction | CZ14 | cDXOH | Refrigeration | 0 | 0
New Construction | CZ14 | cDXOH | Generators | 0 | 0
New Construction | CZ14 | cDXOH | Total End Uses | 520142.95 | 13247.04
New Construction | CZ15 | cDXOH | Heating | 0 | 1.11
New Construction | CZ15 | cDXOH | Cooling | 242676.55 | 0
New Construction | CZ15 | cDXOH | Interior Lighting | 117443.91 | 0
New Construction | CZ15 | cDXOH | Exterior Lighting | 0 | 0
New Construction | CZ15 | cDXOH | Interior Equipment | 75832.08 | 860.79
New Construction | CZ15 | cDXOH | Exterior Equipment | 0 | 0
New Construction | CZ15 | cDXOH | Fans | 148484.84 | 0
New Construction | CZ15 | cDXOH | Pumps | 0 | 0
New Construction | CZ15 | cDXOH | Heat Rejection | 0 | 0
New Construction | CZ15 | cDXOH | Humidification | 0 | 0
New Construction | CZ15 | cDXOH | Heat Recovery | 0 | 0
New Construction | CZ15 | cDXOH | Water Systems | 0 | 5517.76
New Construction | CZ15 | cDXOH | Refrigeration | 0 | 0
New Construction | CZ15 | cDXOH | Generators | 0 | 0
New Construction | CZ15 | cDXOH | Total End Uses | 584437.37 | 6379.67
New Construction | CZ16 | cDXOH | Heating | 0 | 50676.02
New Construction | CZ16 | cDXOH | Cooling | 106035.93 | 0
New Construction | CZ16 | cDXOH | Interior Lighting | 117443.91 | 0
New Construction | CZ16 | cDXOH | Exterior Lighting | 0 | 0
New Construction | CZ16 | cDXOH | Interior Equipment | 75832.08 | 860.79
New Construction | CZ16 | cDXOH | Exterior Equipment | 0 | 0
New Construction | CZ16 | cDXOH | Fans | 162393.24 | 0
New Construction | CZ16 | cDXOH | Pumps | 0 | 0
New Construction | CZ16 | cDXOH | Heat Rejection | 0 | 0
New Construction | CZ16 | cDXOH | Humidification | 0 | 0
New Construction | CZ16 | cDXOH | Heat Recovery | 0 | 0
New Construction | CZ16 | cDXOH | Water Systems | 0 | 6027.66
New Construction | CZ16 | cDXOH | Refrigeration | 0 | 0
New Construction | CZ16 | cDXOH | Generators | 0 | 0
New Construction | CZ16 | cDXOH | Total End Uses | 461705.16 | 57564.48
Existing | CZ01 | cPVVG | Heating | 0 | 293365.95
Existing | CZ01 | cPVVG | Cooling | 10796.32 | 0
Existing | CZ01 | cPVVG | Interior Lighting | 175350.55 | 0
Existing | CZ01 | cPVVG | Exterior Lighting | 0 | 0
Existing | CZ01 | cPVVG | Interior Equipment | 75832.08 | 860.79
Existing | CZ01 | cPVVG | Exterior Equipment | 0 | 0
Existing | CZ01 | cPVVG | Fans | 82535.6 | 0
Existing | CZ01 | cPVVG | Pumps | 0 | 0
Existing | CZ01 | cPVVG | Heat Rejection | 0 | 0
Existing | CZ01 | cPVVG | Humidification | 0 | 0
Existing | CZ01 | cPVVG | Heat Recovery | 0 | 0
Existing | CZ01 | cPVVG | Water Systems | 0 | 6295.15
Existing | CZ01 | cPVVG | Refrigeration | 0 | 0
Existing | CZ01 | cPVVG | Generators | 0 | 0
Existing | CZ01 | cPVVG | Total End Uses | 344514.55 | 300521.89
Existing | CZ02 | cPVVG | Heating | 0 | 191055.11
Existing | CZ02 | cPVVG | Cooling | 92435.64 | 0
Existing | CZ02 | cPVVG | Interior Lighting | 175350.55 | 0
Existing | CZ02 | cPVVG | Exterior Lighting | 0 | 0
Existing | CZ02 | cPVVG | Interior Equipment | 75832.08 | 860.79
Existing | CZ02 | cPVVG | Exterior Equipment | 0 | 0
Existing | CZ02 | cPVVG | Fans | 118174.1 | 0
Existing | CZ02 | cPVVG | Pumps | 0 | 0
Existing | CZ02 | cPVVG | Heat Rejection | 0 | 0
Existing | CZ02 | cPVVG | Humidification | 0 | 0
Existing | CZ02 | cPVVG | Heat Recovery | 0 | 0
Existing | CZ02 | cPVVG | Water Systems | 0 | 5906.76
Existing | CZ02 | cPVVG | Refrigeration | 0 | 0
Existing | CZ02 | cPVVG | Generators | 0 | 0
Existing | CZ02 | cPVVG | Total End Uses | 461792.37 | 197822.66
Existing | CZ03 | cPVVG | Heating | 0 | 127278.45
Existing | CZ03 | cPVVG | Cooling | 64241.69 | 0
Existing | CZ03 | cPVVG | Interior Lighting | 175350.55 | 0
Existing | CZ03 | cPVVG | Exterior Lighting | 0 | 0
Existing | CZ03 | cPVVG | Interior Equipment | 75832.08 | 860.79
Existing | CZ03 | cPVVG | Exterior Equipment | 0 | 0
Existing | CZ03 | cPVVG | Fans | 106454.46 | 0
Existing | CZ03 | cPVVG | Pumps | 0 | 0
Existing | CZ03 | cPVVG | Heat Rejection | 0 | 0
Existing | CZ03 | cPVVG | Humidification | 0 | 0
Existing | CZ03 | cPVVG | Heat Recovery | 0 | 0
Existing | CZ03 | cPVVG | Water Systems | 0 | 5856.18
Existing | CZ03 | cPVVG | Refrigeration | 0 | 0
Existing | CZ03 | cPVVG | Generators | 0 | 0
Existing | CZ03 | cPVVG | Total End Uses | 421878.78 | 133995.43
Existing | CZ04 | cPVVG | Heating | 0 | 111783.83
Existing | CZ04 | cPVVG | Cooling | 114591.28 | 0
Existing | CZ04 | cPVVG | Interior Lighting | 175350.55 | 0
Existing | CZ04 | cPVVG | Exterior Lighting | 0 | 0
Existing | CZ04 | cPVVG | Interior Equipment | 75832.08 | 860.79
Existing | CZ04 | cPVVG | Exterior Equipment | 0 | 0
Existing | CZ04 | cPVVG | Fans | 123632.27 | 0
Existing | CZ04 | cPVVG | Pumps | 0 | 0
Existing | CZ04 | cPVVG | Heat Rejection | 0 | 0
Existing | CZ04 | cPVVG | Humidification | 0 | 0
Existing | CZ04 | cPVVG | Heat Recovery | 0 | 0
Existing | CZ04 | cPVVG | Water Systems | 0 | 5809.99
Existing | CZ04 | cPVVG | Refrigeration | 0 | 0
Existing | CZ04 | cPVVG | Generators | 0 | 0
Existing | CZ04 | cPVVG | Total End Uses | 489406.18 | 118454.61
Existing | CZ05 | cPVVG | Heating | 0 | 115619.06
Existing | CZ05 | cPVVG | Cooling | 83292.99 | 0
Existing | CZ05 | cPVVG | Interior Lighting | 175350.55 | 0
Existing | CZ05 | cPVVG | Exterior Lighting | 0 | 0
Existing | CZ05 | cPVVG | Interior Equipment | 75832.08 | 860.79
Existing | CZ05 | cPVVG | Exterior Equipment | 0 | 0
Existing | CZ05 | cPVVG | Fans | 110372.4 | 0
Existing | CZ05 | cPVVG | Pumps | 0 | 0
Existing | CZ05 | cPVVG | Heat Rejection | 0 | 0
Existing | CZ05 | cPVVG | Humidification | 0 | 0
Existing | CZ05 | cPVVG | Heat Recovery | 0 | 0
Existing | CZ05 | cPVVG | Water Systems | 0 | 5888.97
Existing | CZ05 | cPVVG | Refrigeration | 0 | 0
Existing | CZ05 | cPVVG | Generators | 0 | 0
Existing | CZ05 | cPVVG | Total End Uses | 444848.02 | 122368.83
Existing | CZ06 | cPVVG | Heating | 0 | 36147.33
Existing | CZ06 | cPVVG | Cooling | 131906.05 | 0
Existing | CZ06 | cPVVG | Interior Lighting | 175350.55 | 0
Existing | CZ06 | cPVVG | Exterior Lighting | 0 | 0
Existing | CZ06 | cPVVG | Interior Equipment | 75832.08 | 860.79
Existing | CZ06 | cPVVG | Exterior Equipment | 0 | 0
Existing | CZ06 | cPVVG | Fans | 124118.61 | 0
Existing | CZ06 | cPVVG | Pumps | 0 | 0
Existing | CZ06 | cPVVG | Heat Rejection | 0 | 0
Existing | CZ06 | cPVVG | Humidification | 0 | 0
Existing | CZ06 | cPVVG | Heat Recovery | 0 | 0
Existing | CZ06 | cPVVG | Water Systems | 0 | 5567.96
Existing | CZ06 | cPVVG | Refrigeration | 0 | 0
Existing | CZ06 | cPVVG | Generators | 0 | 0
Existing | CZ06 | cPVVG | Total End Uses | 507207.28 | 42576.08
Existing | CZ07 | cPVVG | Heating | 0 | 31389.54
Existing | CZ07 | cPVVG | Cooling | 138637.2 | 0
Existing | CZ07 | cPVVG | Interior Lighting | 175350.55 | 0
Existing | CZ07 | cPVVG | Exterior Lighting | 0 | 0
Existing | CZ07 | cPVVG | Interior Equipment | 75832.08 | 860.79
Existing | CZ07 | cPVVG | Exterior Equipment | 0 | 0
Existing | CZ07 | cPVVG | Fans | 120693.62 | 0
Existing | CZ07 | cPVVG | Pumps | 0 | 0
Existing | CZ07 | cPVVG | Heat Rejection | 0 | 0
Existing | CZ07 | cPVVG | Humidification | 0 | 0
Existing | CZ07 | cPVVG | Heat Recovery | 0 | 0
Existing | CZ07 | cPVVG | Water Systems | 0 | 5501.66
Existing | CZ07 | cPVVG | Refrigeration | 0 | 0
Existing | CZ07 | cPVVG | Generators | 0 | 0
Existing | CZ07 | cPVVG | Total End Uses | 510513.44 | 37752
Existing | CZ08 | cPVVG | Heating | 0 | 47346.95
Existing | CZ08 | cPVVG | Cooling | 161796.3 | 0
Existing | CZ08 | cPVVG | Interior Lighting | 175350.55 | 0
Existing | CZ08 | cPVVG | Exterior Lighting | 0 | 0
Existing | CZ08 | cPVVG | Interior Equipment | 75832.08 | 860.79
Existing | CZ08 | cPVVG | Exterior Equipment | 0 | 0
Existing | CZ08 | cPVVG | Fans | 132795.74 | 0
Existing | CZ08 | cPVVG | Pumps | 0 | 0
Existing | CZ08 | cPVVG | Heat Rejection | 0 | 0
Existing | CZ08 | cPVVG | Humidification | 0 | 0
Existing | CZ08 | cPVVG | Heat Recovery | 0 | 0
Existing | CZ08 | cPVVG | Water Systems | 0 | 5501.4
Existing | CZ08 | cPVVG | Refrigeration | 0 | 0
Existing | CZ08 | cPVVG | Generators | 0 | 0
Existing | CZ08 | cPVVG | Total End Uses | 545774.67 | 53709.14
Existing | CZ09 | cPVVG | Heating | 0 | 41191.96
Existing | CZ09 | cPVVG | Cooling | 184395.1 | 0
Existing | CZ09 | cPVVG | Interior Lighting | 175350.55 | 0
Existing | CZ09 | cPVVG | Exterior Lighting | 0 | 0
Existing | CZ09 | cPVVG | Interior Equipment | 75832.08 | 860.79
Existing | CZ09 | cPVVG | Exterior Equipment | 0 | 0
Existing | CZ09 | cPVVG | Fans | 145793.19 | 0
Existing | CZ09 | cPVVG | Pumps | 0 | 0
Existing | CZ09 | cPVVG | Heat Rejection | 0 | 0
Existing | CZ09 | cPVVG | Humidification | 0 | 0
Existing | CZ09 | cPVVG | Heat Recovery | 0 | 0
Existing | CZ09 | cPVVG | Water Systems | 0 | 5408.05
Existing | CZ09 | cPVVG | Refrigeration | 0 | 0
Existing | CZ09 | cPVVG | Generators | 0 | 0
Existing | CZ09 | cPVVG | Total End Uses | 581370.92 | 47460.8
Existing | CZ10 | cPVVG | Heating | 0 | 72147.18
Existing | CZ10 | cPVVG | Cooling | 197432.42 | 0
Existing | CZ10 | cPVVG | Interior Lighting | 175350.55 | 0
Existing | CZ10 | cPVVG | Exterior Lighting | 0 | 0
Existing | CZ10 | cPVVG | Interior Equipment | 75832.08 | 860.79
Existing | CZ10 | cPVVG | Exterior Equipment | 0 | 0
Existing | CZ10 | cPVVG | Fans | 132765.3 | 0
Existing | CZ10 | cPVVG | Pumps | 0 | 0
Existing | CZ10 | cPVVG | Heat Rejection | 0 | 0
Existing | CZ10 | cPVVG | Humidification | 0 | 0
Existing | CZ10 | cPVVG | Heat Recovery | 0 | 0
Existing | CZ10 | cPVVG | Water Systems | 0 | 5438.46
Existing | CZ10 | cPVVG | Refrigeration | 0 | 0
Existing | CZ10 | cPVVG | Generators | 0 | 0
Existing | CZ10 | cPVVG | Total End Uses | 581380.36 | 78446.43
Existing | CZ11 | cPVVG | Heating | 0 | 185915.68
Existing | CZ11 | cPVVG | Cooling | 220968.74 | 0
Existing | CZ11 | cPVVG | Interior Lighting | 175350.55 | 0
Existing | CZ11 | cPVVG | Exterior Lighting | 0 | 0
Existing | CZ11 | cPVVG | Interior Equipment | 75832.08 | 860.79
Existing | CZ11 | cPVVG | Exterior Equipment | 0 | 0
Existing | CZ11 | cPVVG | Fans | 144436.35 | 0
Existing | CZ11 | cPVVG | Pumps | 0 | 0
Existing | CZ11 | cPVVG | Heat Rejection | 0 | 0
Existing | CZ11 | cPVVG | Humidification | 0 | 0
Existing | CZ11 | cPVVG | Heat Recovery | 0 | 0
Existing | CZ11 | cPVVG | Water Systems | 0 | 5552.24
Existing | CZ11 | cPVVG | Refrigeration | 0 | 0
Existing | CZ11 | cPVVG | Generators | 0 | 0
Existing | CZ11 | cPVVG | Total End Uses | 616587.72 | 192328.71
Existing | CZ12 | cPVVG | Heating | 0 | 169725.25
Existing | CZ12 | cPVVG | Cooling | 179189.7 | 0
Existing | CZ12 | cPVVG | Interior Lighting | 175350.55 | 0
Existing | CZ12 | cPVVG | Exterior Lighting | 0 | 0
Existing | CZ12 | cPVVG | Interior Equipment | 75832.08 | 860.79
Existing | CZ12 | cPVVG | Exterior Equipment | 0 | 0
Existing | CZ12 | cPVVG | Fans | 127988.31 | 0
Existing | CZ12 | cPVVG | Pumps | 0 | 0
Existing | CZ12 | cPVVG | Heat Rejection | 0 | 0
Existing | CZ12 | cPVVG | Humidification | 0 | 0
Existing | CZ12 | cPVVG | Heat Recovery | 0 | 0
Existing | CZ12 | cPVVG | Water Systems | 0 | 5649.66
Existing | CZ12 | cPVVG | Refrigeration | 0 | 0
Existing | CZ12 | cPVVG | Generators | 0 | 0
Existing | CZ12 | cPVVG | Total End Uses | 558360.64 | 176235.71
Existing | CZ13 | cPVVG | Heating | 0 | 135278.54
Existing | CZ13 | cPVVG | Cooling | 243993.58 | 0
Existing | CZ13 | cPVVG | Interior Lighting | 175350.55 | 0
Existing | CZ13 | cPVVG | Exterior Lighting | 0 | 0
Existing | CZ13 | cPVVG | Interior Equipment | 75832.08 | 860.79
Existing | CZ13 | cPVVG | Exterior Equipment | 0 | 0
Existing | CZ13 | cPVVG | Fans | 141426.89 | 0
Existing | CZ13 | cPVVG | Pumps | 0 | 0
Existing | CZ13 | cPVVG | Heat Rejection | 0 | 0
Existing | CZ13 | cPVVG | Humidification | 0 | 0
Existing | CZ13 | cPVVG | Heat Recovery | 0 | 0
Existing | CZ13 | cPVVG | Water Systems | 0 | 5486.74
Existing | CZ13 | cPVVG | Refrigeration | 0 | 0
Existing | CZ13 | cPVVG | Generators | 0 | 0
Existing | CZ13 | cPVVG | Total End Uses | 636603.1 | 141626.07
Existing | CZ14 | cPVVG | Heating | 0 | 90980.65
Existing | CZ14 | cPVVG | Cooling | 299605.23 | 0
Existing | CZ14 | cPVVG | Interior Lighting | 175350.55 | 0
Existing | CZ14 | cPVVG | Exterior Lighting | 0 | 0
Existing | CZ14 | cPVVG | Interior Equipment | 75832.08 | 860.79
Existing | CZ14 | cPVVG | Exterior Equipment | 0 | 0
Existing | CZ14 | cPVVG | Fans | 158532.62 | 0
Existing | CZ14 | cPVVG | Pumps | 0 | 0
Existing | CZ14 | cPVVG | Heat Rejection | 0 | 0
Existing | CZ14 | cPVVG | Humidification | 0 | 0
Existing | CZ14 | cPVVG | Heat Recovery | 0 | 0
Existing | CZ14 | cPVVG | Water Systems | 0 | 5153.33
Existing | CZ14 | cPVVG | Refrigeration | 0 | 0
Existing | CZ14 | cPVVG | Generators | 0 | 0
Existing | CZ14 | cPVVG | Total End Uses | 709320.48 | 96994.77
Existing | CZ15 | cPVVG | Heating | 0 | 31887.58
Existing | CZ15 | cPVVG | Cooling | 400521.89 | 0
Existing | CZ15 | cPVVG | Interior Lighting | 175350.55 | 0
Existing | CZ15 | cPVVG | Exterior Lighting | 0 | 0
Existing | CZ15 | cPVVG | Interior Equipment | 75832.08 | 860.79
Existing | CZ15 | cPVVG | Exterior Equipment | 0 | 0
Existing | CZ15 | cPVVG | Fans | 161468.22 | 0
Existing | CZ15 | cPVVG | Pumps | 0 | 0
Existing | CZ15 | cPVVG | Heat Rejection | 0 | 0
Existing | CZ15 | cPVVG | Humidification | 0 | 0
Existing | CZ15 | cPVVG | Heat Recovery | 0 | 0
Existing | CZ15 | cPVVG | Water Systems | 0 | 4776.34
Existing | CZ15 | cPVVG | Refrigeration | 0 | 0
Existing | CZ15 | cPVVG | Generators | 0 | 0
Existing | CZ15 | cPVVG | Total End Uses | 813172.75 | 37524.72
Existing | CZ16 | cPVVG | Heating | 0 | 252793.11
Existing | CZ16 | cPVVG | Cooling | 194656.13 | 0
Existing | CZ16 | cPVVG | Interior Lighting | 175350.55 | 0
Existing | CZ16 | cPVVG | Exterior Lighting | 0 | 0
Existing | CZ16 | cPVVG | Interior Equipment | 75832.08 | 860.79
Existing | CZ16 | cPVVG | Exterior Equipment | 0 | 0
Existing | CZ16 | cPVVG | Fans | 151849.76 | 0
Existing | CZ16 | cPVVG | Pumps | 0 | 0
Existing | CZ16 | cPVVG | Heat Rejection | 0 | 0
Existing | CZ16 | cPVVG | Humidification | 0 | 0
Existing | CZ16 | cPVVG | Heat Recovery | 0 | 0
Existing | CZ16 | cPVVG | Water Systems | 0 | 5874.89
Existing | CZ16 | cPVVG | Refrigeration | 0 | 0
Existing | CZ16 | cPVVG | Generators | 0 | 0
Existing | CZ16 | cPVVG | Total End Uses | 597688.52 | 259528.79
New Construction | CZ01 | cPVVG | Heating | 0 | 275071.62
New Construction | CZ01 | cPVVG | Cooling | 1969.65 | 0
New Construction | CZ01 | cPVVG | Interior Lighting | 117443.91 | 0
New Construction | CZ01 | cPVVG | Exterior Lighting | 0 | 0
New Construction | CZ01 | cPVVG | Interior Equipment | 75832.08 | 860.79
New Construction | CZ01 | cPVVG | Exterior Equipment | 0 | 0
New Construction | CZ01 | cPVVG | Fans | 38405.71 | 0
New Construction | CZ01 | cPVVG | Pumps | 0 | 0
New Construction | CZ01 | cPVVG | Heat Rejection | 0 | 0
New Construction | CZ01 | cPVVG | Humidification | 0 | 0
New Construction | CZ01 | cPVVG | Heat Recovery | 0 | 0
New Construction | CZ01 | cPVVG | Water Systems | 0 | 6325.96
New Construction | CZ01 | cPVVG | Refrigeration | 0 | 0
New Construction | CZ01 | cPVVG | Generators | 0 | 0
New Construction | CZ01 | cPVVG | Total End Uses | 233651.35 | 282258.38
New Construction | CZ02 | cPVVG | Heating | 0 | 151793.07
New Construction | CZ02 | cPVVG | Cooling | 36511.25 | 0
New Construction | CZ02 | cPVVG | Interior Lighting | 117443.91 | 0
New Construction | CZ02 | cPVVG | Exterior Lighting | 0 | 0
New Construction | CZ02 | cPVVG | Interior Equipment | 75832.08 | 860.79
New Construction | CZ02 | cPVVG | Exterior Equipment | 0 | 0
New Construction | CZ02 | cPVVG | Fans | 52602.67 | 0
New Construction | CZ02 | cPVVG | Pumps | 0 | 0
New Construction | CZ02 | cPVVG | Heat Rejection | 0 | 0
New Construction | CZ02 | cPVVG | Humidification | 0 | 0
New Construction | CZ02 | cPVVG | Heat Recovery | 0 | 0
New Construction | CZ02 | cPVVG | Water Systems | 0 | 6223.51
New Construction | CZ02 | cPVVG | Refrigeration | 0 | 0
New Construction | CZ02 | cPVVG | Generators | 0 | 0
New Construction | CZ02 | cPVVG | Total End Uses | 282389.91 | 158877.38
New Construction | CZ03 | cPVVG | Heating | 0 | 113926.4
New Construction | CZ03 | cPVVG | Cooling | 20622.36 | 0
New Construction | CZ03 | cPVVG | Interior Lighting | 117443.91 | 0
New Construction | CZ03 | cPVVG | Exterior Lighting | 0 | 0
New Construction | CZ03 | cPVVG | Interior Equipment | 75832.08 | 860.79
New Construction | CZ03 | cPVVG | Exterior Equipment | 0 | 0
New Construction | CZ03 | cPVVG | Fans | 48311.4 | 0
New Construction | CZ03 | cPVVG | Pumps | 0 | 0
New Construction | CZ03 | cPVVG | Heat Rejection | 0 | 0
New Construction | CZ03 | cPVVG | Humidification | 0 | 0
New Construction | CZ03 | cPVVG | Heat Recovery | 0 | 0
New Construction | CZ03 | cPVVG | Water Systems | 0 | 6240
New Construction | CZ03 | cPVVG | Refrigeration | 0 | 0
New Construction | CZ03 | cPVVG | Generators | 0 | 0
New Construction | CZ03 | cPVVG | Total End Uses | 262209.74 | 121027.2
New Construction | CZ04 | cPVVG | Heating | 0 | 89839.23
New Construction | CZ04 | cPVVG | Cooling | 46893.88 | 0
New Construction | CZ04 | cPVVG | Interior Lighting | 117443.91 | 0
New Construction | CZ04 | cPVVG | Exterior Lighting | 0 | 0
New Construction | CZ04 | cPVVG | Interior Equipment | 75832.08 | 860.79
New Construction | CZ04 | cPVVG | Exterior Equipment | 0 | 0
New Construction | CZ04 | cPVVG | Fans | 55204.79 | 0
New Construction | CZ04 | cPVVG | Pumps | 0 | 0
New Construction | CZ04 | cPVVG | Heat Rejection | 0 | 0
New Construction | CZ04 | cPVVG | Humidification | 0 | 0
New Construction | CZ04 | cPVVG | Heat Recovery | 0 | 0
New Construction | CZ04 | cPVVG | Water Systems | 0 | 6032.19
New Construction | CZ04 | cPVVG | Refrigeration | 0 | 0
New Construction | CZ04 | cPVVG | Generators | 0 | 0
New Construction | CZ04 | cPVVG | Total End Uses | 295374.65 | 96732.22
New Construction | CZ05 | cPVVG | Heating | 0 | 101530.4
New Construction | CZ05 | cPVVG | Cooling | 25764.05 | 0
New Construction | CZ05 | cPVVG | Interior Lighting | 117443.91 | 0
New Construction | CZ05 | cPVVG | Exterior Lighting | 0 | 0
New Construction | CZ05 | cPVVG | Interior Equipment | 75832.08 | 860.79
New Construction | CZ05 | cPVVG | Exterior Equipment | 0 | 0
New Construction | CZ05 | cPVVG | Fans | 48721.22 | 0
New Construction | CZ05 | cPVVG | Pumps | 0 | 0
New Construction | CZ05 | cPVVG | Heat Rejection | 0 | 0
New Construction | CZ05 | cPVVG | Humidification | 0 | 0
New Construction | CZ05 | cPVVG | Heat Recovery | 0 | 0
New Construction | CZ05 | cPVVG | Water Systems | 0 | 6157.85
New Construction | CZ05 | cPVVG | Refrigeration | 0 | 0
New Construction | CZ05 | cPVVG | Generators | 0 | 0
New Construction | CZ05 | cPVVG | Total End Uses | 267761.26 | 108549.04
New Construction | CZ06 | cPVVG | Heating | 0 | 32551.25
New Construction | CZ06 | cPVVG | Cooling | 55554.99 | 0
New Construction | CZ06 | cPVVG | Interior Lighting | 117443.91 | 0
New Construction | CZ06 | cPVVG | Exterior Lighting | 0 | 0
New Construction | CZ06 | cPVVG | Interior Equipment | 75832.08 | 860.79
New Construction | CZ06 | cPVVG | Exterior Equipment | 0 | 0
New Construction | CZ06 | cPVVG | Fans | 62107.68 | 0
New Construction | CZ06 | cPVVG | Pumps | 0 | 0
New Construction | CZ06 | cPVVG | Heat Rejection | 0 | 0
New Construction | CZ06 | cPVVG | Humidification | 0 | 0
New Construction | CZ06 | cPVVG | Heat Recovery | 0 | 0
New Construction | CZ06 | cPVVG | Water Systems | 0 | 5787.47
New Construction | CZ06 | cPVVG | Refrigeration | 0 | 0
New Construction | CZ06 | cPVVG | Generators | 0 | 0
New Construction | CZ06 | cPVVG | Total End Uses | 310938.65 | 39199.51
New Construction | CZ07 | cPVVG | Heating | 0 | 29540.37
New Construction | CZ07 | cPVVG | Cooling | 61149.12 | 0
New Construction | CZ07 | cPVVG | Interior Lighting | 117443.91 | 0
New Construction | CZ07 | cPVVG | Exterior Lighting | 0 | 0
New Construction | CZ07 | cPVVG | Interior Equipment | 75832.08 | 860.79
New Construction | CZ07 | cPVVG | Exterior Equipment | 0 | 0
New Construction | CZ07 | cPVVG | Fans | 61125.11 | 0
New Construction | CZ07 | cPVVG | Pumps | 0 | 0
New Construction | CZ07 | cPVVG | Heat Rejection | 0 | 0
New Construction | CZ07 | cPVVG | Humidification | 0 | 0
New Construction | CZ07 | cPVVG | Heat Recovery | 0 | 0
New Construction | CZ07 | cPVVG | Water Systems | 0 | 5823.17
New Construction | CZ07 | cPVVG | Refrigeration | 0 | 0
New Construction | CZ07 | cPVVG | Generators | 0 | 0
New Construction | CZ07 | cPVVG | Total End Uses | 315550.21 | 36224.33
New Construction | CZ08 | cPVVG | Heating | 0 | 43052.37
New Construction | CZ08 | cPVVG | Cooling | 74169.63 | 0
New Construction | CZ08 | cPVVG | Interior Lighting | 117443.91 | 0
New Construction | CZ08 | cPVVG | Exterior Lighting | 0 | 0
New Construction | CZ08 | cPVVG | Interior Equipment | 75832.08 | 860.79
New Construction | CZ08 | cPVVG | Exterior Equipment | 0 | 0
New Construction | CZ08 | cPVVG | Fans | 67045.17 | 0
New Construction | CZ08 | cPVVG | Pumps | 0 | 0
New Construction | CZ08 | cPVVG | Heat Rejection | 0 | 0
New Construction | CZ08 | cPVVG | Humidification | 0 | 0
New Construction | CZ08 | cPVVG | Heat Recovery | 0 | 0
New Construction | CZ08 | cPVVG | Water Systems | 0 | 5758.58
New Construction | CZ08 | cPVVG | Refrigeration | 0 | 0
New Construction | CZ08 | cPVVG | Generators | 0 | 0
New Construction | CZ08 | cPVVG | Total End Uses | 334490.79 | 49671.74
New Construction | CZ09 | cPVVG | Heating | 0 | 27255.21
New Construction | CZ09 | cPVVG | Cooling | 73437.76 | 0
New Construction | CZ09 | cPVVG | Interior Lighting | 117443.91 | 0
New Construction | CZ09 | cPVVG | Exterior Lighting | 0 | 0
New Construction | CZ09 | cPVVG | Interior Equipment | 75832.08 | 860.79
New Construction | CZ09 | cPVVG | Exterior Equipment | 0 | 0
New Construction | CZ09 | cPVVG | Fans | 60492.4 | 0
New Construction | CZ09 | cPVVG | Pumps | 0 | 0
New Construction | CZ09 | cPVVG | Heat Rejection | 0 | 0
New Construction | CZ09 | cPVVG | Humidification | 0 | 0
New Construction | CZ09 | cPVVG | Heat Recovery | 0 | 0
New Construction | CZ09 | cPVVG | Water Systems | 0 | 5855.36
New Construction | CZ09 | cPVVG | Refrigeration | 0 | 0
New Construction | CZ09 | cPVVG | Generators | 0 | 0
New Construction | CZ09 | cPVVG | Total End Uses | 327206.15 | 33971.37
New Construction | CZ10 | cPVVG | Heating | 0 | 55390.39
New Construction | CZ10 | cPVVG | Cooling | 105936.57 | 0
New Construction | CZ10 | cPVVG | Interior Lighting | 117443.91 | 0
New Construction | CZ10 | cPVVG | Exterior Lighting | 0 | 0
New Construction | CZ10 | cPVVG | Interior Equipment | 75832.08 | 860.79
New Construction | CZ10 | cPVVG | Exterior Equipment | 0 | 0
New Construction | CZ10 | cPVVG | Fans | 67709.94 | 0
New Construction | CZ10 | cPVVG | Pumps | 0 | 0
New Construction | CZ10 | cPVVG | Heat Rejection | 0 | 0
New Construction | CZ10 | cPVVG | Humidification | 0 | 0
New Construction | CZ10 | cPVVG | Heat Recovery | 0 | 0
New Construction | CZ10 | cPVVG | Water Systems | 0 | 5774.6
New Construction | CZ10 | cPVVG | Refrigeration | 0 | 0
New Construction | CZ10 | cPVVG | Generators | 0 | 0
New Construction | CZ10 | cPVVG | Total End Uses | 366922.49 | 62025.79
New Construction | CZ11 | cPVVG | Heating | 0 | 147581.08
New Construction | CZ11 | cPVVG | Cooling | 112334.62 | 0
New Construction | CZ11 | cPVVG | Interior Lighting | 117443.91 | 0
New Construction | CZ11 | cPVVG | Exterior Lighting | 0 | 0
New Construction | CZ11 | cPVVG | Interior Equipment | 75832.08 | 860.79
New Construction | CZ11 | cPVVG | Exterior Equipment | 0 | 0
New Construction | CZ11 | cPVVG | Fans | 66649.54 | 0
New Construction | CZ11 | cPVVG | Pumps | 0 | 0
New Construction | CZ11 | cPVVG | Heat Rejection | 0 | 0
New Construction | CZ11 | cPVVG | Humidification | 0 | 0
New Construction | CZ11 | cPVVG | Heat Recovery | 0 | 0
New Construction | CZ11 | cPVVG | Water Systems | 0 | 5887.48
New Construction | CZ11 | cPVVG | Refrigeration | 0 | 0
New Construction | CZ11 | cPVVG | Generators | 0 | 0
New Construction | CZ11 | cPVVG | Total End Uses | 372260.14 | 154329.36
New Construction | CZ12 | cPVVG | Heating | 0 | 142092.7
New Construction | CZ12 | cPVVG | Cooling | 86302.67 | 0
New Construction | CZ12 | cPVVG | Interior Lighting | 117443.91 | 0
New Construction | CZ12 | cPVVG | Exterior Lighting | 0 | 0
New Construction | CZ12 | cPVVG | Interior Equipment | 75832.08 | 860.79
New Construction | CZ12 | cPVVG | Exterior Equipment | 0 | 0
New Construction | CZ12 | cPVVG | Fans | 59409.78 | 0
New Construction | CZ12 | cPVVG | Pumps | 0 | 0
New Construction | CZ12 | cPVVG | Heat Rejection | 0 | 0
New Construction | CZ12 | cPVVG | Humidification | 0 | 0
New Construction | CZ12 | cPVVG | Heat Recovery | 0 | 0
New Construction | CZ12 | cPVVG | Water Systems | 0 | 5841.81
New Construction | CZ12 | cPVVG | Refrigeration | 0 | 0
New Construction | CZ12 | cPVVG | Generators | 0 | 0
New Construction | CZ12 | cPVVG | Total End Uses | 338988.44 | 148795.3
New Construction | CZ13 | cPVVG | Heating | 0 | 118828.78
New Construction | CZ13 | cPVVG | Cooling | 127683.64 | 0
New Construction | CZ13 | cPVVG | Interior Lighting | 117443.91 | 0
New Construction | CZ13 | cPVVG | Exterior Lighting | 0 | 0
New Construction | CZ13 | cPVVG | Interior Equipment | 75832.08 | 860.79
New Construction | CZ13 | cPVVG | Exterior Equipment | 0 | 0
New Construction | CZ13 | cPVVG | Fans | 67772.58 | 0
New Construction | CZ13 | cPVVG | Pumps | 0 | 0
New Construction | CZ13 | cPVVG | Heat Rejection | 0 | 0
New Construction | CZ13 | cPVVG | Humidification | 0 | 0
New Construction | CZ13 | cPVVG | Heat Recovery | 0 | 0
New Construction | CZ13 | cPVVG | Water Systems | 0 | 5820.72
New Construction | CZ13 | cPVVG | Refrigeration | 0 | 0
New Construction | CZ13 | cPVVG | Generators | 0 | 0
New Construction | CZ13 | cPVVG | Total End Uses | 388732.2 | 125510.3
New Construction | CZ14 | cPVVG | Heating | 0 | 76918.5
New Construction | CZ14 | cPVVG | Cooling | 165974.94 | 0
New Construction | CZ14 | cPVVG | Interior Lighting | 117443.91 | 0
New Construction | CZ14 | cPVVG | Exterior Lighting | 0 | 0
New Construction | CZ14 | cPVVG | Interior Equipment | 75832.08 | 860.79
New Construction | CZ14 | cPVVG | Exterior Equipment | 0 | 0
New Construction | CZ14 | cPVVG | Fans | 79169.08 | 0
New Construction | CZ14 | cPVVG | Pumps | 0 | 0
New Construction | CZ14 | cPVVG | Heat Rejection | 0 | 0
New Construction | CZ14 | cPVVG | Humidification | 0 | 0
New Construction | CZ14 | cPVVG | Heat Recovery | 0 | 0
New Construction | CZ14 | cPVVG | Water Systems | 0 | 5723.79
New Construction | CZ14 | cPVVG | Refrigeration | 0 | 0
New Construction | CZ14 | cPVVG | Generators | 0 | 0
New Construction | CZ14 | cPVVG | Total End Uses | 438420.01 | 83503.08
New Construction | CZ15 | cPVVG | Heating | 0 | 22351.71
New Construction | CZ15 | cPVVG | Cooling | 234764.67 | 0
New Construction | CZ15 | cPVVG | Interior Lighting | 117443.91 | 0
New Construction | CZ15 | cPVVG | Exterior Lighting | 0 | 0
New Construction | CZ15 | cPVVG | Interior Equipment | 75832.08 | 860.79
New Construction | CZ15 | cPVVG | Exterior Equipment | 0 | 0
New Construction | CZ15 | cPVVG | Fans | 85356.29 | 0
New Construction | CZ15 | cPVVG | Pumps | 0 | 0
New Construction | CZ15 | cPVVG | Heat Rejection | 0 | 0
New Construction | CZ15 | cPVVG | Humidification | 0 | 0
New Construction | CZ15 | cPVVG | Heat Recovery | 0 | 0
New Construction | CZ15 | cPVVG | Water Systems | 0 | 5485.59
New Construction | CZ15 | cPVVG | Refrigeration | 0 | 0
New Construction | CZ15 | cPVVG | Generators | 0 | 0
New Construction | CZ15 | cPVVG | Total End Uses | 513396.95 | 28698.09
New Construction | CZ16 | cPVVG | Heating | 0 | 207029.17
New Construction | CZ16 | cPVVG | Cooling | 101580.83 | 0
New Construction | CZ16 | cPVVG | Interior Lighting | 117443.91 | 0
New Construction | CZ16 | cPVVG | Exterior Lighting | 0 | 0
New Construction | CZ16 | cPVVG | Interior Equipment | 75832.08 | 860.79
New Construction | CZ16 | cPVVG | Exterior Equipment | 0 | 0
New Construction | CZ16 | cPVVG | Fans | 74396.31 | 0
New Construction | CZ16 | cPVVG | Pumps | 0 | 0
New Construction | CZ16 | cPVVG | Heat Rejection | 0 | 0
New Construction | CZ16 | cPVVG | Humidification | 0 | 0
New Construction | CZ16 | cPVVG | Heat Recovery | 0 | 0
New Construction | CZ16 | cPVVG | Water Systems | 0 | 6081.3
New Construction | CZ16 | cPVVG | Refrigeration | 0 | 0
New Construction | CZ16 | cPVVG | Generators | 0 | 0
New Construction | CZ16 | cPVVG | Total End Uses | 369253.12 | 213971.26

## Raw_hvac
Vintage | System Name | HVAC System Identifier | Air Distribution | Heating Efficiency | Cooling Efficiency | Cooling Coil Type | Heating Coil Type
Existing | cAVVG | Main | MZ-VAV | 0.805 | 3.05
Existing | cAVVG | Alternative | SZ-CAV | 0.8 | 3.85 | DX-AIR | COMBUSTION
New Construction | cAVVG | Main | MZ-VAV | 0.805 | 3.05
New Construction | cAVVG | Alternative | SZ-CAV | 0.8 | 3.85 | DX-AIR | COMBUSTION
Existing | cDXGF | Main | SZ-CAV | 0.8 | 3.65
Existing | cDXGF | Alternative | SZ-CAV | 0.8 | 3.85 | DX-AIR | COMBUSTION
New Construction | cDXGF | Main | SZ-CAV | 0.8 | 3.65
New Construction | cDXGF | Alternative | SZ-CAV | 0.8 | 3.85 | DX-AIR | COMBUSTION
Existing | cDXHP | Main | SZ-CAV | 3.738 | 3.65
Existing | cDXHP | Alternative | SZ-CAV | 0.8 | 3.85 | DX-AIR | COMBUSTION
New Construction | cDXHP | Main | SZ-CAV | 3.738 | 3.65
New Construction | cDXHP | Alternative | SZ-CAV | 0.8 | 3.85 | DX-AIR | COMBUSTION
Existing | cDXOH | Main | SZ-CAV | - | 3.65
Existing | cDXOH | Alternative | SZ-CAV | 0.8 | 3.85 | DX-AIR | COMBUSTION
New Construction | cDXOH | Main | SZ-CAV | - | 3.65
New Construction | cDXOH | Alternative | SZ-CAV | 0.8 | 3.85 | DX-AIR | COMBUSTION
Existing | cPVVG | Main | SZ-VAV | 0.8 | 3.65
Existing | cPVVG | Alternative | SZ-CAV | 0.8 | 3.85 | DX-AIR | COMBUSTION
New Construction | cPVVG | Main | SZ-VAV | 0.8 | 3.65
New Construction | cPVVG | Alternative | SZ-CAV | 0.8 | 3.85 | DX-AIR | COMBUSTION

## Raw_fanoverview
Vintage | HVAC name | System type | HVAC System Identifier | Total Static Pressure (TSP) (in w.c.) | Fan Efficiency | Fan Motor and Drive Efficiency | W/cfm
Existing | cAVVG | SZ-CAV Fans | Alternative | 1.2734 | 0.55 | 0.9 | 0.27
Existing | cAVVG | MZ-VAV Fans | Main | 5.362 | 0.55 | 0.9 | 1.15
New Construction | cAVVG | SZ-CAV Fans | Alternative | 1.2734 | 0.55 | 0.9 | 0.27
New Construction | cAVVG | MZ-VAV Fans | Main | 5.362 | 0.55 | 0.9 | 1.15
Existing | cDXGF | SZ-CAV Fans | Main | 3.877 | 0.55 | 0.87 | 0.83
Existing | cDXGF | SZ-CAV Fans | Alternative | 1.2734 | 0.55 | 0.9 | 0.27
New Construction | cDXGF | SZ-CAV Fans | Main | 3.877 | 0.55 | 0.87 | 0.83
New Construction | cDXGF | SZ-CAV Fans | Alternative | 1.2734 | 0.55 | 0.9 | 0.27
Existing | cDXHP | SZ-CAV Fans | Main | 3.877 | 0.55 | 0.87 | 0.83
Existing | cDXHP | SZ-CAV Fans | Alternative | 1.2734 | 0.55 | 0.9 | 0.27
New Construction | cDXHP | SZ-CAV Fans | Main | 3.877 | 0.55 | 0.87 | 0.83
New Construction | cDXHP | SZ-CAV Fans | Alternative | 1.2734 | 0.55 | 0.9 | 0.27
Existing | cDXOH | SZ-CAV Fans | Main | 3.877 | 0.55 | 0.87 | 0.83
Existing | cDXOH | SZ-CAV Fans | Alternative | 1.2734 | 0.55 | 0.9 | 0.27
New Construction | cDXOH | SZ-CAV Fans | Main | 3.877 | 0.55 | 0.87 | 0.83
New Construction | cDXOH | SZ-CAV Fans | Alternative | 1.2734 | 0.55 | 0.9 | 0.27
Existing | cPVVG | SZ-VAV Fans | Main | 3.877 | 0.55 | 0.87 | 0.83
Existing | cPVVG | SZ-CAV Fans | Alternative | 1.2734 | 0.55 | 0.9 | 0.27
New Construction | cPVVG | SZ-VAV Fans | Main | 3.877 | 0.55 | 0.87 | 0.83
New Construction | cPVVG | SZ-CAV Fans | Alternative | 1.2734 | 0.55 | 0.9 | 0.27

## Raw_interiorlights
Vintage | Zone Type | Floor Area (ft2) | Lighting Power Density(W/ft2)
Existing | Corridor | 19461.6 | 0.62242
Existing | Guestroom | 9448.81 | 0.6879
Existing | Laundry | 479.41 | 0.88009
Existing | Office | 599.32 | 1.2504
New Construction | Corridor | 19461.6 | 0.39995
New Construction | Guestroom | 9448.81 | 0.49992
New Construction | Laundry | 479.41 | 0.44995
New Construction | Office | 599.32 | 0.59992

## Raw_equipment
Vintage | Zone Type | Floor Area (ft2) | Plug Load Intensity (W/ft2)
Existing | Corridor | 19461.6 | 0
Existing | Guestroom | 9448.81 | 0.49992
Existing | Laundry | 479.41 | 3.2196
Existing | Office | 599.32 | 1.4998
New Construction | Corridor | 19461.6 | 0
New Construction | Guestroom | 9448.81 | 0.49992
New Construction | Laundry | 479.41 | 3.2196
New Construction | Office | 599.32 | 1.4998

## Raw_outdoorairflowrate
Zone Type | Floor Area (ft2) | cfm/person | cfm/ft2
Corridor | 19461.6 | 0 | 0.15
Guestroom | 9448.81 | 0 | 0.15
Laundry | 479.41 | 0 | 0.15
Office | 599.32 | 0 | 0.15

## Raw_refrigerationsystem
Vintage | Refrigeration System Name | Condenser Fan Power | Working fluid | Condenser Type
No refrigeration system was found

## Raw_thermostatsetpoints
Climate Zone | Schedule Identifier | Heating Setpoint (F) | Heating Setback (F) | Cooling Setpoint (F) | Cooling Setback (F)
CZ01 | Office | 70 | 60 | 75 | 85
CZ01 | ResidentialLiving | 68 | 60 | 78 | 78
CZ02 | Office | 70 | 60 | 75 | 85
CZ02 | ResidentialLiving | 68 | 60 | 78 | 78
CZ03 | Office | 70 | 60 | 75 | 85
CZ03 | ResidentialLiving | 68 | 60 | 78 | 78
CZ04 | Office | 70 | 60 | 75 | 85
CZ04 | ResidentialLiving | 68 | 60 | 78 | 78
CZ05 | Office | 70 | 60 | 75 | 85
CZ05 | ResidentialLiving | 68 | 60 | 78 | 78
CZ06 | Office | 70 | 60 | 75 | 85
CZ06 | ResidentialLiving | 68 | 60 | 78 | 78
CZ07 | Office | 70 | 60 | 75 | 85
CZ07 | ResidentialLiving | 68 | 60 | 78 | 78
CZ08 | Office | 70 | 60 | 75 | 85
CZ08 | ResidentialLiving | 68 | 60 | 78 | 78
CZ09 | Office | 70 | 60 | 75 | 85
CZ09 | ResidentialLiving | 68 | 60 | 78 | 78
CZ10 | Office | 70 | 60 | 75 | 85
CZ10 | ResidentialLiving | 68 | 60 | 78 | 78
CZ11 | Office | 70 | 60 | 75 | 85
CZ11 | ResidentialLiving | 68 | 60 | 78 | 78
CZ12 | Office | 70 | 60 | 75 | 85
CZ12 | ResidentialLiving | 68 | 60 | 78 | 78
CZ13 | Office | 70 | 60 | 75 | 85
CZ13 | ResidentialLiving | 68 | 60 | 78 | 78
CZ14 | Office | 70 | 60 | 75 | 85
CZ14 | ResidentialLiving | 68 | 60 | 78 | 78
CZ15 | Office | 70 | 60 | 75 | 85
CZ15 | ResidentialLiving | 68 | 60 | 78 | 78
CZ16 | Office | 70 | 60 | 75 | 85
CZ16 | ResidentialLiving | 68 | 60 | 78 | 78

## Raw_schedule
Schedule Identifier | Schedule Name | Type | 1 | 2 | 3 | 4 | 5 | 6 | 7 | 8 | 9 | 10 | 11 | 12 | 13 | 14 | 15 | 16 | 17 | 18 | 19 | 20 | 21 | 22 | 23 | 24
Office | Cooling Setpoint Schedule | AllOtherDays | 84.92 | 84.92 | 84.92 | 84.92 | 84.92 | 84.92 | 84.92 | 84.92 | 84.92 | 84.92 | 84.92 | 84.92 | 84.92 | 84.92 | 84.92 | 84.92 | 84.92 | 84.92 | 84.92 | 84.92 | 84.92 | 84.92 | 84.92 | 84.92
Office | Cooling Setpoint Schedule | Saturday | 84.92 | 84.92 | 84.92 | 84.92 | 84.92 | 75.02 | 75.02 | 75.02 | 75.02 | 75.02 | 75.02 | 75.02 | 75.02 | 75.02 | 75.02 | 75.02 | 75.02 | 75.02 | 75.02 | 84.92 | 84.92 | 84.92 | 84.92 | 84.92
Office | Cooling Setpoint Schedule | Weekdays | 84.92 | 84.92 | 84.92 | 84.92 | 84.92 | 75.02 | 75.02 | 75.02 | 75.02 | 75.02 | 75.02 | 75.02 | 75.02 | 75.02 | 75.02 | 75.02 | 75.02 | 75.02 | 75.02 | 75.02 | 75.02 | 75.02 | 75.02 | 75.02
Office | DHW Sch | AllOtherDays | 0.04 | 0.04 | 0.04 | 0.04 | 0.04 | 0.07 | 0.04 | 0.04 | 0.04 | 0.04 | 0.04 | 0.06 | 0.06 | 0.09 | 0.06 | 0.04 | 0.04 | 0.04 | 0.04 | 0.04 | 0.04 | 0.07 | 0.04 | 0.04
Office | DHW Sch | Saturday | 0.05 | 0.05 | 0.05 | 0.05 | 0.05 | 0.08 | 0.07 | 0.11 | 0.15 | 0.21 | 0.19 | 0.23 | 0.2 | 0.19 | 0.15 | 0.12 | 0.14 | 0.07 | 0.07 | 0.07 | 0.07 | 0.09 | 0.05 | 0.05
Office | DHW Sch | Weekdays | 0.05 | 0.05 | 0.05 | 0.05 | 0.05 | 0.08 | 0.07 | 0.19 | 0.35 | 0.38 | 0.39 | 0.47 | 0.57 | 0.54 | 0.34 | 0.33 | 0.44 | 0.26 | 0.21 | 0.15 | 0.17 | 0.08 | 0.05 | 0.05
Office | Elec Equip Sch | AllOtherDays | 0.05 | 0.05 | 0.05 | 0.05 | 0.05 | 0.05 | 0.05 | 0.05 | 0.05 | 0.05 | 0.05 | 0.05 | 0.05 | 0.05 | 0.05 | 0.05 | 0.05 | 0.05 | 0.05 | 0.05 | 0.05 | 0.05 | 0.05 | 0.05
Office | Elec Equip Sch | Saturday | 0.05 | 0.05 | 0.05 | 0.05 | 0.05 | 0.05 | 0.1 | 0.1 | 0.3 | 0.3 | 0.3 | 0.3 | 0.15 | 0.15 | 0.15 | 0.15 | 0.15 | 0.05 | 0.05 | 0.05 | 0.05 | 0.05 | 0.05 | 0.05
Office | Elec Equip Sch | Weekdays | 0.05 | 0.05 | 0.05 | 0.05 | 0.05 | 0.1 | 0.1 | 0.3 | 0.9 | 0.9 | 0.9 | 0.9 | 0.9 | 0.9 | 0.9 | 0.9 | 0.9 | 0.5 | 0.3 | 0.3 | 0.2 | 0.2 | 0.1 | 0.05
Office | Heating Setpoint Schedule | AllOtherDays | 60.08 | 60.08 | 60.08 | 60.08 | 60.08 | 60.08 | 60.08 | 60.08 | 60.08 | 60.08 | 60.08 | 60.08 | 60.08 | 60.08 | 60.08 | 60.08 | 60.08 | 60.08 | 60.08 | 60.08 | 60.08 | 60.08 | 60.08 | 60.08
Office | Heating Setpoint Schedule | Saturday | 60.08 | 60.08 | 60.08 | 60.08 | 60.08 | 69.98 | 69.98 | 69.98 | 69.98 | 69.98 | 69.98 | 69.98 | 69.98 | 69.98 | 69.98 | 69.98 | 69.98 | 69.98 | 69.98 | 60.08 | 60.08 | 60.08 | 60.08 | 60.08
Office | Heating Setpoint Schedule | Weekdays | 60.08 | 60.08 | 60.08 | 60.08 | 60.08 | 69.98 | 69.98 | 69.98 | 69.98 | 69.98 | 69.98 | 69.98 | 69.98 | 69.98 | 69.98 | 69.98 | 69.98 | 69.98 | 69.98 | 69.98 | 69.98 | 69.98 | 69.98 | 69.98
Office | Infiltration Schedule | AllDays | bar: 1 to 24
Office | Lighting Schedule | AllOtherDays | 0.05 | 0.05 | 0.05 | 0.05 | 0.05 | 0.05 | 0.05 | 0.05 | 0.05 | 0.05 | 0.05 | 0.05 | 0.05 | 0.05 | 0.05 | 0.05 | 0.05 | 0.05 | 0.05 | 0.05 | 0.05 | 0.05 | 0.05 | 0.05
Office | Lighting Schedule | Saturday | 0.05 | 0.05 | 0.05 | 0.05 | 0.05 | 0.05 | 0.1 | 0.1 | 0.3 | 0.3 | 0.3 | 0.3 | 0.15 | 0.15 | 0.15 | 0.15 | 0.15 | 0.05 | 0.05 | 0.05 | 0.05 | 0.05 | 0.05 | 0.05
Office | Lighting Schedule | Weekdays | 0.05 | 0.05 | 0.05 | 0.05 | 0.05 | 0.1 | 0.1 | 0.3 | 0.65 | 0.65 | 0.65 | 0.65 | 0.65 | 0.65 | 0.65 | 0.65 | 0.65 | 0.35 | 0.3 | 0.3 | 0.2 | 0.2 | 0.1 | 0.05
Office | OA Schedule | AllOtherDays | 0 | 0 | 0 | 0 | 0 | 0 | 0 | 0 | 0 | 0 | 0 | 0 | 0 | 0 | 0 | 0 | 0 | 0 | 0 | 0 | 0 | 0 | 0 | 0
Office | OA Schedule | Saturday | 0 | 0 | 0 | 0 | 0 | 1 | 1 | 1 | 1 | 1 | 1 | 1 | 1 | 1 | 1 | 1 | 1 | 1 | 1 | 0 | 0 | 0 | 0 | 0
Office | OA Schedule | Weekdays | 0 | 0 | 0 | 0 | 0 | 1 | 1 | 1 | 1 | 1 | 1 | 1 | 1 | 1 | 1 | 1 | 1 | 1 | 1 | 1 | 1 | 1 | 1 | 1
Office | Occupant Sch | AllOtherDays | 0 | 0 | 0 | 0 | 0 | 0 | 0.05 | 0.05 | 0.05 | 0.05 | 0.05 | 0.05 | 0.05 | 0.05 | 0.05 | 0.05 | 0.05 | 0.05 | 0 | 0 | 0 | 0 | 0 | 0
Office | Occupant Sch | Saturday | 0 | 0 | 0 | 0 | 0 | 0 | 0.1 | 0.1 | 0.3 | 0.3 | 0.3 | 0.3 | 0.1 | 0.1 | 0.1 | 0.1 | 0.1 | 0.05 | 0.05 | 0 | 0 | 0 | 0 | 0
Office | Occupant Sch | Weekdays | 0 | 0 | 0 | 0 | 0 | 0 | 0.1 | 0.2 | 0.95 | 0.95 | 0.95 | 0.95 | 0.5 | 0.95 | 0.95 | 0.95 | 0.95 | 0.3 | 0.1 | 0.1 | 0.1 | 0.1 | 0.05 | 0.05
ResidentialLiving | Cooling Setpoint Schedule | AllDays | 78.08 | 78.08 | 78.08 | 78.08 | 78.08 | 78.08 | 78.08 | 78.08 | 78.08 | 78.08 | 78.08 | 78.08 | 78.08 | 78.08 | 78.08 | 78.08 | 78.08 | 78.08 | 78.08 | 78.08 | 78.08 | 78.08 | 78.08 | 78.08
ResidentialLiving | DHW Sch | AllDays | 0 | 0 | 0 | 0 | 0 | 0 | 0 | 0 | 0 | 0 | 0 | 0 | 0 | 0 | 0 | 0 | 0 | 0 | 0 | 0 | 0 | 0 | 0 | 0
ResidentialLiving | Elec Equip Sch | AllOtherDays | 0.1 | 0.1 | 0.1 | 0.1 | 0.1 | 0.3 | 0.45 | 0.45 | 0.45 | 0.45 | 0.3 | 0.3 | 0.3 | 0.3 | 0.3 | 0.3 | 0.3 | 0.3 | 0.6 | 0.8 | 0.9 | 0.8 | 0.6 | 0.3
ResidentialLiving | Heating Setpoint Schedule | AllDays | 60.08 | 60.08 | 60.08 | 60.08 | 60.08 | 60.08 | 68 | 68 | 68 | 68 | 68 | 68 | 68 | 68 | 68 | 68 | 68 | 68 | 68 | 68 | 68 | 68 | 60.08 | 60.08
ResidentialLiving | Infiltration Schedule | AllDays | bar: 1 to 24
ResidentialLiving | Lighting Schedule | AllOtherDays | 0.1 | 0.1 | 0.1 | 0.1 | 0.1 | 0.3 | 0.45 | 0.45 | 0.45 | 0.45 | 0.3 | 0.3 | 0.3 | 0.3 | 0.3 | 0.3 | 0.3 | 0.3 | 0.6 | 0.8 | 0.9 | 0.8 | 0.6 | 0.3
ResidentialLiving | OA Schedule | AllDays | bar: 1 to 24
ResidentialLiving | Occupant Sch | AllOtherDays | 0.9 | 0.9 | 0.9 | 0.9 | 0.9 | 0.9 | 0.7 | 0.4 | 0.4 | 0.2 | 0.2 | 0.2 | 0.2 | 0.2 | 0.2 | 0.3 | 0.5 | 0.5 | 0.5 | 0.7 | 0.7 | 0.8 | 0.9 | 0.9

## Raw_gasequipment
Vintage | Zone Name | Gas Loads (Btu/h-ft2) | Zone Type
Existing | Laundry EL1 South Perim Spc (G.S7) | 0.7507 | Laundry
New Construction | Laundry EL1 South Perim Spc (G.S7) | 0.7507 | Laundry