## Geometry Summary (hidden)
Abbreviation | Building Type | Shape | Number of Floors | Aspect Ratio | Zone Height_1 | Zone Height_2 | Zone Height_3 | Plenum Height | Floor to Floor Height (feet) | Floor to Ceiling Height (feet)
Asm | Assembly | #VALUE! | 1 | 1 | 12.0006 | na | na | 3.0001 | 12.0006 | 15.0007
ECC | Education - Community College | #VALUE! | 3 | 5.7 | 9.0004 | 13.0006 | na | 4.0002 | 9 / 13 | 13 / 17
EPr | Education - Primary School | #VALUE! | 1 | 2 | 9.0004 | 12.0006 | na | 3.0001 | 9 / 12 | 12 / 15
ERC | Education - Relocatable Classroom | #VALUE! | 1 | 1.7 | 9.0004 | na | na | 3.0001 | 9.0004 | 12.0006
ESe | Education - Secondary School | #VALUE! | 2 | 2.5/1.0 | 9.0004 | 13.0006 | na | 4.0002 | 9 / 13 | 13 / 17
EUn | Education - University | #VALUE! | 4 | 2.0/15.0 | 10.0005 | 9.0004 | 14.0007 | 4.0002 | 9 / 10 / 14 | 13 / 14 / 18
Fin | Financial buildings, incl. banks | #VALUE! | 1 | 1 | 11.0005 | na | na | na | 11.0005 | 11.0005
Gro | Grocery | #VALUE! | 1 | 1 | 25.0012 | na | na | na | 25.0012 | 25.0012
Hsp | Health/Medical - Hospital | #VALUE! | 3 | 1 | 10.007 | 12.9927 | na | 2.9857 | 10 / 13 | 13 / 16
Htl | Lodging - Hotel | #VALUE! | 4 | 6.6 | 8.0004 | 10.5005 | na | 1.5001 | 8 / 11 | 10 / 12
Lib | Libraries | #VALUE! | 1 | 1 | 13.0006 | na | na | na | 13.0006 | 13.0006
MBT | Manufacturing Biotech | #VALUE! | 1 | 6 | 9.0004 | na | na | 6.0003 | 9.0004 | 15.0008
MLI | Manufacturing Light Industrial | #VALUE! | 1 | 1 | 35.0017 | na | na | na | 35.0017 | 35.0017
Mtl | Lodging - Motel | #VALUE! | 2 | 5.1 | 9.0004 | na | na | na | 9.0004 | 9.0004
Nrs | Health/Medical - Nursing Home | #VALUE! | 2 | 10.3 | 12.9986 | 9.0005 | na | 4.0055 | 9 / 13 | 13 / 17
OfL | Office - Large | #VALUE! | 3 | 1.5 | 9.0004 | na | na | 3.0001 | 9.0004 | 12.0006
OfS | Office - Small | #VALUE! | 2 | 1.5 | 9.0004 | na | na | 3.0001 | 9.0004 | 12.0006
Rel | Religious assembly buildings | #VALUE! | 1 | 2.5 | 37.5018 | 15.0007 | na | na | 38 / 15 | 38 / 15
RFF | Restaurant - Fast-Food | #VALUE! | 1 | 1 | 10.0005 | na | na | 3.0002 | 10.0005 | 13.0007
RSD | Restaurant - Sit-Down | #VALUE! | 1 | 1 | 10.0005 | na | na | 3.0001 | 10.0005 | 13.0006
Rt3 | Retail - Multistory Large | #VALUE! | 3 | 1 | 15.0007 | na | na | 5.8002 | 15.0007 | 20.8009
RtL | Retail - Single-Story Large | #VALUE! | 1 | 1 | 20.501 | na | na | na | 20.501 | 20.501
RtS | Retail - Small | #VALUE! | 1 | 1 | 10.0005 | na | na | 2.0001 | 10.0005 | 12.0006
SCn | Storage - Conditioned | #VALUE! | 1 | 1 | 48.0023 | na | na | na | 48.0023 | 48.0023
SUn | Storage - Unconditioned | #VALUE! | 1 | 1 | 48.0023 | na | na | na | 48.0023 | 48.0023
WRf | Warehouse - Refrigerated | #VALUE! | 1 | 1 | 48.0023 | na | na | na | 48.0023 | 48.0023

## Prototype
TRC, Updated Febuary 2026
Libraries
Characteristic | Value
Building Type | Libraries
Building Category | Nonresidential
Vintages | Two vintages: Existing and New Construction
Shape | #VALUE!
Total Floor Area (ft²) | 10000.98
Aspect Ratio | 1
Number of Floors | 1
Roof Type | Flat Roof
Gross Window to Wall Ratio (%) | 25
Shading Geometry | No Shading
Floor to Floor Height (feet) | 13.0006
Floor to Ceiling Height (feet) | 13.0006
Glazing Sill Height (feet) | 5.74

## Notes
Prototype Overview
Name | Description
Asm | Assembly
ECC | Education - Community College
EPr | Education - Primary School
ERC | Education - Relocatable Classroom
ESe | Education - Secondary School
EUn | Education - University
Fin | Financial buildings, incl. banks
Gro | Grocery
Hsp | Health/Medical - Hospital
Htl | Lodging - Hotel
Lib | Libraries
MBT | Manufacturing Biotech
MLI | Manufacturing Light Industrial
Mtl | Lodging - Motel
Nrs | Health/Medical - Nursing Home
OfL | Office - Large
OfS | Office - Small
Rel | Religious assembly buildings
RFF | Restaurant - Fast-Food
RSD | Restaurant - Sit-Down
Rt3 | Retail - Multistory Large
RtL | Retail - Single-Story Large
RtS | Retail - Small
SCn | Storage - Conditioned
SUn | Storage - Unconditioned
WRf | Warehouse - Refrigerated
Vintages
Existing | Weighted average of Title 24 requirements based on vintages from 1975 to 2022
New Construction | Title 24 2025
Run Begin Day
Begin Month | Begin Day of Month | Day of Week for Start Day
1 | 1 | Sunday
Special Days
Name | Start Date | Duration (days) | Special Day Type
New Years Day | January 1 | 1 | Holiday
Veterans Day | November 11 | 1 | Holiday
Christmas | December 25 | 1 | Holiday
Independence Day | July 4 | 1 | Holiday
MLK Day | 3rd Monday in January | 1 | Holiday
Presidents Day | 3rd Monday in February | 1 | Holiday
Memorial Day | Last Monday in May | 1 | Holiday
Labor Day | 1st Monday in September | 1 | Holiday
Columbus Day | 2nd Monday in October | 1 | Holiday
Thanksgiving | 4th Thursday in November | 1 | Holiday

## Raw_runbeginday (hidden)
Begin Month | Begin Day of Month | Day of Week for Start Day
1 | 1 | Sunday

## Raw_specialdays (hidden)
Name | Start Day | Duration | Special Day Type
New Years Day | January 1 | 1 | Holiday
Veterans Day | November 11 | 1 | Holiday
Christmas | December 25 | 1 | Holiday
Independence Day | July 4 | 1 | Holiday
MLK Day | 3rd Monday in January | 1 | Holiday
Presidents Day | 3rd Monday in February | 1 | Holiday
Memorial Day | Last Monday in May | 1 | Holiday
Labor Day | 1st Monday in September | 1 | Holiday
Columbus Day | 2nd Monday in October | 1 | Holiday
Thanksgiving | 4th Thursday in November | 1 | Holiday

## Climate Zone
Climate Zones - All Prototypes
Climate Zone | Representative City | Weather File Name
CZ01 | Eureka | CA_EUREKA_725940S_CZ2022.epw
CZ02 | Napa | CA_NAPA-CO_724955S_CZ2022.epw
CZ03 | Oakland | CA_OAKLAND-METRO-AP_724930S_CZ2022.epw
CZ04 | San Jose | CA_SAN-JOSE-IAP_724945S_CZ2022.epw
CZ05 | Santa Maria | CA_SANTA-MARIA-PUBLIC-AP_723940S_CZ2022.epw
CZ06 | Los Angeles | CA_LOS-ANGELES-IAP_722950S_CZ2022.epw
CZ07 | San Diego-Lindbergh | CA_SAN-DIEGO-LINDBERGH-FLD_722900S_CZ2022.epw
CZ08 | Long Beach-Daugherty | CA_LONG-BEACH-DAUGHERTY-FLD_722970S_CZ2022.epw
CZ09 | Los Angeles | CA_LOS-ANGELES-DOWNTOWN-USC_722874S_CZ2022.epw
CZ10 | Riverside | CA_RIVERSIDE-MUNI_722869S_CZ2022.epw
CZ11 | Red Bluff | CA_RED-BLUFF-MUNI-AP_725910S_CZ2022.epw
CZ12 | Stockton | CA_STOCKTON-METRO-AP_724920S_CZ2022.epw
CZ13 | Fresno Yosemite | CA_FRESNO-YOSEMITE-IAP_723890S_CZ2022.epw
CZ14 | Daggett Barstow | CA_DAGGETT-BARSTOW-AP_723815S_CZ2022.epw
CZ15 | El Centro | CA_EL-CENTRO-NAF_722810S_CZ2022.epw
CZ16 | Bishop | CA_BISHOP-AP_724800S_CZ2022.epw
Source: California Energy Commission, https://cecgis-caenergy.opendata.arcgis.com/datasets/CAEnergy::california-building-climate-zones/about

## Zones
Zone Summary - Libraries
Space | Zone Name | Conditioned [Y/N] | Zone Type | HVAC System Identifier (Main/Alternative/Customized) | Schedule Identifier | Area Fraction | Area (Excluding Plenums and Crawl Space) (ft²) | Volume (ft³) | Multipliers | People (Persons/1,000 ft²) | Note
ASSEMBLY | ASSEMBLY | Yes | Conference | Main | School | 10% | 1000.1 | 13001.93 | 1 | 33.33
CLASSROOM | CLASSROOM | Yes | Classroom_class | Main | School | 10% | 1000.1 | 13001.89 | 1 | 25
LIBRARY | LIBRARY | Yes | Retail_sales | Main | School | 70% | 7000.68 | 91013.32 | 1 | 8.33
OFFICE | OFFICE | Yes | Office | Main | School | 10% | 1000.1 | 13001.89 | 1 | 5
Total (4 Space) | Total (4 Space) | Total (4 Conditioned zones, 0 Unconditioned Zones) |  |  |  |  | 10000.98

## Envelope
Envelope - Libraries
Element | Prototype | Assembly Type | Construction | Unit | Vintage | Selected T24 | Note | CZ01 | CZ02 | CZ03 | CZ04 | CZ05 | CZ06 | CZ07 | CZ08 | CZ09 | CZ10 | CZ11 | CZ12 | CZ13 | CZ14 | CZ15 | CZ16
External Wall | Libraries | - | Stucco+Wall Continuous Insulation+Gypsum 5/8in | U-value IP | Existing | Weighted average |  | 0.185 | 0.179 | 0.185 | 0.178 | 0.178 | 0.18 | 0.174 | 0.176 | 0.176 | 0.15 | 0.171 | 0.171 | 0.168 | 0.161 | 0.153 | 0.162
External Wall | Libraries | - | Stucco+Wall Continuous Insulation+Gypsum 5/8in | U-value IP | New Construction | 2025 |  | 0.063 | 0.058 | 0.076 | 0.058 | 0.058 | 0.063 | 0.063 | 0.058 | 0.058 | 0.058 | 0.058 | 0.058 | 0.058 | 0.058 | 0.058 | 0.058
Roof | Libraries | - | Roof Membrane+Roof Continuous Insulation+Metal Decking | U-value IP | Existing | Weighted average |  | 0.067 | 0.066 | 0.067 | 0.065 | 0.067 | 0.074 | 0.073 | 0.073 | 0.07 | 0.061 | 0.063 | 0.063 | 0.063 | 0.061 | 0.059 | 0.061
Roof | Libraries | - | Roof Membrane+Roof Continuous Insulation+Metal Decking | U-value IP | New Construction | 2025 |  | 0.028 | 0.028 | 0.028 | 0.028 | 0.028 | 0.048 | 0.048 | 0.048 | 0.028 | 0.028 | 0.028 | 0.028 | 0.028 | 0.028 | 0.028 | 0.028
Windows | Libraries | - | Theoretical Glazing | U-value IP | Existing | Weighted average |  | 1.024 | 1.078 | 1.131 | 1.108 | 1.109 | 1.115 | 1.075 | 1.114 | 1.112 | 0.875 | 0.942 | 0.94 | 0.929 | 0.886 | 0.831 | 0.885
Windows | Libraries | - | Theoretical Glazing | U-value IP | New Construction | 2025 |  | 0.36 | 0.36 | 0.36 | 0.36 | 0.36 | 0.36 | 0.36 | 0.36 | 0.34 | 0.36 | 0.34 | 0.34 | 0.34 | 0.34 | 0.34 | 0.36
Windows | Libraries | - | Theoretical Glazing | SHGC | Existing | Weighted average |  | 0.70708 | 0.70715 | 0.73753 | 0.71836 | 0.75308 | 0.7254 | 0.72673 | 0.7241 | 0.72365 | 0.5734 | 0.64366 | 0.64394 | 0.6358 | 0.60724 | 0.57129 | 0.62767
Windows | Libraries | - | Theoretical Glazing | SHGC | New Construction | 2025 |  | 0.25 | 0.25 | 0.25 | 0.25 | 0.25 | 0.25 | 0.25 | 0.25 | 0.22 | 0.25 | 0.22 | 0.22 | 0.22 | 0.22 | 0.22 | 0.25
Windows | Libraries | - | Theoretical Glazing | Visible Transmittance | Existing | Weighted average |  | 0.26089 | 0.26141 | 0.26004 | 0.26231 | 0.26223 | 0.26197 | 0.26576 | 0.26213 | 0.26228 | 0.27816 | 0.26665 | 0.26607 | 0.26793 | 0.27125 | 0.27583 | 0.27139
Windows | Libraries | - | Theoretical Glazing | Visible Transmittance | New Construction | 2025 |  | 0.42 | 0.42 | 0.42 | 0.42 | 0.42 | 0.42 | 0.42 | 0.42 | 0.42 | 0.42 | 0.42 | 0.42 | 0.42 | 0.42 | 0.42 | 0.42
Infiltration - Libraries
|  |  |  | Element | Unit | Vintage | Note | CZ01 | CZ02 | CZ03 | CZ04 | CZ05 | CZ06 | CZ07 | CZ08 | CZ09 | CZ10 | CZ11 | CZ12 | CZ13 | CZ14 | CZ15 | CZ16
|  |  |  | Infiltration Rate | CFM/ft2 | Existing | Infiltration rate is flow rate per exterior surface area at 10 mph wind speed, modeled proportionally to wind speed. | 0.044801 | 0.044801 | 0.044801 | 0.044801 | 0.044801 | 0.044801 | 0.044801 | 0.044801 | 0.044801 | 0.044801 | 0.044801 | 0.044801 | 0.044801 | 0.044801 | 0.044801 | 0.044801
[6 empty] | New Construction |  | 0.044801 | 0.044801 | 0.044801 | 0.044801 | 0.044801 | 0.044801 | 0.044801 | 0.044801 | 0.044801 | 0.044801 | 0.044801 | 0.044801 | 0.044801 | 0.044801 | 0.044801 | 0.044801

## Raw_envelope (hidden)
Climate Zone | Vintage | Exterior Roof Layers | Roof U-Value [Btu/h-ft2-F] | Exterior Wall Layers | Wall U-Value [Btu/h-ft2-F] | Exterior Window Layers | Window U-Value [Btu/h-ft2-F] | Window SHGC | Window VT
CZ01 | Existing | Roof Membrane+Roof Continuous Insulation+Metal Decking | 0.067 | Stucco+Wall Continuous Insulation+Gypsum 5/8in | 0.185 | Theoretical Glazing | 1.024 | 0.70708 | 0.26089
CZ02 | Existing | Roof Membrane+Roof Continuous Insulation+Metal Decking | 0.066 | Stucco+Wall Continuous Insulation+Gypsum 5/8in | 0.179 | Theoretical Glazing | 1.078 | 0.70715 | 0.26141
CZ03 | Existing | Roof Membrane+Roof Continuous Insulation+Metal Decking | 0.067 | Stucco+Wall Continuous Insulation+Gypsum 5/8in | 0.185 | Theoretical Glazing | 1.131 | 0.73753 | 0.26004
CZ04 | Existing | Roof Membrane+Roof Continuous Insulation+Metal Decking | 0.065 | Stucco+Wall Continuous Insulation+Gypsum 5/8in | 0.178 | Theoretical Glazing | 1.108 | 0.71836 | 0.26231
CZ05 | Existing | Roof Membrane+Roof Continuous Insulation+Metal Decking | 0.067 | Stucco+Wall Continuous Insulation+Gypsum 5/8in | 0.178 | Theoretical Glazing | 1.109 | 0.75308 | 0.26223
CZ06 | Existing | Roof Membrane+Roof Continuous Insulation+Metal Decking | 0.074 | Stucco+Wall Continuous Insulation+Gypsum 5/8in | 0.18 | Theoretical Glazing | 1.115 | 0.7254 | 0.26197
CZ07 | Existing | Roof Membrane+Roof Continuous Insulation+Metal Decking | 0.073 | Stucco+Wall Continuous Insulation+Gypsum 5/8in | 0.174 | Theoretical Glazing | 1.075 | 0.72673 | 0.26576
CZ08 | Existing | Roof Membrane+Roof Continuous Insulation+Metal Decking | 0.073 | Stucco+Wall Continuous Insulation+Gypsum 5/8in | 0.176 | Theoretical Glazing | 1.114 | 0.7241 | 0.26213
CZ09 | Existing | Roof Membrane+Roof Continuous Insulation+Metal Decking | 0.07 | Stucco+Wall Continuous Insulation+Gypsum 5/8in | 0.176 | Theoretical Glazing | 1.112 | 0.72365 | 0.26228
CZ10 | Existing | Roof Membrane+Roof Continuous Insulation+Metal Decking | 0.061 | Stucco+Wall Continuous Insulation+Gypsum 5/8in | 0.15 | Theoretical Glazing | 0.875 | 0.5734 | 0.27816
CZ11 | Existing | Roof Membrane+Roof Continuous Insulation+Metal Decking | 0.063 | Stucco+Wall Continuous Insulation+Gypsum 5/8in | 0.171 | Theoretical Glazing | 0.942 | 0.64366 | 0.26665
CZ12 | Existing | Roof Membrane+Roof Continuous Insulation+Metal Decking | 0.063 | Stucco+Wall Continuous Insulation+Gypsum 5/8in | 0.171 | Theoretical Glazing | 0.94 | 0.64394 | 0.26607
CZ13 | Existing | Roof Membrane+Roof Continuous Insulation+Metal Decking | 0.063 | Stucco+Wall Continuous Insulation+Gypsum 5/8in | 0.168 | Theoretical Glazing | 0.929 | 0.6358 | 0.26793
CZ14 | Existing | Roof Membrane+Roof Continuous Insulation+Metal Decking | 0.061 | Stucco+Wall Continuous Insulation+Gypsum 5/8in | 0.161 | Theoretical Glazing | 0.886 | 0.60724 | 0.27125
CZ15 | Existing | Roof Membrane+Roof Continuous Insulation+Metal Decking | 0.059 | Stucco+Wall Continuous Insulation+Gypsum 5/8in | 0.153 | Theoretical Glazing | 0.831 | 0.57129 | 0.27583
CZ16 | Existing | Roof Membrane+Roof Continuous Insulation+Metal Decking | 0.061 | Stucco+Wall Continuous Insulation+Gypsum 5/8in | 0.162 | Theoretical Glazing | 0.885 | 0.62767 | 0.27139
CZ01 | New Construction | Roof Membrane+Roof Continuous Insulation+Metal Decking | 0.028 | Stucco+Wall Continuous Insulation+Gypsum 5/8in | 0.063 | Theoretical Glazing | 0.36 | 0.25 | 0.42
CZ02 | New Construction | Roof Membrane+Roof Continuous Insulation+Metal Decking | 0.028 | Stucco+Wall Continuous Insulation+Gypsum 5/8in | 0.058 | Theoretical Glazing | 0.36 | 0.25 | 0.42
CZ03 | New Construction | Roof Membrane+Roof Continuous Insulation+Metal Decking | 0.028 | Stucco+Wall Continuous Insulation+Gypsum 5/8in | 0.076 | Theoretical Glazing | 0.36 | 0.25 | 0.42
CZ04 | New Construction | Roof Membrane+Roof Continuous Insulation+Metal Decking | 0.028 | Stucco+Wall Continuous Insulation+Gypsum 5/8in | 0.058 | Theoretical Glazing | 0.36 | 0.25 | 0.42
CZ05 | New Construction | Roof Membrane+Roof Continuous Insulation+Metal Decking | 0.028 | Stucco+Wall Continuous Insulation+Gypsum 5/8in | 0.058 | Theoretical Glazing | 0.36 | 0.25 | 0.42
CZ06 | New Construction | Roof Membrane+Roof Continuous Insulation+Metal Decking | 0.048 | Stucco+Wall Continuous Insulation+Gypsum 5/8in | 0.063 | Theoretical Glazing | 0.36 | 0.25 | 0.42
CZ07 | New Construction | Roof Membrane+Roof Continuous Insulation+Metal Decking | 0.048 | Stucco+Wall Continuous Insulation+Gypsum 5/8in | 0.063 | Theoretical Glazing | 0.36 | 0.25 | 0.42
CZ08 | New Construction | Roof Membrane+Roof Continuous Insulation+Metal Decking | 0.048 | Stucco+Wall Continuous Insulation+Gypsum 5/8in | 0.058 | Theoretical Glazing | 0.36 | 0.25 | 0.42
CZ09 | New Construction | Roof Membrane+Roof Continuous Insulation+Metal Decking | 0.028 | Stucco+Wall Continuous Insulation+Gypsum 5/8in | 0.058 | Theoretical Glazing | 0.34 | 0.22 | 0.42
CZ10 | New Construction | Roof Membrane+Roof Continuous Insulation+Metal Decking | 0.028 | Stucco+Wall Continuous Insulation+Gypsum 5/8in | 0.058 | Theoretical Glazing | 0.36 | 0.25 | 0.42
CZ11 | New Construction | Roof Membrane+Roof Continuous Insulation+Metal Decking | 0.028 | Stucco+Wall Continuous Insulation+Gypsum 5/8in | 0.058 | Theoretical Glazing | 0.34 | 0.22 | 0.42
CZ12 | New Construction | Roof Membrane+Roof Continuous Insulation+Metal Decking | 0.028 | Stucco+Wall Continuous Insulation+Gypsum 5/8in | 0.058 | Theoretical Glazing | 0.34 | 0.22 | 0.42
CZ13 | New Construction | Roof Membrane+Roof Continuous Insulation+Metal Decking | 0.028 | Stucco+Wall Continuous Insulation+Gypsum 5/8in | 0.058 | Theoretical Glazing | 0.34 | 0.22 | 0.42
CZ14 | New Construction | Roof Membrane+Roof Continuous Insulation+Metal Decking | 0.028 | Stucco+Wall Continuous Insulation+Gypsum 5/8in | 0.058 | Theoretical Glazing | 0.34 | 0.22 | 0.42
CZ15 | New Construction | Roof Membrane+Roof Continuous Insulation+Metal Decking | 0.028 | Stucco+Wall Continuous Insulation+Gypsum 5/8in | 0.058 | Theoretical Glazing | 0.34 | 0.22 | 0.42
CZ16 | New Construction | Roof Membrane+Roof Continuous Insulation+Metal Decking | 0.028 | Stucco+Wall Continuous Insulation+Gypsum 5/8in | 0.058 | Theoretical Glazing | 0.36 | 0.25 | 0.42

## Raw_infiltrationcfmft (hidden)
Vintage | CZ01 | CZ02 | CZ03 | CZ04 | CZ05 | CZ06 | CZ07 | CZ08 | CZ09 | CZ10 | CZ11 | CZ12 | CZ13 | CZ14 | CZ15 | CZ16
Existing | 0.044801 | 0.044801 | 0.044801 | 0.044801 | 0.044801 | 0.044801 | 0.044801 | 0.044801 | 0.044801 | 0.044801 | 0.044801 | 0.044801 | 0.044801 | 0.044801 | 0.044801 | 0.044801
New Construction | 0.044801 | 0.044801 | 0.044801 | 0.044801 | 0.044801 | 0.044801 | 0.044801 | 0.044801 | 0.044801 | 0.044801 | 0.044801 | 0.044801 | 0.044801 | 0.044801 | 0.044801 | 0.044801

## Thermostat
Thermostat Setpoints - Libraries | [18 empty] | Zone Type
Schedule Identifier | Setpoint | CZ01 | CZ02 | CZ03 | CZ04 | CZ05 | CZ06 | CZ07 | CZ08 | CZ09 | CZ10 | CZ11 | CZ12 | CZ13 | CZ14 | CZ15 | CZ16 | Notes | School
School | Heating Setpoint (F) | 70 | 70 | 70 | 70 | 70 | 70 | 70 | 70 | 70 | 70 | 70 | 70 | 70 | 70 | 70 | 70
School | Heating Setback (F) | 60 | 60 | 60 | 60 | 60 | 60 | 60 | 60 | 60 | 60 | 60 | 60 | 60 | 60 | 60 | 60
School | Cooling Setpoint (F) | 75 | 75 | 75 | 75 | 75 | 75 | 75 | 75 | 75 | 75 | 75 | 75 | 75 | 75 | 75 | 75
School | Cooling Setback (F) | 85 | 85 | 85 | 85 | 85 | 85 | 85 | 85 | 85 | 85 | 85 | 85 | 85 | 85 | 85 | 85

## Raw_thermostatsetpoints (hidden)
Climate Zone | Schedule Identifier | Heating Setpoint (F) | Heating Setback (F) | Cooling Setpoint (F) | Cooling Setback (F)
CZ01 | School | 70 | 60 | 75 | 85
CZ02 | School | 70 | 60 | 75 | 85
CZ03 | School | 70 | 60 | 75 | 85
CZ04 | School | 70 | 60 | 75 | 85
CZ05 | School | 70 | 60 | 75 | 85
CZ06 | School | 70 | 60 | 75 | 85
CZ07 | School | 70 | 60 | 75 | 85
CZ08 | School | 70 | 60 | 75 | 85
CZ09 | School | 70 | 60 | 75 | 85
CZ10 | School | 70 | 60 | 75 | 85
CZ11 | School | 70 | 60 | 75 | 85
CZ12 | School | 70 | 60 | 75 | 85
CZ13 | School | 70 | 60 | 75 | 85
CZ14 | School | 70 | 60 | 75 | 85
CZ15 | School | 70 | 60 | 75 | 85
CZ16 | School | 70 | 60 | 75 | 85

## HVAC System
HVAC system - Libraries
Vintage | System Name | Category | Heating Type* | Cooling Type* | Air Distribution | Heating Efficiency | Cooling Efficiency | Note
Existing | cDXGF | Main | Furnace (gas) | DX-AIR | SZ-CAV | 0.8 | 3.65
Existing | cDXGF | Alternative | - | - | - | - | -
Existing | cDXGF | Customized | - | - | - | - | -
New Construction | cDXGF | Main | Furnace (gas) | DX-AIR | SZ-CAV | 0.8 | 3.65
New Construction | cDXGF | Alternative | - | - | - | - | -
New Construction | cDXGF | Customized | - | - | - | - | -
Existing | cDXHP | Main | DX-AIR | DX-AIR | SZ-CAV | 3.738 | 3.65
Existing | cDXHP | Alternative | - | - | - | - | -
Existing | cDXHP | Customized | - | - | - | - | -
New Construction | cDXHP | Main | DX-AIR | DX-AIR | SZ-CAV | 3.738 | 3.65
New Construction | cDXHP | Alternative | - | - | - | - | -
New Construction | cDXHP | Customized | - | - | - | - | -
Existing | cAVVG | Main | Boiler (gas) | Chiller system | MZ-VAV | 0.805 | 3.05
Existing | cAVVG | Alternative | - | - | - | - | -
Existing | cAVVG | Customized | - | - | - | - | -
New Construction | cAVVG | Main | Boiler (gas) | Chiller system | MZ-VAV | 0.805 | 3.05
New Construction | cAVVG | Alternative | - | - | - | - | -
New Construction | cAVVG | Customized | - | - | - | - | -
Existing | cDXOH | Main | None | DX-AIR | SZ-CAV | - | 3.65
Existing | cDXOH | Alternative | - | - | - | - | -
Existing | cDXOH | Customized | - | - | - | - | -
New Construction | cDXOH | Main | None | DX-AIR | SZ-CAV | - | 3.65
New Construction | cDXOH | Alternative | - | - | - | - | -
New Construction | cDXOH | Customized | - | - | - | - | -
Existing | cPVVG | Main | Furnace (gas) | DX-AIR | SZ-VAV | 0.8 | 3.65
Existing | cPVVG | Alternative | - | - | - | - | -
Existing | cPVVG | Customized | - | - | - | - | -
New Construction | cPVVG | Main | Furnace (gas) | DX-AIR | SZ-VAV | 0.8 | 3.65
New Construction | cPVVG | Alternative | - | - | - | - | -
New Construction | cPVVG | Customized | - | - | - | - | -
*DX Heating and cooling COPs are calculated based on coil-only input power and exclude fan power
Fan Power - Libraries
Vintage | System Name | HVAC System Identifier | Fan System | Total Static Pressure (TSP) (in w.c.) | Fan Efficiency | Fan Motor and Drive Efficiency | W/cfm | Note
Existing | cAVVG | Main | MZ-VAV | 5.362 | 0.55 | 0.9 | 1.15
New Construction | cAVVG | Main | MZ-VAV | 5.362 | 0.55 | 0.9 | 1.15
Existing | cDXGF | Main | SZ-CAV | 3.877 | 0.55 | 0.87 | 0.83
New Construction | cDXGF | Main | SZ-CAV | 3.877 | 0.55 | 0.87 | 0.83
Existing | cDXHP | Main | SZ-CAV | 3.877 | 0.55 | 0.87 | 0.83
New Construction | cDXHP | Main | SZ-CAV | 3.877 | 0.55 | 0.87 | 0.83
Existing | cDXOH | Main | SZ-CAV | 3.877 | 0.55 | 0.87 | 0.83
New Construction | cDXOH | Main | SZ-CAV | 3.877 | 0.55 | 0.87 | 0.83
Existing | cPVVG | Main | SZ-VAV | 3.877 | 0.55 | 0.87 | 0.83
New Construction | cPVVG | Main | SZ-VAV | 3.877 | 0.55 | 0.87 | 0.83

## Raw_fanoverview (hidden)
Vintage | HVAC name | System type | HVAC System Identifier | Total Static Pressure (TSP) (in w.c.) | Fan Efficiency | Fan Motor and Drive Efficiency | W/cfm
Existing | cAVVG | MZ-VAV Fans | Main | 5.362 | 0.55 | 0.9 | 1.15
New Construction | cAVVG | MZ-VAV Fans | Main | 5.362 | 0.55 | 0.9 | 1.15
Existing | cDXGF | SZ-CAV Fans | Main | 3.877 | 0.55 | 0.87 | 0.83
New Construction | cDXGF | SZ-CAV Fans | Main | 3.877 | 0.55 | 0.87 | 0.83
Existing | cDXHP | SZ-CAV Fans | Main | 3.877 | 0.55 | 0.87 | 0.83
New Construction | cDXHP | SZ-CAV Fans | Main | 3.877 | 0.55 | 0.87 | 0.83
Existing | cDXOH | SZ-CAV Fans | Main | 3.877 | 0.55 | 0.87 | 0.83
New Construction | cDXOH | SZ-CAV Fans | Main | 3.877 | 0.55 | 0.87 | 0.83
Existing | cPVVG | SZ-VAV Fans | Main | 3.877 | 0.55 | 0.87 | 0.83
New Construction | cPVVG | SZ-VAV Fans | Main | 3.877 | 0.55 | 0.87 | 0.83

## Raw_hvac (hidden)
Vintage | System Name | HVAC System Identifier | Air Distribution | Heating Efficiency | Cooling Efficiency
Existing | cAVVG | Main | MZ-VAV | 0.805 | 3.05
New Construction | cAVVG | Main | MZ-VAV | 0.805 | 3.05
Existing | cDXGF | Main | SZ-CAV | 0.8 | 3.65
New Construction | cDXGF | Main | SZ-CAV | 0.8 | 3.65
Existing | cDXHP | Main | SZ-CAV | 3.738 | 3.65
New Construction | cDXHP | Main | SZ-CAV | 3.738 | 3.65
Existing | cDXOH | Main | SZ-CAV | - | 3.65
New Construction | cDXOH | Main | SZ-CAV | - | 3.65
Existing | cPVVG | Main | SZ-VAV | 0.8 | 3.65
New Construction | cPVVG | Main | SZ-VAV | 0.8 | 3.65

## Ventilation
Outdoor Airflow Rate - Libraries | [19 empty] | Zone Type
Zone Type | Floor area (ft²) | cfm/person | cfm/ft² | cfm | Notes | [14 empty] | Classroom_class
Classroom_class | 1000.1 | 0 | 0.38 | 380.038 | [15 empty] | Conference
Conference | 1000.1 | 0 | 0.5 | 500.05 | [15 empty] | Office
Office | 1000.1 | 0 | 0.15 | 150.015 | [15 empty] | Retail_sales
Retail_sales | 7000.68 | 0 | 0.25 | 1750.17
OA Controller - Libraries
Element | Vintage | Unit | CZ01 | CZ02 | CZ03 | CZ04 | CZ05 | CZ06 | CZ07 | CZ08 | CZ09 | CZ10 | CZ11 | CZ12 | CZ13 | CZ14 | CZ15 | CZ16 | Notes
Economizer Maximum Limit Dry-Bulb Temperature | Existing | °F | 75 | 73 | 75 | 73 | 75 | 71 | 69 | 71 | 71 | 73 | 75 | 75 | 75 | 75 | 75 | 75
| New Construction | °F | 75 | 73 | 75 | 73 | 75 | 71 | 69 | 71 | 71 | 73 | 75 | 75 | 75 | 75 | 75 | 75
Exhaust hood - Libraries
Type of Hood | Max Exhaust Flow Rate (cfm/ft) | Hood Length (ft) | Hood Exhaust Rate (cfm) | Note
- | - | - | -

## Raw_outdoorairflowrate (hidden)
Zone Type | Floor Area (ft2) | cfm/person | cfm/ft2
Classroom_class | 1000.1 | 0 | 0.38
Conference | 1000.1 | 0 | 0.5
Office | 1000.1 | 0 | 0.15
Retail_sales | 7000.68 | 0 | 0.25

## Raw_oacontroller (hidden)
Climate Zone | Vintage | Economizer Maximum Limit Dry-Bulb Temperature (F)
CZ01 | Existing | 75
CZ02 | Existing | 73
CZ03 | Existing | 75
CZ04 | Existing | 73
CZ05 | Existing | 75
CZ06 | Existing | 71
CZ07 | Existing | 69
CZ08 | Existing | 71
CZ09 | Existing | 71
CZ10 | Existing | 73
CZ11 | Existing | 75
CZ12 | Existing | 75
CZ13 | Existing | 75
CZ14 | Existing | 75
CZ15 | Existing | 75
CZ16 | Existing | 75
CZ01 | New Construction | 75
CZ02 | New Construction | 73
CZ03 | New Construction | 75
CZ04 | New Construction | 73
CZ05 | New Construction | 75
CZ06 | New Construction | 71
CZ07 | New Construction | 69
CZ08 | New Construction | 71
CZ09 | New Construction | 71
CZ10 | New Construction | 73
CZ11 | New Construction | 75
CZ12 | New Construction | 75
CZ13 | New Construction | 75
CZ14 | New Construction | 75
CZ15 | New Construction | 75
CZ16 | New Construction | 75

## Water Heater
Water Heater - Libraries
Vintage | Fuel type | Burner Efficiency | Maximum Heater Capacity (Btu/hr) | Tank Volume (gallon) | Tank Loss |  | Notes
[5 empty] | Off Cycle (W/K) | On Cycle (W/K)
Existing | Gas | 0.8 | 48201.12 | 10.11 | 1.6282 | 1.6282
New Construction | Gas | 0.8 | 48201.12 | 10.11 | 1.6282 | 1.6282
Peak Hot Water Consumption - Libraries
Space | Floor Area (ft²) | Number of People | Hot Water Usage Specification (gal/hr per person) | Peak Hot Water Usage (gal/hr) | Peak Hot Water Usage (gal/min) | Notes
ASSEMBLY | 1000.1 | 33.33 | 0.18004 | 6.0006 | 0.10001
CLASSROOM | 1000.1 | 25 | 0.36004 | 9.0009 | 0.15001
LIBRARY | 7000.68 | 8.33 | 2.5213 | 21.002 | 0.35003
OFFICE | 1000.1 | 5 | 0.36004 | 1.8002 | 0.030003
Total (4 Space)

## Raw_waterheater (hidden)
Vintage | Burner Efficiency | Maximum Heater Capacity (Btu/h) | Tank Volume (ft3) | Tank Loss_Off Cycle (W/K) | Tank Loss_On Cycle (W/K)
Existing | 0.8 | 48201.12 | 10.11 | 1.6282 | 1.6282
New Construction | 0.8 | 48201.12 | 10.11 | 1.6282 | 1.6282

## Raw_dhwpeakflowbyzone (hidden)
Space | Peak hot water usage (gal/hr) | Zone Name
assembly | 6.0006 | ASSEMBLY
classroom | 9.0009 | CLASSROOM
library | 21.002 | LIBRARY
office | 1.8002 | OFFICE

## Interior Lights
Interior Lighting - Libraries
Vintage | Method | Zone type | Floor area (ft²) | Lighting Power Density (Watts/ft²) | Additional Lighting Power for Portable Lighting (Watts/ft²) | Technology | Notes
Existing | Space by space | Classroom_class | 1000.1 | 1.313 | NA | NA
Existing | Space by space | Conference | 1000.1 | 1.4161 | NA | NA
Existing | Space by space | Office | 1000.1 | 1.2504 | NA | NA
Existing | Space by space | Retail_sales | 7000.68 | 1.8651 | NA | NA
New Construction | Space by space | Classroom_class | 1000.1 | 0.59992 | NA | NA
New Construction | Space by space | Conference | 1000.1 | 0.74991 | NA | NA
New Construction | Space by space | Office | 1000.1 | 0.59992 | NA | NA
New Construction | Space by space | Retail_sales | 7000.68 | 0.94987 | NA | NA

## Ext Lighting
Exterior Lighting - Libraries
Vintage | Non-Motion Controlled Luminaires (W) | Motion-Controlled Luminaires (W) | Total (W) | Notes
Existing | NA | NA | NA
New Consturction | NA | NA | NA

## Raw_interiorlights (hidden)
Vintage | Zone Type | Floor Area (ft2) | Lighting Power Density(W/ft2)
Existing | Classroom_class | 1000.1 | 1.313
Existing | Conference | 1000.1 | 1.4161
Existing | Office | 1000.1 | 1.2504
Existing | Retail_sales | 7000.68 | 1.8651
New Construction | Classroom_class | 1000.1 | 0.59992
New Construction | Conference | 1000.1 | 0.74991
New Construction | Office | 1000.1 | 0.59992
New Construction | Retail_sales | 7000.68 | 0.94987

## Equipment
Equipment - Libraries
Zone Type | Floor Area (ft²) | Plug Load Intensity (W/ft²) | Gas Power Density (Btu/hr-ft²)
Classroom_class | 1000.1 | 0.99987 | 0
Conference | 1000.1 | 0.99987 | 0
Office | 1000.1 | 1.4998 | 0
Retail_sales | 7000.68 | 0.99987 | 0
Refrigeration - Libraries
Refrigeration System Name | Condenser Fan Power | Refrigeration System Working Fluid | Condenser Type
Elevator - Libraries
Vintage | No. of Elevators | Cab Lighting Power Limit | Lighting Shutoff | Cab Fan Control | Fan Power Limit | Regenerative Drive Threshold | Design load (W) | Note
Existing | - | - | - | - | - | - | -
New Construction | - | - | - | - | - | - | -

## Raw_equipment (hidden)
Vintage | Zone Type | Floor Area (ft2) | Plug Load Intensity (W/ft2)
Existing | Classroom_class | 1000.1 | 0.99987
Existing | Conference | 1000.1 | 0.99987
Existing | Office | 1000.1 | 1.4998
Existing | Retail_sales | 7000.68 | 0.99987
New Construction | Classroom_class | 1000.1 | 0.99987
New Construction | Conference | 1000.1 | 0.99987
New Construction | Office | 1000.1 | 1.4998
New Construction | Retail_sales | 7000.68 | 0.99987

## Raw_gasequipment (hidden)
Vintage | Zone Name | Gas Loads (Btu/h-ft2) | Zone Type
Existing | No GasEquipment found. |  | Unknown
New Construction | No GasEquipment found. |  | Unknown

## Raw_refrigerationsystem (hidden)
Vintage | Refrigeration System Name | Condenser Fan Power | Working fluid | Condenser Type
No refrigeration system was found

## Schedules
Schedule by Hour - Libraries
Schedule Identifier | Space type | Type | Notes | Hour
|  |  |  | 1 | 2 | 3 | 4 | 5 | 6 | 7 | 8 | 9 | 10 | 11 | 12 | 13 | 14 | 15 | 16 | 17 | 18 | 19 | 20 | 21 | 22 | 23 | 24
Cooling Setpoint Schedule | School | AllOtherDays (Through 1/11) | Cooling/Heating setpoints are in °F; others are intensity (0–100%) | 84.92 | 84.92 | 84.92 | 84.92 | 84.92 | 84.92 | 84.92 | 84.92 | 84.92 | 84.92 | 84.92 | 84.92 | 84.92 | 84.92 | 84.92 | 84.92 | 84.92 | 84.92 | 84.92 | 84.92 | 84.92 | 84.92 | 84.92 | 84.92
Cooling Setpoint Schedule | School | AllOtherDays (Through 4/3) |  | 84.92 | 84.92 | 84.92 | 84.92 | 84.92 | 84.92 | 84.92 | 84.92 | 84.92 | 84.92 | 84.92 | 84.92 | 84.92 | 84.92 | 84.92 | 84.92 | 84.92 | 84.92 | 84.92 | 84.92 | 84.92 | 84.92 | 84.92 | 84.92
Cooling Setpoint Schedule | School | AllOtherDays (Through 4/12) |  | 84.92 | 84.92 | 84.92 | 84.92 | 84.92 | 84.92 | 84.92 | 84.92 | 84.92 | 84.92 | 84.92 | 84.92 | 84.92 | 84.92 | 84.92 | 84.92 | 84.92 | 84.92 | 84.92 | 84.92 | 84.92 | 84.92 | 84.92 | 84.92
Cooling Setpoint Schedule | School | AllOtherDays (Through 5/22) |  | 84.92 | 84.92 | 84.92 | 84.92 | 84.92 | 84.92 | 84.92 | 84.92 | 84.92 | 84.92 | 84.92 | 84.92 | 84.92 | 84.92 | 84.92 | 84.92 | 84.92 | 84.92 | 84.92 | 84.92 | 84.92 | 84.92 | 84.92 | 84.92
Cooling Setpoint Schedule | School | AllOtherDays (Through 5/31) |  | 84.92 | 84.92 | 84.92 | 84.92 | 84.92 | 84.92 | 84.92 | 84.92 | 84.92 | 84.92 | 84.92 | 84.92 | 84.92 | 84.92 | 84.92 | 84.92 | 84.92 | 84.92 | 84.92 | 84.92 | 84.92 | 84.92 | 84.92 | 84.92
Cooling Setpoint Schedule | School | AllOtherDays (Through 8/7) |  | 84.92 | 84.92 | 84.92 | 84.92 | 84.92 | 84.92 | 84.92 | 84.92 | 84.92 | 84.92 | 84.92 | 84.92 | 84.92 | 84.92 | 84.92 | 84.92 | 84.92 | 84.92 | 84.92 | 84.92 | 84.92 | 84.92 | 84.92 | 84.92
Cooling Setpoint Schedule | School | AllOtherDays (Through 8/16) |  | 84.92 | 84.92 | 84.92 | 84.92 | 84.92 | 84.92 | 84.92 | 84.92 | 84.92 | 84.92 | 84.92 | 84.92 | 84.92 | 84.92 | 84.92 | 84.92 | 84.92 | 84.92 | 84.92 | 84.92 | 84.92 | 84.92 | 84.92 | 84.92
Cooling Setpoint Schedule | School | AllOtherDays (Through 12/11) |  | 84.92 | 84.92 | 84.92 | 84.92 | 84.92 | 84.92 | 84.92 | 84.92 | 84.92 | 84.92 | 84.92 | 84.92 | 84.92 | 84.92 | 84.92 | 84.92 | 84.92 | 84.92 | 84.92 | 84.92 | 84.92 | 84.92 | 84.92 | 84.92
Cooling Setpoint Schedule | School | AllOtherDays (Through 12/31) |  | 84.92 | 84.92 | 84.92 | 84.92 | 84.92 | 84.92 | 84.92 | 84.92 | 84.92 | 84.92 | 84.92 | 84.92 | 84.92 | 84.92 | 84.92 | 84.92 | 84.92 | 84.92 | 84.92 | 84.92 | 84.92 | 84.92 | 84.92 | 84.92
Cooling Setpoint Schedule | School | Saturdays (Through 4/3) |  | 84.92 | 84.92 | 84.92 | 84.92 | 84.92 | 84.92 | 84.92 | 75.02 | 75.02 | 75.02 | 75.02 | 75.02 | 75.02 | 84.92 | 84.92 | 84.92 | 84.92 | 84.92 | 84.92 | 84.92 | 84.92 | 84.92 | 84.92 | 84.92
Cooling Setpoint Schedule | School | Saturdays (Through 5/22) |  | 84.92 | 84.92 | 84.92 | 84.92 | 84.92 | 84.92 | 84.92 | 75.02 | 75.02 | 75.02 | 75.02 | 75.02 | 75.02 | 84.92 | 84.92 | 84.92 | 84.92 | 84.92 | 84.92 | 84.92 | 84.92 | 84.92 | 84.92 | 84.92
Cooling Setpoint Schedule | School | Saturdays (Through 8/7) |  | 84.92 | 84.92 | 84.92 | 84.92 | 84.92 | 84.92 | 84.92 | 75.02 | 75.02 | 75.02 | 75.02 | 75.02 | 75.02 | 84.92 | 84.92 | 84.92 | 84.92 | 84.92 | 84.92 | 84.92 | 84.92 | 84.92 | 84.92 | 84.92
Cooling Setpoint Schedule | School | Saturdays (Through 12/11) |  | 84.92 | 84.92 | 84.92 | 84.92 | 84.92 | 84.92 | 84.92 | 75.02 | 75.02 | 75.02 | 75.02 | 75.02 | 75.02 | 84.92 | 84.92 | 84.92 | 84.92 | 84.92 | 84.92 | 84.92 | 84.92 | 84.92 | 84.92 | 84.92
Cooling Setpoint Schedule | School | Weekdays (Through 4/3) |  | 84.92 | 84.92 | 84.92 | 84.92 | 84.92 | 84.92 | 75.02 | 75.02 | 75.02 | 75.02 | 75.02 | 75.02 | 75.02 | 75.02 | 75.02 | 75.02 | 75.02 | 75.02 | 75.02 | 75.02 | 75.02 | 75.02 | 84.92 | 84.92
Cooling Setpoint Schedule | School | Weekdays (Through 5/22) |  | 84.92 | 84.92 | 84.92 | 84.92 | 84.92 | 84.92 | 75.02 | 75.02 | 75.02 | 75.02 | 75.02 | 75.02 | 75.02 | 75.02 | 75.02 | 75.02 | 75.02 | 75.02 | 75.02 | 75.02 | 75.02 | 75.02 | 84.92 | 84.92
Cooling Setpoint Schedule | School | Weekdays (Through 8/7) |  | 84.92 | 84.92 | 84.92 | 84.92 | 84.92 | 84.92 | 75.02 | 75.02 | 75.02 | 75.02 | 75.02 | 75.02 | 75.02 | 75.02 | 75.02 | 75.02 | 75.02 | 75.02 | 75.02 | 75.02 | 75.02 | 75.02 | 84.92 | 84.92
Cooling Setpoint Schedule | School | Weekdays (Through 12/11) |  | 84.92 | 84.92 | 84.92 | 84.92 | 84.92 | 84.92 | 75.02 | 75.02 | 75.02 | 75.02 | 75.02 | 75.02 | 75.02 | 75.02 | 75.02 | 75.02 | 75.02 | 75.02 | 75.02 | 75.02 | 75.02 | 75.02 | 84.92 | 84.92
DHW Sch | School | AllOtherDays (Through 1/11) |  | 0 | 0 | 0 | 0 | 0 | 0 | 0 | 0 | 0 | 0 | 0 | 0 | 0 | 0 | 0 | 0 | 0 | 0 | 0 | 0 | 0 | 0 | 0 | 0
DHW Sch | School | AllOtherDays (Through 4/3) |  | 0.03 | 0.03 | 0.03 | 0.03 | 0.03 | 0.03 | 0.03 | 0.03 | 0.03 | 0.05 | 0.05 | 0.05 | 0.05 | 0.03 | 0.03 | 0.03 | 0.03 | 0.03 | 0.03 | 0.03 | 0.03 | 0.03 | 0.03 | 0.03
DHW Sch | School | AllOtherDays (Through 4/12) |  | 0 | 0 | 0 | 0 | 0 | 0 | 0 | 0 | 0 | 0 | 0 | 0 | 0 | 0 | 0 | 0 | 0 | 0 | 0 | 0 | 0 | 0 | 0 | 0
DHW Sch | School | AllOtherDays (Through 5/22) |  | 0.03 | 0.03 | 0.03 | 0.03 | 0.03 | 0.03 | 0.03 | 0.03 | 0.03 | 0.05 | 0.05 | 0.05 | 0.05 | 0.03 | 0.03 | 0.03 | 0.03 | 0.03 | 0.03 | 0.03 | 0.03 | 0.03 | 0.03 | 0.03
DHW Sch | School | AllOtherDays (Through 5/31) |  | 0 | 0 | 0 | 0 | 0 | 0 | 0 | 0 | 0 | 0 | 0 | 0 | 0 | 0 | 0 | 0 | 0 | 0 | 0 | 0 | 0 | 0 | 0 | 0
DHW Sch | School | AllOtherDays (Through 8/7) |  | 0.03 | 0.03 | 0.03 | 0.03 | 0.03 | 0.03 | 0.03 | 0.03 | 0.03 | 0.05 | 0.05 | 0.05 | 0.05 | 0.03 | 0.03 | 0.03 | 0.03 | 0.03 | 0.03 | 0.03 | 0.03 | 0.03 | 0.03 | 0.03
DHW Sch | School | AllOtherDays (Through 8/16) |  | 0 | 0 | 0 | 0 | 0 | 0 | 0 | 0 | 0 | 0 | 0 | 0 | 0 | 0 | 0 | 0 | 0 | 0 | 0 | 0 | 0 | 0 | 0 | 0
DHW Sch | School | AllOtherDays (Through 12/11) |  | 0.03 | 0.03 | 0.03 | 0.03 | 0.03 | 0.03 | 0.03 | 0.03 | 0.03 | 0.05 | 0.05 | 0.05 | 0.05 | 0.03 | 0.03 | 0.03 | 0.03 | 0.03 | 0.03 | 0.03 | 0.03 | 0.03 | 0.03 | 0.03
DHW Sch | School | AllOtherDays (Through 12/31) |  | 0 | 0 | 0 | 0 | 0 | 0 | 0 | 0 | 0 | 0 | 0 | 0 | 0 | 0 | 0 | 0 | 0 | 0 | 0 | 0 | 0 | 0 | 0 | 0
DHW Sch | School | Saturdays (Through 4/3) |  | 0.03 | 0.03 | 0.03 | 0.03 | 0.03 | 0.03 | 0.03 | 0.03 | 0.03 | 0.05 | 0.05 | 0.05 | 0.05 | 0.03 | 0.03 | 0.03 | 0.03 | 0.03 | 0.03 | 0.03 | 0.03 | 0.03 | 0.03 | 0.03
DHW Sch | School | Saturdays (Through 5/22) |  | 0.03 | 0.03 | 0.03 | 0.03 | 0.03 | 0.03 | 0.03 | 0.03 | 0.03 | 0.05 | 0.05 | 0.05 | 0.05 | 0.03 | 0.03 | 0.03 | 0.03 | 0.03 | 0.03 | 0.03 | 0.03 | 0.03 | 0.03 | 0.03
DHW Sch | School | Saturdays (Through 8/7) |  | 0.03 | 0.03 | 0.03 | 0.03 | 0.03 | 0.03 | 0.03 | 0.03 | 0.03 | 0.05 | 0.05 | 0.05 | 0.05 | 0.03 | 0.03 | 0.03 | 0.03 | 0.03 | 0.03 | 0.03 | 0.03 | 0.03 | 0.03 | 0.03
DHW Sch | School | Saturdays (Through 12/11) |  | 0.03 | 0.03 | 0.03 | 0.03 | 0.03 | 0.03 | 0.03 | 0.03 | 0.03 | 0.05 | 0.05 | 0.05 | 0.05 | 0.03 | 0.03 | 0.03 | 0.03 | 0.03 | 0.03 | 0.03 | 0.03 | 0.03 | 0.03 | 0.03
DHW Sch | School | Weekdays (Through 4/3) |  | 0.05 | 0.05 | 0.05 | 0.05 | 0.05 | 0.05 | 0.05 | 0.1 | 0.34 | 0.6 | 0.63 | 0.72 | 0.79 | 0.83 | 0.61 | 0.65 | 0.1 | 0.1 | 0.19 | 0.25 | 0.22 | 0.22 | 0.12 | 0.09
DHW Sch | School | Weekdays (Through 5/22) |  | 0.05 | 0.05 | 0.05 | 0.05 | 0.05 | 0.05 | 0.05 | 0.1 | 0.34 | 0.6 | 0.63 | 0.72 | 0.79 | 0.83 | 0.61 | 0.65 | 0.1 | 0.1 | 0.19 | 0.25 | 0.22 | 0.22 | 0.12 | 0.09
DHW Sch | School | Weekdays (Through 8/7) |  | 0.05 | 0.05 | 0.05 | 0.05 | 0.05 | 0.05 | 0.05 | 0.1 | 0.34 | 0.6 | 0.63 | 0.72 | 0.79 | 0.83 | 0.61 | 0.65 | 0.1 | 0.1 | 0.19 | 0.25 | 0.22 | 0.22 | 0.12 | 0.09
DHW Sch | School | Weekdays (Through 12/11) |  | 0.05 | 0.05 | 0.05 | 0.05 | 0.05 | 0.05 | 0.05 | 0.1 | 0.34 | 0.6 | 0.63 | 0.72 | 0.79 | 0.83 | 0.61 | 0.65 | 0.1 | 0.1 | 0.19 | 0.25 | 0.22 | 0.22 | 0.12 | 0.09
Elec Equip Sch | School | AllOtherDays (Through 1/11) |  | 0 | 0 | 0 | 0 | 0 | 0 | 0 | 0 | 0 | 0 | 0 | 0 | 0 | 0 | 0 | 0 | 0 | 0 | 0 | 0 | 0 | 0 | 0 | 0
Elec Equip Sch | School | AllOtherDays (Through 4/3) |  | 0.05 | 0.05 | 0.05 | 0.05 | 0.05 | 0.05 | 0.05 | 0.05 | 0.05 | 0.05 | 0.05 | 0.05 | 0.05 | 0.05 | 0.05 | 0.05 | 0.05 | 0.05 | 0.05 | 0.05 | 0.05 | 0.05 | 0.05 | 0.05
Elec Equip Sch | School | AllOtherDays (Through 4/12) |  | 0 | 0 | 0 | 0 | 0 | 0 | 0 | 0 | 0 | 0 | 0 | 0 | 0 | 0 | 0 | 0 | 0 | 0 | 0 | 0 | 0 | 0 | 0 | 0
Elec Equip Sch | School | AllOtherDays (Through 5/22) |  | 0.05 | 0.05 | 0.05 | 0.05 | 0.05 | 0.05 | 0.05 | 0.05 | 0.05 | 0.05 | 0.05 | 0.05 | 0.05 | 0.05 | 0.05 | 0.05 | 0.05 | 0.05 | 0.05 | 0.05 | 0.05 | 0.05 | 0.05 | 0.05
Elec Equip Sch | School | AllOtherDays (Through 5/31) |  | 0 | 0 | 0 | 0 | 0 | 0 | 0 | 0 | 0 | 0 | 0 | 0 | 0 | 0 | 0 | 0 | 0 | 0 | 0 | 0 | 0 | 0 | 0 | 0
Elec Equip Sch | School | AllOtherDays (Through 8/7) |  | 0.05 | 0.05 | 0.05 | 0.05 | 0.05 | 0.05 | 0.05 | 0.05 | 0.05 | 0.05 | 0.05 | 0.05 | 0.05 | 0.05 | 0.05 | 0.05 | 0.05 | 0.05 | 0.05 | 0.05 | 0.05 | 0.05 | 0.05 | 0.05
Elec Equip Sch | School | AllOtherDays (Through 8/16) |  | 0 | 0 | 0 | 0 | 0 | 0 | 0 | 0 | 0 | 0 | 0 | 0 | 0 | 0 | 0 | 0 | 0 | 0 | 0 | 0 | 0 | 0 | 0 | 0
Elec Equip Sch | School | AllOtherDays (Through 12/11) |  | 0.05 | 0.05 | 0.05 | 0.05 | 0.05 | 0.05 | 0.05 | 0.05 | 0.05 | 0.05 | 0.05 | 0.05 | 0.05 | 0.05 | 0.05 | 0.05 | 0.05 | 0.05 | 0.05 | 0.05 | 0.05 | 0.05 | 0.05 | 0.05
Elec Equip Sch | School | AllOtherDays (Through 12/31) |  | 0 | 0 | 0 | 0 | 0 | 0 | 0 | 0 | 0 | 0 | 0 | 0 | 0 | 0 | 0 | 0 | 0 | 0 | 0 | 0 | 0 | 0 | 0 | 0
Elec Equip Sch | School | Saturdays (Through 4/3) |  | 0.05 | 0.05 | 0.05 | 0.05 | 0.05 | 0.05 | 0.05 | 0.05 | 0.15 | 0.15 | 0.15 | 0.15 | 0.15 | 0.05 | 0.05 | 0.05 | 0.05 | 0.05 | 0.05 | 0.05 | 0.05 | 0.05 | 0.05 | 0.05
Elec Equip Sch | School | Saturdays (Through 5/22) |  | 0.05 | 0.05 | 0.05 | 0.05 | 0.05 | 0.05 | 0.05 | 0.05 | 0.15 | 0.15 | 0.15 | 0.15 | 0.15 | 0.05 | 0.05 | 0.05 | 0.05 | 0.05 | 0.05 | 0.05 | 0.05 | 0.05 | 0.05 | 0.05
Elec Equip Sch | School | Saturdays (Through 8/7) |  | 0.05 | 0.05 | 0.05 | 0.05 | 0.05 | 0.05 | 0.05 | 0.05 | 0.15 | 0.15 | 0.15 | 0.15 | 0.15 | 0.05 | 0.05 | 0.05 | 0.05 | 0.05 | 0.05 | 0.05 | 0.05 | 0.05 | 0.05 | 0.05
Elec Equip Sch | School | Saturdays (Through 12/11) |  | 0.05 | 0.05 | 0.05 | 0.05 | 0.05 | 0.05 | 0.05 | 0.05 | 0.15 | 0.15 | 0.15 | 0.15 | 0.15 | 0.05 | 0.05 | 0.05 | 0.05 | 0.05 | 0.05 | 0.05 | 0.05 | 0.05 | 0.05 | 0.05
Elec Equip Sch | School | Weekdays (Through 4/3) |  | 0.05 | 0.05 | 0.05 | 0.05 | 0.05 | 0.05 | 0.05 | 0.3 | 0.85 | 0.95 | 0.95 | 0.95 | 0.8 | 0.8 | 0.8 | 0.7 | 0.5 | 0.5 | 0.35 | 0.35 | 0.35 | 0.3 | 0.05 | 0.05
Elec Equip Sch | School | Weekdays (Through 5/22) |  | 0.05 | 0.05 | 0.05 | 0.05 | 0.05 | 0.05 | 0.05 | 0.3 | 0.85 | 0.95 | 0.95 | 0.95 | 0.8 | 0.8 | 0.8 | 0.7 | 0.5 | 0.5 | 0.35 | 0.35 | 0.35 | 0.3 | 0.05 | 0.05
Elec Equip Sch | School | Weekdays (Through 8/7) |  | 0.05 | 0.05 | 0.05 | 0.05 | 0.05 | 0.05 | 0.05 | 0.3 | 0.85 | 0.95 | 0.95 | 0.95 | 0.8 | 0.8 | 0.8 | 0.7 | 0.5 | 0.5 | 0.35 | 0.35 | 0.35 | 0.3 | 0.05 | 0.05
Elec Equip Sch | School | Weekdays (Through 12/11) |  | 0.05 | 0.05 | 0.05 | 0.05 | 0.05 | 0.05 | 0.05 | 0.3 | 0.85 | 0.95 | 0.95 | 0.95 | 0.8 | 0.8 | 0.8 | 0.7 | 0.5 | 0.5 | 0.35 | 0.35 | 0.35 | 0.3 | 0.05 | 0.05
Heating Setpoint Schedule | School | AllOtherDays (Through 1/11) |  | 60.08 | 60.08 | 60.08 | 60.08 | 60.08 | 60.08 | 60.08 | 60.08 | 60.08 | 60.08 | 60.08 | 60.08 | 60.08 | 60.08 | 60.08 | 60.08 | 60.08 | 60.08 | 60.08 | 60.08 | 60.08 | 60.08 | 60.08 | 60.08
Heating Setpoint Schedule | School | AllOtherDays (Through 4/3) |  | 60.08 | 60.08 | 60.08 | 60.08 | 60.08 | 60.08 | 60.08 | 60.08 | 60.08 | 60.08 | 60.08 | 60.08 | 60.08 | 60.08 | 60.08 | 60.08 | 60.08 | 60.08 | 60.08 | 60.08 | 60.08 | 60.08 | 60.08 | 60.08
Heating Setpoint Schedule | School | AllOtherDays (Through 4/12) |  | 60.08 | 60.08 | 60.08 | 60.08 | 60.08 | 60.08 | 60.08 | 60.08 | 60.08 | 60.08 | 60.08 | 60.08 | 60.08 | 60.08 | 60.08 | 60.08 | 60.08 | 60.08 | 60.08 | 60.08 | 60.08 | 60.08 | 60.08 | 60.08
Heating Setpoint Schedule | School | AllOtherDays (Through 5/22) |  | 60.08 | 60.08 | 60.08 | 60.08 | 60.08 | 60.08 | 60.08 | 60.08 | 60.08 | 60.08 | 60.08 | 60.08 | 60.08 | 60.08 | 60.08 | 60.08 | 60.08 | 60.08 | 60.08 | 60.08 | 60.08 | 60.08 | 60.08 | 60.08
Heating Setpoint Schedule | School | AllOtherDays (Through 5/31) |  | 60.08 | 60.08 | 60.08 | 60.08 | 60.08 | 60.08 | 60.08 | 60.08 | 60.08 | 60.08 | 60.08 | 60.08 | 60.08 | 60.08 | 60.08 | 60.08 | 60.08 | 60.08 | 60.08 | 60.08 | 60.08 | 60.08 | 60.08 | 60.08
Heating Setpoint Schedule | School | AllOtherDays (Through 8/7) |  | 60.08 | 60.08 | 60.08 | 60.08 | 60.08 | 60.08 | 60.08 | 60.08 | 60.08 | 60.08 | 60.08 | 60.08 | 60.08 | 60.08 | 60.08 | 60.08 | 60.08 | 60.08 | 60.08 | 60.08 | 60.08 | 60.08 | 60.08 | 60.08
Heating Setpoint Schedule | School | AllOtherDays (Through 8/16) |  | 60.08 | 60.08 | 60.08 | 60.08 | 60.08 | 60.08 | 60.08 | 60.08 | 60.08 | 60.08 | 60.08 | 60.08 | 60.08 | 60.08 | 60.08 | 60.08 | 60.08 | 60.08 | 60.08 | 60.08 | 60.08 | 60.08 | 60.08 | 60.08
Heating Setpoint Schedule | School | AllOtherDays (Through 12/11) |  | 60.08 | 60.08 | 60.08 | 60.08 | 60.08 | 60.08 | 60.08 | 60.08 | 60.08 | 60.08 | 60.08 | 60.08 | 60.08 | 60.08 | 60.08 | 60.08 | 60.08 | 60.08 | 60.08 | 60.08 | 60.08 | 60.08 | 60.08 | 60.08
Heating Setpoint Schedule | School | AllOtherDays (Through 12/31) |  | 60.08 | 60.08 | 60.08 | 60.08 | 60.08 | 60.08 | 60.08 | 60.08 | 60.08 | 60.08 | 60.08 | 60.08 | 60.08 | 60.08 | 60.08 | 60.08 | 60.08 | 60.08 | 60.08 | 60.08 | 60.08 | 60.08 | 60.08 | 60.08
Heating Setpoint Schedule | School | Saturdays (Through 4/3) |  | 60.08 | 60.08 | 60.08 | 60.08 | 60.08 | 60.08 | 60.08 | 69.98 | 69.98 | 69.98 | 69.98 | 69.98 | 69.98 | 60.08 | 60.08 | 60.08 | 60.08 | 60.08 | 60.08 | 60.08 | 60.08 | 60.08 | 60.08 | 60.08
Heating Setpoint Schedule | School | Saturdays (Through 5/22) |  | 60.08 | 60.08 | 60.08 | 60.08 | 60.08 | 60.08 | 60.08 | 69.98 | 69.98 | 69.98 | 69.98 | 69.98 | 69.98 | 60.08 | 60.08 | 60.08 | 60.08 | 60.08 | 60.08 | 60.08 | 60.08 | 60.08 | 60.08 | 60.08
Heating Setpoint Schedule | School | Saturdays (Through 8/7) |  | 60.08 | 60.08 | 60.08 | 60.08 | 60.08 | 60.08 | 60.08 | 69.98 | 69.98 | 69.98 | 69.98 | 69.98 | 69.98 | 60.08 | 60.08 | 60.08 | 60.08 | 60.08 | 60.08 | 60.08 | 60.08 | 60.08 | 60.08 | 60.08
Heating Setpoint Schedule | School | Saturdays (Through 12/11) |  | 60.08 | 60.08 | 60.08 | 60.08 | 60.08 | 60.08 | 60.08 | 69.98 | 69.98 | 69.98 | 69.98 | 69.98 | 69.98 | 60.08 | 60.08 | 60.08 | 60.08 | 60.08 | 60.08 | 60.08 | 60.08 | 60.08 | 60.08 | 60.08
Heating Setpoint Schedule | School | Weekdays (Through 4/3) |  | 60.08 | 60.08 | 60.08 | 60.08 | 60.08 | 60.08 | 69.98 | 69.98 | 69.98 | 69.98 | 69.98 | 69.98 | 69.98 | 69.98 | 69.98 | 69.98 | 69.98 | 69.98 | 69.98 | 69.98 | 69.98 | 69.98 | 60.08 | 60.08
Heating Setpoint Schedule | School | Weekdays (Through 5/22) |  | 60.08 | 60.08 | 60.08 | 60.08 | 60.08 | 60.08 | 69.98 | 69.98 | 69.98 | 69.98 | 69.98 | 69.98 | 69.98 | 69.98 | 69.98 | 69.98 | 69.98 | 69.98 | 69.98 | 69.98 | 69.98 | 69.98 | 60.08 | 60.08
Heating Setpoint Schedule | School | Weekdays (Through 8/7) |  | 60.08 | 60.08 | 60.08 | 60.08 | 60.08 | 60.08 | 69.98 | 69.98 | 69.98 | 69.98 | 69.98 | 69.98 | 69.98 | 69.98 | 69.98 | 69.98 | 69.98 | 69.98 | 69.98 | 69.98 | 69.98 | 69.98 | 60.08 | 60.08
Heating Setpoint Schedule | School | Weekdays (Through 12/11) |  | 60.08 | 60.08 | 60.08 | 60.08 | 60.08 | 60.08 | 69.98 | 69.98 | 69.98 | 69.98 | 69.98 | 69.98 | 69.98 | 69.98 | 69.98 | 69.98 | 69.98 | 69.98 | 69.98 | 69.98 | 69.98 | 69.98 | 60.08 | 60.08
Infiltration Schedule | School | AllDays | bar: Hour 1 to Hour 24
Lighting Schedule | School | AllOtherDays (Through 1/11) |  | 0 | 0 | 0 | 0 | 0 | 0 | 0 | 0 | 0 | 0 | 0 | 0 | 0 | 0 | 0 | 0 | 0 | 0 | 0 | 0 | 0 | 0 | 0 | 0
Lighting Schedule | School | AllOtherDays (Through 4/3) |  | 0.05 | 0.05 | 0.05 | 0.05 | 0.05 | 0.05 | 0.05 | 0.05 | 0.05 | 0.05 | 0.05 | 0.05 | 0.05 | 0.05 | 0.05 | 0.05 | 0.05 | 0.05 | 0.05 | 0.05 | 0.05 | 0.05 | 0.05 | 0.05
Lighting Schedule | School | AllOtherDays (Through 4/12) |  | 0 | 0 | 0 | 0 | 0 | 0 | 0 | 0 | 0 | 0 | 0 | 0 | 0 | 0 | 0 | 0 | 0 | 0 | 0 | 0 | 0 | 0 | 0 | 0
Lighting Schedule | School | AllOtherDays (Through 5/22) |  | 0.05 | 0.05 | 0.05 | 0.05 | 0.05 | 0.05 | 0.05 | 0.05 | 0.05 | 0.05 | 0.05 | 0.05 | 0.05 | 0.05 | 0.05 | 0.05 | 0.05 | 0.05 | 0.05 | 0.05 | 0.05 | 0.05 | 0.05 | 0.05
Lighting Schedule | School | AllOtherDays (Through 5/31) |  | 0 | 0 | 0 | 0 | 0 | 0 | 0 | 0 | 0 | 0 | 0 | 0 | 0 | 0 | 0 | 0 | 0 | 0 | 0 | 0 | 0 | 0 | 0 | 0
Lighting Schedule | School | AllOtherDays (Through 8/7) |  | 0.05 | 0.05 | 0.05 | 0.05 | 0.05 | 0.05 | 0.05 | 0.05 | 0.05 | 0.05 | 0.05 | 0.05 | 0.05 | 0.05 | 0.05 | 0.05 | 0.05 | 0.05 | 0.05 | 0.05 | 0.05 | 0.05 | 0.05 | 0.05
Lighting Schedule | School | AllOtherDays (Through 8/16) |  | 0 | 0 | 0 | 0 | 0 | 0 | 0 | 0 | 0 | 0 | 0 | 0 | 0 | 0 | 0 | 0 | 0 | 0 | 0 | 0 | 0 | 0 | 0 | 0
Lighting Schedule | School | AllOtherDays (Through 12/11) |  | 0.05 | 0.05 | 0.05 | 0.05 | 0.05 | 0.05 | 0.05 | 0.05 | 0.05 | 0.05 | 0.05 | 0.05 | 0.05 | 0.05 | 0.05 | 0.05 | 0.05 | 0.05 | 0.05 | 0.05 | 0.05 | 0.05 | 0.05 | 0.05
Lighting Schedule | School | AllOtherDays (Through 12/31) |  | 0 | 0 | 0 | 0 | 0 | 0 | 0 | 0 | 0 | 0 | 0 | 0 | 0 | 0 | 0 | 0 | 0 | 0 | 0 | 0 | 0 | 0 | 0 | 0
Lighting Schedule | School | Saturdays (Through 4/3) |  | 0.05 | 0.05 | 0.05 | 0.05 | 0.05 | 0.05 | 0.05 | 0.05 | 0.15 | 0.15 | 0.15 | 0.15 | 0.15 | 0.05 | 0.05 | 0.05 | 0.05 | 0.05 | 0.05 | 0.05 | 0.05 | 0.05 | 0.05 | 0.05
Lighting Schedule | School | Saturdays (Through 5/22) |  | 0.05 | 0.05 | 0.05 | 0.05 | 0.05 | 0.05 | 0.05 | 0.05 | 0.15 | 0.15 | 0.15 | 0.15 | 0.15 | 0.05 | 0.05 | 0.05 | 0.05 | 0.05 | 0.05 | 0.05 | 0.05 | 0.05 | 0.05 | 0.05
Lighting Schedule | School | Saturdays (Through 8/7) |  | 0.05 | 0.05 | 0.05 | 0.05 | 0.05 | 0.05 | 0.05 | 0.05 | 0.15 | 0.15 | 0.15 | 0.15 | 0.15 | 0.05 | 0.05 | 0.05 | 0.05 | 0.05 | 0.05 | 0.05 | 0.05 | 0.05 | 0.05 | 0.05
Lighting Schedule | School | Saturdays (Through 12/11) |  | 0.05 | 0.05 | 0.05 | 0.05 | 0.05 | 0.05 | 0.05 | 0.05 | 0.15 | 0.15 | 0.15 | 0.15 | 0.15 | 0.05 | 0.05 | 0.05 | 0.05 | 0.05 | 0.05 | 0.05 | 0.05 | 0.05 | 0.05 | 0.05
Lighting Schedule | School | Weekdays (Through 4/3) |  | 0.05 | 0.05 | 0.05 | 0.05 | 0.05 | 0.05 | 0.05 | 0.3 | 0.6 | 0.65 | 0.65 | 0.65 | 0.55 | 0.55 | 0.55 | 0.5 | 0.35 | 0.35 | 0.35 | 0.35 | 0.35 | 0.3 | 0.05 | 0.05
Lighting Schedule | School | Weekdays (Through 5/22) |  | 0.05 | 0.05 | 0.05 | 0.05 | 0.05 | 0.05 | 0.05 | 0.3 | 0.6 | 0.65 | 0.65 | 0.65 | 0.55 | 0.55 | 0.55 | 0.5 | 0.35 | 0.35 | 0.35 | 0.35 | 0.35 | 0.3 | 0.05 | 0.05
Lighting Schedule | School | Weekdays (Through 8/7) |  | 0.05 | 0.05 | 0.05 | 0.05 | 0.05 | 0.05 | 0.05 | 0.3 | 0.6 | 0.65 | 0.65 | 0.65 | 0.55 | 0.55 | 0.55 | 0.5 | 0.35 | 0.35 | 0.35 | 0.35 | 0.35 | 0.3 | 0.05 | 0.05
Lighting Schedule | School | Weekdays (Through 12/11) |  | 0.05 | 0.05 | 0.05 | 0.05 | 0.05 | 0.05 | 0.05 | 0.3 | 0.6 | 0.65 | 0.65 | 0.65 | 0.55 | 0.55 | 0.55 | 0.5 | 0.35 | 0.35 | 0.35 | 0.35 | 0.35 | 0.3 | 0.05 | 0.05
OA Schedule | School | AllOtherDays (Through 1/11) |  | 0 | 0 | 0 | 0 | 0 | 0 | 0 | 0 | 0 | 0 | 0 | 0 | 0 | 0 | 0 | 0 | 0 | 0 | 0 | 0 | 0 | 0 | 0 | 0
OA Schedule | School | AllOtherDays (Through 4/3) |  | 0 | 0 | 0 | 0 | 0 | 0 | 0 | 0 | 0 | 0 | 0 | 0 | 0 | 0 | 0 | 0 | 0 | 0 | 0 | 0 | 0 | 0 | 0 | 0
OA Schedule | School | AllOtherDays (Through 4/12) |  | 0 | 0 | 0 | 0 | 0 | 0 | 0 | 0 | 0 | 0 | 0 | 0 | 0 | 0 | 0 | 0 | 0 | 0 | 0 | 0 | 0 | 0 | 0 | 0
OA Schedule | School | AllOtherDays (Through 5/22) |  | 0 | 0 | 0 | 0 | 0 | 0 | 0 | 0 | 0 | 0 | 0 | 0 | 0 | 0 | 0 | 0 | 0 | 0 | 0 | 0 | 0 | 0 | 0 | 0
OA Schedule | School | AllOtherDays (Through 5/31) |  | 0 | 0 | 0 | 0 | 0 | 0 | 0 | 0 | 0 | 0 | 0 | 0 | 0 | 0 | 0 | 0 | 0 | 0 | 0 | 0 | 0 | 0 | 0 | 0
OA Schedule | School | AllOtherDays (Through 8/7) |  | 0 | 0 | 0 | 0 | 0 | 0 | 0 | 0 | 0 | 0 | 0 | 0 | 0 | 0 | 0 | 0 | 0 | 0 | 0 | 0 | 0 | 0 | 0 | 0
OA Schedule | School | AllOtherDays (Through 8/16) |  | 0 | 0 | 0 | 0 | 0 | 0 | 0 | 0 | 0 | 0 | 0 | 0 | 0 | 0 | 0 | 0 | 0 | 0 | 0 | 0 | 0 | 0 | 0 | 0
OA Schedule | School | AllOtherDays (Through 12/11) |  | 0 | 0 | 0 | 0 | 0 | 0 | 0 | 0 | 0 | 0 | 0 | 0 | 0 | 0 | 0 | 0 | 0 | 0 | 0 | 0 | 0 | 0 | 0 | 0
OA Schedule | School | AllOtherDays (Through 12/31) |  | 0 | 0 | 0 | 0 | 0 | 0 | 0 | 0 | 0 | 0 | 0 | 0 | 0 | 0 | 0 | 0 | 0 | 0 | 0 | 0 | 0 | 0 | 0 | 0
OA Schedule | School | Saturdays (Through 4/3) |  | 0 | 0 | 0 | 0 | 0 | 0 | 0 | 1 | 1 | 1 | 1 | 1 | 1 | 0 | 0 | 0 | 0 | 0 | 0 | 0 | 0 | 0 | 0 | 0
OA Schedule | School | Saturdays (Through 5/22) |  | 0 | 0 | 0 | 0 | 0 | 0 | 0 | 1 | 1 | 1 | 1 | 1 | 1 | 0 | 0 | 0 | 0 | 0 | 0 | 0 | 0 | 0 | 0 | 0
OA Schedule | School | Saturdays (Through 8/7) |  | 0 | 0 | 0 | 0 | 0 | 0 | 0 | 1 | 1 | 1 | 1 | 1 | 1 | 0 | 0 | 0 | 0 | 0 | 0 | 0 | 0 | 0 | 0 | 0
OA Schedule | School | Saturdays (Through 12/11) |  | 0 | 0 | 0 | 0 | 0 | 0 | 0 | 1 | 1 | 1 | 1 | 1 | 1 | 0 | 0 | 0 | 0 | 0 | 0 | 0 | 0 | 0 | 0 | 0
OA Schedule | School | Weekdays (Through 4/3) |  | 0 | 0 | 0 | 0 | 0 | 0 | 1 | 1 | 1 | 1 | 1 | 1 | 1 | 1 | 1 | 1 | 1 | 1 | 1 | 1 | 1 | 1 | 0 | 0
OA Schedule | School | Weekdays (Through 5/22) |  | 0 | 0 | 0 | 0 | 0 | 0 | 1 | 1 | 1 | 1 | 1 | 1 | 1 | 1 | 1 | 1 | 1 | 1 | 1 | 1 | 1 | 1 | 0 | 0
OA Schedule | School | Weekdays (Through 8/7) |  | 0 | 0 | 0 | 0 | 0 | 0 | 1 | 1 | 1 | 1 | 1 | 1 | 1 | 1 | 1 | 1 | 1 | 1 | 1 | 1 | 1 | 1 | 0 | 0
OA Schedule | School | Weekdays (Through 12/11) |  | 0 | 0 | 0 | 0 | 0 | 0 | 1 | 1 | 1 | 1 | 1 | 1 | 1 | 1 | 1 | 1 | 1 | 1 | 1 | 1 | 1 | 1 | 0 | 0
Occupant Sch | School | AllOtherDays (Through 1/11) |  | 0 | 0 | 0 | 0 | 0 | 0 | 0 | 0 | 0 | 0 | 0 | 0 | 0 | 0 | 0 | 0 | 0 | 0 | 0 | 0 | 0 | 0 | 0 | 0
Occupant Sch | School | AllOtherDays (Through 4/3) |  | 0 | 0 | 0 | 0 | 0 | 0 | 0 | 0 | 0 | 0 | 0 | 0 | 0 | 0 | 0 | 0 | 0 | 0 | 0 | 0 | 0 | 0 | 0 | 0
Occupant Sch | School | AllOtherDays (Through 4/12) |  | 0 | 0 | 0 | 0 | 0 | 0 | 0 | 0 | 0 | 0 | 0 | 0 | 0 | 0 | 0 | 0 | 0 | 0 | 0 | 0 | 0 | 0 | 0 | 0
Occupant Sch | School | AllOtherDays (Through 5/22) |  | 0 | 0 | 0 | 0 | 0 | 0 | 0 | 0 | 0 | 0 | 0 | 0 | 0 | 0 | 0 | 0 | 0 | 0 | 0 | 0 | 0 | 0 | 0 | 0
Occupant Sch | School | AllOtherDays (Through 5/31) |  | 0 | 0 | 0 | 0 | 0 | 0 | 0 | 0 | 0 | 0 | 0 | 0 | 0 | 0 | 0 | 0 | 0 | 0 | 0 | 0 | 0 | 0 | 0 | 0
Occupant Sch | School | AllOtherDays (Through 8/7) |  | 0 | 0 | 0 | 0 | 0 | 0 | 0 | 0 | 0 | 0 | 0 | 0 | 0 | 0 | 0 | 0 | 0 | 0 | 0 | 0 | 0 | 0 | 0 | 0
Occupant Sch | School | AllOtherDays (Through 8/16) |  | 0 | 0 | 0 | 0 | 0 | 0 | 0 | 0 | 0 | 0 | 0 | 0 | 0 | 0 | 0 | 0 | 0 | 0 | 0 | 0 | 0 | 0 | 0 | 0
Occupant Sch | School | AllOtherDays (Through 12/11) |  | 0 | 0 | 0 | 0 | 0 | 0 | 0 | 0 | 0 | 0 | 0 | 0 | 0 | 0 | 0 | 0 | 0 | 0 | 0 | 0 | 0 | 0 | 0 | 0
Occupant Sch | School | AllOtherDays (Through 12/31) |  | 0 | 0 | 0 | 0 | 0 | 0 | 0 | 0 | 0 | 0 | 0 | 0 | 0 | 0 | 0 | 0 | 0 | 0 | 0 | 0 | 0 | 0 | 0 | 0
Occupant Sch | School | Saturdays (Through 4/3) |  | 0 | 0 | 0 | 0 | 0 | 0 | 0 | 0 | 0.1 | 0.1 | 0.1 | 0.1 | 0.1 | 0 | 0 | 0 | 0 | 0 | 0 | 0 | 0 | 0 | 0 | 0
Occupant Sch | School | Saturdays (Through 5/22) |  | 0 | 0 | 0 | 0 | 0 | 0 | 0 | 0 | 0.1 | 0.1 | 0.1 | 0.1 | 0.1 | 0 | 0 | 0 | 0 | 0 | 0 | 0 | 0 | 0 | 0 | 0
Occupant Sch | School | Saturdays (Through 8/7) |  | 0 | 0 | 0 | 0 | 0 | 0 | 0 | 0 | 0.1 | 0.1 | 0.1 | 0.1 | 0.1 | 0 | 0 | 0 | 0 | 0 | 0 | 0 | 0 | 0 | 0 | 0
Occupant Sch | School | Saturdays (Through 12/11) |  | 0 | 0 | 0 | 0 | 0 | 0 | 0 | 0 | 0.1 | 0.1 | 0.1 | 0.1 | 0.1 | 0 | 0 | 0 | 0 | 0 | 0 | 0 | 0 | 0 | 0 | 0
Occupant Sch | School | Weekdays (Through 4/3) |  | 0 | 0 | 0 | 0 | 0 | 0 | 0 | 0.05 | 0.75 | 0.9 | 0.9 | 0.8 | 0.8 | 0.8 | 0.8 | 0.45 | 0.15 | 0.05 | 0.15 | 0.2 | 0.2 | 0.1 | 0 | 0
Occupant Sch | School | Weekdays (Through 5/22) |  | 0 | 0 | 0 | 0 | 0 | 0 | 0 | 0.05 | 0.75 | 0.9 | 0.9 | 0.8 | 0.8 | 0.8 | 0.8 | 0.45 | 0.15 | 0.05 | 0.15 | 0.2 | 0.2 | 0.1 | 0 | 0
Occupant Sch | School | Weekdays (Through 8/7) |  | 0 | 0 | 0 | 0 | 0 | 0 | 0 | 0.05 | 0.75 | 0.9 | 0.9 | 0.8 | 0.8 | 0.8 | 0.8 | 0.45 | 0.15 | 0.05 | 0.15 | 0.2 | 0.2 | 0.1 | 0 | 0
Occupant Sch | School | Weekdays (Through 12/11) |  | 0 | 0 | 0 | 0 | 0 | 0 | 0 | 0.05 | 0.75 | 0.9 | 0.9 | 0.8 | 0.8 | 0.8 | 0.8 | 0.45 | 0.15 | 0.05 | 0.15 | 0.2 | 0.2 | 0.1 | 0 | 0

## Schedule_Figures
Schedule Figures (linked to Schedules tab)

## Raw_schedule (hidden)
Schedule Identifier | Schedule Name | Type | 1 | 2 | 3 | 4 | 5 | 6 | 7 | 8 | 9 | 10 | 11 | 12 | 13 | 14 | 15 | 16 | 17 | 18 | 19 | 20 | 21 | 22 | 23 | 24
School | Cooling Setpoint Schedule | AllOtherDays (Through 1/11) | 84.92 | 84.92 | 84.92 | 84.92 | 84.92 | 84.92 | 84.92 | 84.92 | 84.92 | 84.92 | 84.92 | 84.92 | 84.92 | 84.92 | 84.92 | 84.92 | 84.92 | 84.92 | 84.92 | 84.92 | 84.92 | 84.92 | 84.92 | 84.92
School | Cooling Setpoint Schedule | AllOtherDays (Through 4/3) | 84.92 | 84.92 | 84.92 | 84.92 | 84.92 | 84.92 | 84.92 | 84.92 | 84.92 | 84.92 | 84.92 | 84.92 | 84.92 | 84.92 | 84.92 | 84.92 | 84.92 | 84.92 | 84.92 | 84.92 | 84.92 | 84.92 | 84.92 | 84.92
School | Cooling Setpoint Schedule | AllOtherDays (Through 4/12) | 84.92 | 84.92 | 84.92 | 84.92 | 84.92 | 84.92 | 84.92 | 84.92 | 84.92 | 84.92 | 84.92 | 84.92 | 84.92 | 84.92 | 84.92 | 84.92 | 84.92 | 84.92 | 84.92 | 84.92 | 84.92 | 84.92 | 84.92 | 84.92
School | Cooling Setpoint Schedule | AllOtherDays (Through 5/22) | 84.92 | 84.92 | 84.92 | 84.92 | 84.92 | 84.92 | 84.92 | 84.92 | 84.92 | 84.92 | 84.92 | 84.92 | 84.92 | 84.92 | 84.92 | 84.92 | 84.92 | 84.92 | 84.92 | 84.92 | 84.92 | 84.92 | 84.92 | 84.92
School | Cooling Setpoint Schedule | AllOtherDays (Through 5/31) | 84.92 | 84.92 | 84.92 | 84.92 | 84.92 | 84.92 | 84.92 | 84.92 | 84.92 | 84.92 | 84.92 | 84.92 | 84.92 | 84.92 | 84.92 | 84.92 | 84.92 | 84.92 | 84.92 | 84.92 | 84.92 | 84.92 | 84.92 | 84.92
School | Cooling Setpoint Schedule | AllOtherDays (Through 8/7) | 84.92 | 84.92 | 84.92 | 84.92 | 84.92 | 84.92 | 84.92 | 84.92 | 84.92 | 84.92 | 84.92 | 84.92 | 84.92 | 84.92 | 84.92 | 84.92 | 84.92 | 84.92 | 84.92 | 84.92 | 84.92 | 84.92 | 84.92 | 84.92
School | Cooling Setpoint Schedule | AllOtherDays (Through 8/16) | 84.92 | 84.92 | 84.92 | 84.92 | 84.92 | 84.92 | 84.92 | 84.92 | 84.92 | 84.92 | 84.92 | 84.92 | 84.92 | 84.92 | 84.92 | 84.92 | 84.92 | 84.92 | 84.92 | 84.92 | 84.92 | 84.92 | 84.92 | 84.92
School | Cooling Setpoint Schedule | AllOtherDays (Through 12/11) | 84.92 | 84.92 | 84.92 | 84.92 | 84.92 | 84.92 | 84.92 | 84.92 | 84.92 | 84.92 | 84.92 | 84.92 | 84.92 | 84.92 | 84.92 | 84.92 | 84.92 | 84.92 | 84.92 | 84.92 | 84.92 | 84.92 | 84.92 | 84.92
School | Cooling Setpoint Schedule | AllOtherDays (Through 12/31) | 84.92 | 84.92 | 84.92 | 84.92 | 84.92 | 84.92 | 84.92 | 84.92 | 84.92 | 84.92 | 84.92 | 84.92 | 84.92 | 84.92 | 84.92 | 84.92 | 84.92 | 84.92 | 84.92 | 84.92 | 84.92 | 84.92 | 84.92 | 84.92
School | Cooling Setpoint Schedule | Saturdays (Through 4/3) | 84.92 | 84.92 | 84.92 | 84.92 | 84.92 | 84.92 | 84.92 | 75.02 | 75.02 | 75.02 | 75.02 | 75.02 | 75.02 | 84.92 | 84.92 | 84.92 | 84.92 | 84.92 | 84.92 | 84.92 | 84.92 | 84.92 | 84.92 | 84.92
School | Cooling Setpoint Schedule | Saturdays (Through 5/22) | 84.92 | 84.92 | 84.92 | 84.92 | 84.92 | 84.92 | 84.92 | 75.02 | 75.02 | 75.02 | 75.02 | 75.02 | 75.02 | 84.92 | 84.92 | 84.92 | 84.92 | 84.92 | 84.92 | 84.92 | 84.92 | 84.92 | 84.92 | 84.92
School | Cooling Setpoint Schedule | Saturdays (Through 8/7) | 84.92 | 84.92 | 84.92 | 84.92 | 84.92 | 84.92 | 84.92 | 75.02 | 75.02 | 75.02 | 75.02 | 75.02 | 75.02 | 84.92 | 84.92 | 84.92 | 84.92 | 84.92 | 84.92 | 84.92 | 84.92 | 84.92 | 84.92 | 84.92
School | Cooling Setpoint Schedule | Saturdays (Through 12/11) | 84.92 | 84.92 | 84.92 | 84.92 | 84.92 | 84.92 | 84.92 | 75.02 | 75.02 | 75.02 | 75.02 | 75.02 | 75.02 | 84.92 | 84.92 | 84.92 | 84.92 | 84.92 | 84.92 | 84.92 | 84.92 | 84.92 | 84.92 | 84.92
School | Cooling Setpoint Schedule | Weekdays (Through 4/3) | 84.92 | 84.92 | 84.92 | 84.92 | 84.92 | 84.92 | 75.02 | 75.02 | 75.02 | 75.02 | 75.02 | 75.02 | 75.02 | 75.02 | 75.02 | 75.02 | 75.02 | 75.02 | 75.02 | 75.02 | 75.02 | 75.02 | 84.92 | 84.92
School | Cooling Setpoint Schedule | Weekdays (Through 5/22) | 84.92 | 84.92 | 84.92 | 84.92 | 84.92 | 84.92 | 75.02 | 75.02 | 75.02 | 75.02 | 75.02 | 75.02 | 75.02 | 75.02 | 75.02 | 75.02 | 75.02 | 75.02 | 75.02 | 75.02 | 75.02 | 75.02 | 84.92 | 84.92
School | Cooling Setpoint Schedule | Weekdays (Through 8/7) | 84.92 | 84.92 | 84.92 | 84.92 | 84.92 | 84.92 | 75.02 | 75.02 | 75.02 | 75.02 | 75.02 | 75.02 | 75.02 | 75.02 | 75.02 | 75.02 | 75.02 | 75.02 | 75.02 | 75.02 | 75.02 | 75.02 | 84.92 | 84.92
School | Cooling Setpoint Schedule | Weekdays (Through 12/11) | 84.92 | 84.92 | 84.92 | 84.92 | 84.92 | 84.92 | 75.02 | 75.02 | 75.02 | 75.02 | 75.02 | 75.02 | 75.02 | 75.02 | 75.02 | 75.02 | 75.02 | 75.02 | 75.02 | 75.02 | 75.02 | 75.02 | 84.92 | 84.92
School | DHW Sch | AllOtherDays (Through 1/11) | 0 | 0 | 0 | 0 | 0 | 0 | 0 | 0 | 0 | 0 | 0 | 0 | 0 | 0 | 0 | 0 | 0 | 0 | 0 | 0 | 0 | 0 | 0 | 0
School | DHW Sch | AllOtherDays (Through 4/3) | 0.03 | 0.03 | 0.03 | 0.03 | 0.03 | 0.03 | 0.03 | 0.03 | 0.03 | 0.05 | 0.05 | 0.05 | 0.05 | 0.03 | 0.03 | 0.03 | 0.03 | 0.03 | 0.03 | 0.03 | 0.03 | 0.03 | 0.03 | 0.03
School | DHW Sch | AllOtherDays (Through 4/12) | 0 | 0 | 0 | 0 | 0 | 0 | 0 | 0 | 0 | 0 | 0 | 0 | 0 | 0 | 0 | 0 | 0 | 0 | 0 | 0 | 0 | 0 | 0 | 0
School | DHW Sch | AllOtherDays (Through 5/22) | 0.03 | 0.03 | 0.03 | 0.03 | 0.03 | 0.03 | 0.03 | 0.03 | 0.03 | 0.05 | 0.05 | 0.05 | 0.05 | 0.03 | 0.03 | 0.03 | 0.03 | 0.03 | 0.03 | 0.03 | 0.03 | 0.03 | 0.03 | 0.03
School | DHW Sch | AllOtherDays (Through 5/31) | 0 | 0 | 0 | 0 | 0 | 0 | 0 | 0 | 0 | 0 | 0 | 0 | 0 | 0 | 0 | 0 | 0 | 0 | 0 | 0 | 0 | 0 | 0 | 0
School | DHW Sch | AllOtherDays (Through 8/7) | 0.03 | 0.03 | 0.03 | 0.03 | 0.03 | 0.03 | 0.03 | 0.03 | 0.03 | 0.05 | 0.05 | 0.05 | 0.05 | 0.03 | 0.03 | 0.03 | 0.03 | 0.03 | 0.03 | 0.03 | 0.03 | 0.03 | 0.03 | 0.03
School | DHW Sch | AllOtherDays (Through 8/16) | 0 | 0 | 0 | 0 | 0 | 0 | 0 | 0 | 0 | 0 | 0 | 0 | 0 | 0 | 0 | 0 | 0 | 0 | 0 | 0 | 0 | 0 | 0 | 0
School | DHW Sch | AllOtherDays (Through 12/11) | 0.03 | 0.03 | 0.03 | 0.03 | 0.03 | 0.03 | 0.03 | 0.03 | 0.03 | 0.05 | 0.05 | 0.05 | 0.05 | 0.03 | 0.03 | 0.03 | 0.03 | 0.03 | 0.03 | 0.03 | 0.03 | 0.03 | 0.03 | 0.03
School | DHW Sch | AllOtherDays (Through 12/31) | 0 | 0 | 0 | 0 | 0 | 0 | 0 | 0 | 0 | 0 | 0 | 0 | 0 | 0 | 0 | 0 | 0 | 0 | 0 | 0 | 0 | 0 | 0 | 0
School | DHW Sch | Saturdays (Through 4/3) | 0.03 | 0.03 | 0.03 | 0.03 | 0.03 | 0.03 | 0.03 | 0.03 | 0.03 | 0.05 | 0.05 | 0.05 | 0.05 | 0.03 | 0.03 | 0.03 | 0.03 | 0.03 | 0.03 | 0.03 | 0.03 | 0.03 | 0.03 | 0.03
School | DHW Sch | Saturdays (Through 5/22) | 0.03 | 0.03 | 0.03 | 0.03 | 0.03 | 0.03 | 0.03 | 0.03 | 0.03 | 0.05 | 0.05 | 0.05 | 0.05 | 0.03 | 0.03 | 0.03 | 0.03 | 0.03 | 0.03 | 0.03 | 0.03 | 0.03 | 0.03 | 0.03
School | DHW Sch | Saturdays (Through 8/7) | 0.03 | 0.03 | 0.03 | 0.03 | 0.03 | 0.03 | 0.03 | 0.03 | 0.03 | 0.05 | 0.05 | 0.05 | 0.05 | 0.03 | 0.03 | 0.03 | 0.03 | 0.03 | 0.03 | 0.03 | 0.03 | 0.03 | 0.03 | 0.03
School | DHW Sch | Saturdays (Through 12/11) | 0.03 | 0.03 | 0.03 | 0.03 | 0.03 | 0.03 | 0.03 | 0.03 | 0.03 | 0.05 | 0.05 | 0.05 | 0.05 | 0.03 | 0.03 | 0.03 | 0.03 | 0.03 | 0.03 | 0.03 | 0.03 | 0.03 | 0.03 | 0.03
School | DHW Sch | Weekdays (Through 4/3) | 0.05 | 0.05 | 0.05 | 0.05 | 0.05 | 0.05 | 0.05 | 0.1 | 0.34 | 0.6 | 0.63 | 0.72 | 0.79 | 0.83 | 0.61 | 0.65 | 0.1 | 0.1 | 0.19 | 0.25 | 0.22 | 0.22 | 0.12 | 0.09
School | DHW Sch | Weekdays (Through 5/22) | 0.05 | 0.05 | 0.05 | 0.05 | 0.05 | 0.05 | 0.05 | 0.1 | 0.34 | 0.6 | 0.63 | 0.72 | 0.79 | 0.83 | 0.61 | 0.65 | 0.1 | 0.1 | 0.19 | 0.25 | 0.22 | 0.22 | 0.12 | 0.09
School | DHW Sch | Weekdays (Through 8/7) | 0.05 | 0.05 | 0.05 | 0.05 | 0.05 | 0.05 | 0.05 | 0.1 | 0.34 | 0.6 | 0.63 | 0.72 | 0.79 | 0.83 | 0.61 | 0.65 | 0.1 | 0.1 | 0.19 | 0.25 | 0.22 | 0.22 | 0.12 | 0.09
School | DHW Sch | Weekdays (Through 12/11) | 0.05 | 0.05 | 0.05 | 0.05 | 0.05 | 0.05 | 0.05 | 0.1 | 0.34 | 0.6 | 0.63 | 0.72 | 0.79 | 0.83 | 0.61 | 0.65 | 0.1 | 0.1 | 0.19 | 0.25 | 0.22 | 0.22 | 0.12 | 0.09
School | Elec Equip Sch | AllOtherDays (Through 1/11) | 0 | 0 | 0 | 0 | 0 | 0 | 0 | 0 | 0 | 0 | 0 | 0 | 0 | 0 | 0 | 0 | 0 | 0 | 0 | 0 | 0 | 0 | 0 | 0
School | Elec Equip Sch | AllOtherDays (Through 4/3) | 0.05 | 0.05 | 0.05 | 0.05 | 0.05 | 0.05 | 0.05 | 0.05 | 0.05 | 0.05 | 0.05 | 0.05 | 0.05 | 0.05 | 0.05 | 0.05 | 0.05 | 0.05 | 0.05 | 0.05 | 0.05 | 0.05 | 0.05 | 0.05
School | Elec Equip Sch | AllOtherDays (Through 4/12) | 0 | 0 | 0 | 0 | 0 | 0 | 0 | 0 | 0 | 0 | 0 | 0 | 0 | 0 | 0 | 0 | 0 | 0 | 0 | 0 | 0 | 0 | 0 | 0
School | Elec Equip Sch | AllOtherDays (Through 5/22) | 0.05 | 0.05 | 0.05 | 0.05 | 0.05 | 0.05 | 0.05 | 0.05 | 0.05 | 0.05 | 0.05 | 0.05 | 0.05 | 0.05 | 0.05 | 0.05 | 0.05 | 0.05 | 0.05 | 0.05 | 0.05 | 0.05 | 0.05 | 0.05
School | Elec Equip Sch | AllOtherDays (Through 5/31) | 0 | 0 | 0 | 0 | 0 | 0 | 0 | 0 | 0 | 0 | 0 | 0 | 0 | 0 | 0 | 0 | 0 | 0 | 0 | 0 | 0 | 0 | 0 | 0
School | Elec Equip Sch | AllOtherDays (Through 8/7) | 0.05 | 0.05 | 0.05 | 0.05 | 0.05 | 0.05 | 0.05 | 0.05 | 0.05 | 0.05 | 0.05 | 0.05 | 0.05 | 0.05 | 0.05 | 0.05 | 0.05 | 0.05 | 0.05 | 0.05 | 0.05 | 0.05 | 0.05 | 0.05
School | Elec Equip Sch | AllOtherDays (Through 8/16) | 0 | 0 | 0 | 0 | 0 | 0 | 0 | 0 | 0 | 0 | 0 | 0 | 0 | 0 | 0 | 0 | 0 | 0 | 0 | 0 | 0 | 0 | 0 | 0
School | Elec Equip Sch | AllOtherDays (Through 12/11) | 0.05 | 0.05 | 0.05 | 0.05 | 0.05 | 0.05 | 0.05 | 0.05 | 0.05 | 0.05 | 0.05 | 0.05 | 0.05 | 0.05 | 0.05 | 0.05 | 0.05 | 0.05 | 0.05 | 0.05 | 0.05 | 0.05 | 0.05 | 0.05
School | Elec Equip Sch | AllOtherDays (Through 12/31) | 0 | 0 | 0 | 0 | 0 | 0 | 0 | 0 | 0 | 0 | 0 | 0 | 0 | 0 | 0 | 0 | 0 | 0 | 0 | 0 | 0 | 0 | 0 | 0
School | Elec Equip Sch | Saturdays (Through 4/3) | 0.05 | 0.05 | 0.05 | 0.05 | 0.05 | 0.05 | 0.05 | 0.05 | 0.15 | 0.15 | 0.15 | 0.15 | 0.15 | 0.05 | 0.05 | 0.05 | 0.05 | 0.05 | 0.05 | 0.05 | 0.05 | 0.05 | 0.05 | 0.05
School | Elec Equip Sch | Saturdays (Through 5/22) | 0.05 | 0.05 | 0.05 | 0.05 | 0.05 | 0.05 | 0.05 | 0.05 | 0.15 | 0.15 | 0.15 | 0.15 | 0.15 | 0.05 | 0.05 | 0.05 | 0.05 | 0.05 | 0.05 | 0.05 | 0.05 | 0.05 | 0.05 | 0.05
School | Elec Equip Sch | Saturdays (Through 8/7) | 0.05 | 0.05 | 0.05 | 0.05 | 0.05 | 0.05 | 0.05 | 0.05 | 0.15 | 0.15 | 0.15 | 0.15 | 0.15 | 0.05 | 0.05 | 0.05 | 0.05 | 0.05 | 0.05 | 0.05 | 0.05 | 0.05 | 0.05 | 0.05
School | Elec Equip Sch | Saturdays (Through 12/11) | 0.05 | 0.05 | 0.05 | 0.05 | 0.05 | 0.05 | 0.05 | 0.05 | 0.15 | 0.15 | 0.15 | 0.15 | 0.15 | 0.05 | 0.05 | 0.05 | 0.05 | 0.05 | 0.05 | 0.05 | 0.05 | 0.05 | 0.05 | 0.05
School | Elec Equip Sch | Weekdays (Through 4/3) | 0.05 | 0.05 | 0.05 | 0.05 | 0.05 | 0.05 | 0.05 | 0.3 | 0.85 | 0.95 | 0.95 | 0.95 | 0.8 | 0.8 | 0.8 | 0.7 | 0.5 | 0.5 | 0.35 | 0.35 | 0.35 | 0.3 | 0.05 | 0.05
School | Elec Equip Sch | Weekdays (Through 5/22) | 0.05 | 0.05 | 0.05 | 0.05 | 0.05 | 0.05 | 0.05 | 0.3 | 0.85 | 0.95 | 0.95 | 0.95 | 0.8 | 0.8 | 0.8 | 0.7 | 0.5 | 0.5 | 0.35 | 0.35 | 0.35 | 0.3 | 0.05 | 0.05
School | Elec Equip Sch | Weekdays (Through 8/7) | 0.05 | 0.05 | 0.05 | 0.05 | 0.05 | 0.05 | 0.05 | 0.3 | 0.85 | 0.95 | 0.95 | 0.95 | 0.8 | 0.8 | 0.8 | 0.7 | 0.5 | 0.5 | 0.35 | 0.35 | 0.35 | 0.3 | 0.05 | 0.05
School | Elec Equip Sch | Weekdays (Through 12/11) | 0.05 | 0.05 | 0.05 | 0.05 | 0.05 | 0.05 | 0.05 | 0.3 | 0.85 | 0.95 | 0.95 | 0.95 | 0.8 | 0.8 | 0.8 | 0.7 | 0.5 | 0.5 | 0.35 | 0.35 | 0.35 | 0.3 | 0.05 | 0.05
School | Heating Setpoint Schedule | AllOtherDays (Through 1/11) | 60.08 | 60.08 | 60.08 | 60.08 | 60.08 | 60.08 | 60.08 | 60.08 | 60.08 | 60.08 | 60.08 | 60.08 | 60.08 | 60.08 | 60.08 | 60.08 | 60.08 | 60.08 | 60.08 | 60.08 | 60.08 | 60.08 | 60.08 | 60.08
School | Heating Setpoint Schedule | AllOtherDays (Through 4/3) | 60.08 | 60.08 | 60.08 | 60.08 | 60.08 | 60.08 | 60.08 | 60.08 | 60.08 | 60.08 | 60.08 | 60.08 | 60.08 | 60.08 | 60.08 | 60.08 | 60.08 | 60.08 | 60.08 | 60.08 | 60.08 | 60.08 | 60.08 | 60.08
School | Heating Setpoint Schedule | AllOtherDays (Through 4/12) | 60.08 | 60.08 | 60.08 | 60.08 | 60.08 | 60.08 | 60.08 | 60.08 | 60.08 | 60.08 | 60.08 | 60.08 | 60.08 | 60.08 | 60.08 | 60.08 | 60.08 | 60.08 | 60.08 | 60.08 | 60.08 | 60.08 | 60.08 | 60.08
School | Heating Setpoint Schedule | AllOtherDays (Through 5/22) | 60.08 | 60.08 | 60.08 | 60.08 | 60.08 | 60.08 | 60.08 | 60.08 | 60.08 | 60.08 | 60.08 | 60.08 | 60.08 | 60.08 | 60.08 | 60.08 | 60.08 | 60.08 | 60.08 | 60.08 | 60.08 | 60.08 | 60.08 | 60.08
School | Heating Setpoint Schedule | AllOtherDays (Through 5/31) | 60.08 | 60.08 | 60.08 | 60.08 | 60.08 | 60.08 | 60.08 | 60.08 | 60.08 | 60.08 | 60.08 | 60.08 | 60.08 | 60.08 | 60.08 | 60.08 | 60.08 | 60.08 | 60.08 | 60.08 | 60.08 | 60.08 | 60.08 | 60.08
School | Heating Setpoint Schedule | AllOtherDays (Through 8/7) | 60.08 | 60.08 | 60.08 | 60.08 | 60.08 | 60.08 | 60.08 | 60.08 | 60.08 | 60.08 | 60.08 | 60.08 | 60.08 | 60.08 | 60.08 | 60.08 | 60.08 | 60.08 | 60.08 | 60.08 | 60.08 | 60.08 | 60.08 | 60.08
School | Heating Setpoint Schedule | AllOtherDays (Through 8/16) | 60.08 | 60.08 | 60.08 | 60.08 | 60.08 | 60.08 | 60.08 | 60.08 | 60.08 | 60.08 | 60.08 | 60.08 | 60.08 | 60.08 | 60.08 | 60.08 | 60.08 | 60.08 | 60.08 | 60.08 | 60.08 | 60.08 | 60.08 | 60.08
School | Heating Setpoint Schedule | AllOtherDays (Through 12/11) | 60.08 | 60.08 | 60.08 | 60.08 | 60.08 | 60.08 | 60.08 | 60.08 | 60.08 | 60.08 | 60.08 | 60.08 | 60.08 | 60.08 | 60.08 | 60.08 | 60.08 | 60.08 | 60.08 | 60.08 | 60.08 | 60.08 | 60.08 | 60.08
School | Heating Setpoint Schedule | AllOtherDays (Through 12/31) | 60.08 | 60.08 | 60.08 | 60.08 | 60.08 | 60.08 | 60.08 | 60.08 | 60.08 | 60.08 | 60.08 | 60.08 | 60.08 | 60.08 | 60.08 | 60.08 | 60.08 | 60.08 | 60.08 | 60.08 | 60.08 | 60.08 | 60.08 | 60.08
School | Heating Setpoint Schedule | Saturdays (Through 4/3) | 60.08 | 60.08 | 60.08 | 60.08 | 60.08 | 60.08 | 60.08 | 69.98 | 69.98 | 69.98 | 69.98 | 69.98 | 69.98 | 60.08 | 60.08 | 60.08 | 60.08 | 60.08 | 60.08 | 60.08 | 60.08 | 60.08 | 60.08 | 60.08
School | Heating Setpoint Schedule | Saturdays (Through 5/22) | 60.08 | 60.08 | 60.08 | 60.08 | 60.08 | 60.08 | 60.08 | 69.98 | 69.98 | 69.98 | 69.98 | 69.98 | 69.98 | 60.08 | 60.08 | 60.08 | 60.08 | 60.08 | 60.08 | 60.08 | 60.08 | 60.08 | 60.08 | 60.08
School | Heating Setpoint Schedule | Saturdays (Through 8/7) | 60.08 | 60.08 | 60.08 | 60.08 | 60.08 | 60.08 | 60.08 | 69.98 | 69.98 | 69.98 | 69.98 | 69.98 | 69.98 | 60.08 | 60.08 | 60.08 | 60.08 | 60.08 | 60.08 | 60.08 | 60.08 | 60.08 | 60.08 | 60.08
School | Heating Setpoint Schedule | Saturdays (Through 12/11) | 60.08 | 60.08 | 60.08 | 60.08 | 60.08 | 60.08 | 60.08 | 69.98 | 69.98 | 69.98 | 69.98 | 69.98 | 69.98 | 60.08 | 60.08 | 60.08 | 60.08 | 60.08 | 60.08 | 60.08 | 60.08 | 60.08 | 60.08 | 60.08
School | Heating Setpoint Schedule | Weekdays (Through 4/3) | 60.08 | 60.08 | 60.08 | 60.08 | 60.08 | 60.08 | 69.98 | 69.98 | 69.98 | 69.98 | 69.98 | 69.98 | 69.98 | 69.98 | 69.98 | 69.98 | 69.98 | 69.98 | 69.98 | 69.98 | 69.98 | 69.98 | 60.08 | 60.08
School | Heating Setpoint Schedule | Weekdays (Through 5/22) | 60.08 | 60.08 | 60.08 | 60.08 | 60.08 | 60.08 | 69.98 | 69.98 | 69.98 | 69.98 | 69.98 | 69.98 | 69.98 | 69.98 | 69.98 | 69.98 | 69.98 | 69.98 | 69.98 | 69.98 | 69.98 | 69.98 | 60.08 | 60.08
School | Heating Setpoint Schedule | Weekdays (Through 8/7) | 60.08 | 60.08 | 60.08 | 60.08 | 60.08 | 60.08 | 69.98 | 69.98 | 69.98 | 69.98 | 69.98 | 69.98 | 69.98 | 69.98 | 69.98 | 69.98 | 69.98 | 69.98 | 69.98 | 69.98 | 69.98 | 69.98 | 60.08 | 60.08
School | Heating Setpoint Schedule | Weekdays (Through 12/11) | 60.08 | 60.08 | 60.08 | 60.08 | 60.08 | 60.08 | 69.98 | 69.98 | 69.98 | 69.98 | 69.98 | 69.98 | 69.98 | 69.98 | 69.98 | 69.98 | 69.98 | 69.98 | 69.98 | 69.98 | 69.98 | 69.98 | 60.08 | 60.08
School | Infiltration Schedule | AllDays | 1 | 1 | 1 | 1 | 1 | 1 | 1 | 1 | 1 | 1 | 1 | 1 | 1 | 1 | 1 | 1 | 1 | 1 | 1 | 1 | 1 | 1 | 1 | 1
School | Lighting Schedule | AllOtherDays (Through 1/11) | 0 | 0 | 0 | 0 | 0 | 0 | 0 | 0 | 0 | 0 | 0 | 0 | 0 | 0 | 0 | 0 | 0 | 0 | 0 | 0 | 0 | 0 | 0 | 0
School | Lighting Schedule | AllOtherDays (Through 4/3) | 0.05 | 0.05 | 0.05 | 0.05 | 0.05 | 0.05 | 0.05 | 0.05 | 0.05 | 0.05 | 0.05 | 0.05 | 0.05 | 0.05 | 0.05 | 0.05 | 0.05 | 0.05 | 0.05 | 0.05 | 0.05 | 0.05 | 0.05 | 0.05
School | Lighting Schedule | AllOtherDays (Through 4/12) | 0 | 0 | 0 | 0 | 0 | 0 | 0 | 0 | 0 | 0 | 0 | 0 | 0 | 0 | 0 | 0 | 0 | 0 | 0 | 0 | 0 | 0 | 0 | 0
School | Lighting Schedule | AllOtherDays (Through 5/22) | 0.05 | 0.05 | 0.05 | 0.05 | 0.05 | 0.05 | 0.05 | 0.05 | 0.05 | 0.05 | 0.05 | 0.05 | 0.05 | 0.05 | 0.05 | 0.05 | 0.05 | 0.05 | 0.05 | 0.05 | 0.05 | 0.05 | 0.05 | 0.05
School | Lighting Schedule | AllOtherDays (Through 5/31) | 0 | 0 | 0 | 0 | 0 | 0 | 0 | 0 | 0 | 0 | 0 | 0 | 0 | 0 | 0 | 0 | 0 | 0 | 0 | 0 | 0 | 0 | 0 | 0
School | Lighting Schedule | AllOtherDays (Through 8/7) | 0.05 | 0.05 | 0.05 | 0.05 | 0.05 | 0.05 | 0.05 | 0.05 | 0.05 | 0.05 | 0.05 | 0.05 | 0.05 | 0.05 | 0.05 | 0.05 | 0.05 | 0.05 | 0.05 | 0.05 | 0.05 | 0.05 | 0.05 | 0.05
School | Lighting Schedule | AllOtherDays (Through 8/16) | 0 | 0 | 0 | 0 | 0 | 0 | 0 | 0 | 0 | 0 | 0 | 0 | 0 | 0 | 0 | 0 | 0 | 0 | 0 | 0 | 0 | 0 | 0 | 0
School | Lighting Schedule | AllOtherDays (Through 12/11) | 0.05 | 0.05 | 0.05 | 0.05 | 0.05 | 0.05 | 0.05 | 0.05 | 0.05 | 0.05 | 0.05 | 0.05 | 0.05 | 0.05 | 0.05 | 0.05 | 0.05 | 0.05 | 0.05 | 0.05 | 0.05 | 0.05 | 0.05 | 0.05
School | Lighting Schedule | AllOtherDays (Through 12/31) | 0 | 0 | 0 | 0 | 0 | 0 | 0 | 0 | 0 | 0 | 0 | 0 | 0 | 0 | 0 | 0 | 0 | 0 | 0 | 0 | 0 | 0 | 0 | 0
School | Lighting Schedule | Saturdays (Through 4/3) | 0.05 | 0.05 | 0.05 | 0.05 | 0.05 | 0.05 | 0.05 | 0.05 | 0.15 | 0.15 | 0.15 | 0.15 | 0.15 | 0.05 | 0.05 | 0.05 | 0.05 | 0.05 | 0.05 | 0.05 | 0.05 | 0.05 | 0.05 | 0.05
School | Lighting Schedule | Saturdays (Through 5/22) | 0.05 | 0.05 | 0.05 | 0.05 | 0.05 | 0.05 | 0.05 | 0.05 | 0.15 | 0.15 | 0.15 | 0.15 | 0.15 | 0.05 | 0.05 | 0.05 | 0.05 | 0.05 | 0.05 | 0.05 | 0.05 | 0.05 | 0.05 | 0.05
School | Lighting Schedule | Saturdays (Through 8/7) | 0.05 | 0.05 | 0.05 | 0.05 | 0.05 | 0.05 | 0.05 | 0.05 | 0.15 | 0.15 | 0.15 | 0.15 | 0.15 | 0.05 | 0.05 | 0.05 | 0.05 | 0.05 | 0.05 | 0.05 | 0.05 | 0.05 | 0.05 | 0.05
School | Lighting Schedule | Saturdays (Through 12/11) | 0.05 | 0.05 | 0.05 | 0.05 | 0.05 | 0.05 | 0.05 | 0.05 | 0.15 | 0.15 | 0.15 | 0.15 | 0.15 | 0.05 | 0.05 | 0.05 | 0.05 | 0.05 | 0.05 | 0.05 | 0.05 | 0.05 | 0.05 | 0.05
School | Lighting Schedule | Weekdays (Through 4/3) | 0.05 | 0.05 | 0.05 | 0.05 | 0.05 | 0.05 | 0.05 | 0.3 | 0.6 | 0.65 | 0.65 | 0.65 | 0.55 | 0.55 | 0.55 | 0.5 | 0.35 | 0.35 | 0.35 | 0.35 | 0.35 | 0.3 | 0.05 | 0.05
School | Lighting Schedule | Weekdays (Through 5/22) | 0.05 | 0.05 | 0.05 | 0.05 | 0.05 | 0.05 | 0.05 | 0.3 | 0.6 | 0.65 | 0.65 | 0.65 | 0.55 | 0.55 | 0.55 | 0.5 | 0.35 | 0.35 | 0.35 | 0.35 | 0.35 | 0.3 | 0.05 | 0.05
School | Lighting Schedule | Weekdays (Through 8/7) | 0.05 | 0.05 | 0.05 | 0.05 | 0.05 | 0.05 | 0.05 | 0.3 | 0.6 | 0.65 | 0.65 | 0.65 | 0.55 | 0.55 | 0.55 | 0.5 | 0.35 | 0.35 | 0.35 | 0.35 | 0.35 | 0.3 | 0.05 | 0.05
School | Lighting Schedule | Weekdays (Through 12/11) | 0.05 | 0.05 | 0.05 | 0.05 | 0.05 | 0.05 | 0.05 | 0.3 | 0.6 | 0.65 | 0.65 | 0.65 | 0.55 | 0.55 | 0.55 | 0.5 | 0.35 | 0.35 | 0.35 | 0.35 | 0.35 | 0.3 | 0.05 | 0.05
School | OA Schedule | AllOtherDays (Through 1/11) | 0 | 0 | 0 | 0 | 0 | 0 | 0 | 0 | 0 | 0 | 0 | 0 | 0 | 0 | 0 | 0 | 0 | 0 | 0 | 0 | 0 | 0 | 0 | 0
School | OA Schedule | AllOtherDays (Through 4/3) | 0 | 0 | 0 | 0 | 0 | 0 | 0 | 0 | 0 | 0 | 0 | 0 | 0 | 0 | 0 | 0 | 0 | 0 | 0 | 0 | 0 | 0 | 0 | 0
School | OA Schedule | AllOtherDays (Through 4/12) | 0 | 0 | 0 | 0 | 0 | 0 | 0 | 0 | 0 | 0 | 0 | 0 | 0 | 0 | 0 | 0 | 0 | 0 | 0 | 0 | 0 | 0 | 0 | 0
School | OA Schedule | AllOtherDays (Through 5/22) | 0 | 0 | 0 | 0 | 0 | 0 | 0 | 0 | 0 | 0 | 0 | 0 | 0 | 0 | 0 | 0 | 0 | 0 | 0 | 0 | 0 | 0 | 0 | 0
School | OA Schedule | AllOtherDays (Through 5/31) | 0 | 0 | 0 | 0 | 0 | 0 | 0 | 0 | 0 | 0 | 0 | 0 | 0 | 0 | 0 | 0 | 0 | 0 | 0 | 0 | 0 | 0 | 0 | 0
School | OA Schedule | AllOtherDays (Through 8/7) | 0 | 0 | 0 | 0 | 0 | 0 | 0 | 0 | 0 | 0 | 0 | 0 | 0 | 0 | 0 | 0 | 0 | 0 | 0 | 0 | 0 | 0 | 0 | 0
School | OA Schedule | AllOtherDays (Through 8/16) | 0 | 0 | 0 | 0 | 0 | 0 | 0 | 0 | 0 | 0 | 0 | 0 | 0 | 0 | 0 | 0 | 0 | 0 | 0 | 0 | 0 | 0 | 0 | 0
School | OA Schedule | AllOtherDays (Through 12/11) | 0 | 0 | 0 | 0 | 0 | 0 | 0 | 0 | 0 | 0 | 0 | 0 | 0 | 0 | 0 | 0 | 0 | 0 | 0 | 0 | 0 | 0 | 0 | 0
School | OA Schedule | AllOtherDays (Through 12/31) | 0 | 0 | 0 | 0 | 0 | 0 | 0 | 0 | 0 | 0 | 0 | 0 | 0 | 0 | 0 | 0 | 0 | 0 | 0 | 0 | 0 | 0 | 0 | 0
School | OA Schedule | Saturdays (Through 4/3) | 0 | 0 | 0 | 0 | 0 | 0 | 0 | 1 | 1 | 1 | 1 | 1 | 1 | 0 | 0 | 0 | 0 | 0 | 0 | 0 | 0 | 0 | 0 | 0
School | OA Schedule | Saturdays (Through 5/22) | 0 | 0 | 0 | 0 | 0 | 0 | 0 | 1 | 1 | 1 | 1 | 1 | 1 | 0 | 0 | 0 | 0 | 0 | 0 | 0 | 0 | 0 | 0 | 0
School | OA Schedule | Saturdays (Through 8/7) | 0 | 0 | 0 | 0 | 0 | 0 | 0 | 1 | 1 | 1 | 1 | 1 | 1 | 0 | 0 | 0 | 0 | 0 | 0 | 0 | 0 | 0 | 0 | 0
School | OA Schedule | Saturdays (Through 12/11) | 0 | 0 | 0 | 0 | 0 | 0 | 0 | 1 | 1 | 1 | 1 | 1 | 1 | 0 | 0 | 0 | 0 | 0 | 0 | 0 | 0 | 0 | 0 | 0
School | OA Schedule | Weekdays (Through 4/3) | 0 | 0 | 0 | 0 | 0 | 0 | 1 | 1 | 1 | 1 | 1 | 1 | 1 | 1 | 1 | 1 | 1 | 1 | 1 | 1 | 1 | 1 | 0 | 0
School | OA Schedule | Weekdays (Through 5/22) | 0 | 0 | 0 | 0 | 0 | 0 | 1 | 1 | 1 | 1 | 1 | 1 | 1 | 1 | 1 | 1 | 1 | 1 | 1 | 1 | 1 | 1 | 0 | 0
School | OA Schedule | Weekdays (Through 8/7) | 0 | 0 | 0 | 0 | 0 | 0 | 1 | 1 | 1 | 1 | 1 | 1 | 1 | 1 | 1 | 1 | 1 | 1 | 1 | 1 | 1 | 1 | 0 | 0
School | OA Schedule | Weekdays (Through 12/11) | 0 | 0 | 0 | 0 | 0 | 0 | 1 | 1 | 1 | 1 | 1 | 1 | 1 | 1 | 1 | 1 | 1 | 1 | 1 | 1 | 1 | 1 | 0 | 0
School | Occupant Sch | AllOtherDays (Through 1/11) | 0 | 0 | 0 | 0 | 0 | 0 | 0 | 0 | 0 | 0 | 0 | 0 | 0 | 0 | 0 | 0 | 0 | 0 | 0 | 0 | 0 | 0 | 0 | 0
School | Occupant Sch | AllOtherDays (Through 4/3) | 0 | 0 | 0 | 0 | 0 | 0 | 0 | 0 | 0 | 0 | 0 | 0 | 0 | 0 | 0 | 0 | 0 | 0 | 0 | 0 | 0 | 0 | 0 | 0
School | Occupant Sch | AllOtherDays (Through 4/12) | 0 | 0 | 0 | 0 | 0 | 0 | 0 | 0 | 0 | 0 | 0 | 0 | 0 | 0 | 0 | 0 | 0 | 0 | 0 | 0 | 0 | 0 | 0 | 0
School | Occupant Sch | AllOtherDays (Through 5/22) | 0 | 0 | 0 | 0 | 0 | 0 | 0 | 0 | 0 | 0 | 0 | 0 | 0 | 0 | 0 | 0 | 0 | 0 | 0 | 0 | 0 | 0 | 0 | 0
School | Occupant Sch | AllOtherDays (Through 5/31) | 0 | 0 | 0 | 0 | 0 | 0 | 0 | 0 | 0 | 0 | 0 | 0 | 0 | 0 | 0 | 0 | 0 | 0 | 0 | 0 | 0 | 0 | 0 | 0
School | Occupant Sch | AllOtherDays (Through 8/7) | 0 | 0 | 0 | 0 | 0 | 0 | 0 | 0 | 0 | 0 | 0 | 0 | 0 | 0 | 0 | 0 | 0 | 0 | 0 | 0 | 0 | 0 | 0 | 0
School | Occupant Sch | AllOtherDays (Through 8/16) | 0 | 0 | 0 | 0 | 0 | 0 | 0 | 0 | 0 | 0 | 0 | 0 | 0 | 0 | 0 | 0 | 0 | 0 | 0 | 0 | 0 | 0 | 0 | 0
School | Occupant Sch | AllOtherDays (Through 12/11) | 0 | 0 | 0 | 0 | 0 | 0 | 0 | 0 | 0 | 0 | 0 | 0 | 0 | 0 | 0 | 0 | 0 | 0 | 0 | 0 | 0 | 0 | 0 | 0
School | Occupant Sch | AllOtherDays (Through 12/31) | 0 | 0 | 0 | 0 | 0 | 0 | 0 | 0 | 0 | 0 | 0 | 0 | 0 | 0 | 0 | 0 | 0 | 0 | 0 | 0 | 0 | 0 | 0 | 0
School | Occupant Sch | Saturdays (Through 4/3) | 0 | 0 | 0 | 0 | 0 | 0 | 0 | 0 | 0.1 | 0.1 | 0.1 | 0.1 | 0.1 | 0 | 0 | 0 | 0 | 0 | 0 | 0 | 0 | 0 | 0 | 0
School | Occupant Sch | Saturdays (Through 5/22) | 0 | 0 | 0 | 0 | 0 | 0 | 0 | 0 | 0.1 | 0.1 | 0.1 | 0.1 | 0.1 | 0 | 0 | 0 | 0 | 0 | 0 | 0 | 0 | 0 | 0 | 0
School | Occupant Sch | Saturdays (Through 8/7) | 0 | 0 | 0 | 0 | 0 | 0 | 0 | 0 | 0.1 | 0.1 | 0.1 | 0.1 | 0.1 | 0 | 0 | 0 | 0 | 0 | 0 | 0 | 0 | 0 | 0 | 0
School | Occupant Sch | Saturdays (Through 12/11) | 0 | 0 | 0 | 0 | 0 | 0 | 0 | 0 | 0.1 | 0.1 | 0.1 | 0.1 | 0.1 | 0 | 0 | 0 | 0 | 0 | 0 | 0 | 0 | 0 | 0 | 0
School | Occupant Sch | Weekdays (Through 4/3) | 0 | 0 | 0 | 0 | 0 | 0 | 0 | 0.05 | 0.75 | 0.9 | 0.9 | 0.8 | 0.8 | 0.8 | 0.8 | 0.45 | 0.15 | 0.05 | 0.15 | 0.2 | 0.2 | 0.1 | 0 | 0
School | Occupant Sch | Weekdays (Through 5/22) | 0 | 0 | 0 | 0 | 0 | 0 | 0 | 0.05 | 0.75 | 0.9 | 0.9 | 0.8 | 0.8 | 0.8 | 0.8 | 0.45 | 0.15 | 0.05 | 0.15 | 0.2 | 0.2 | 0.1 | 0 | 0
School | Occupant Sch | Weekdays (Through 8/7) | 0 | 0 | 0 | 0 | 0 | 0 | 0 | 0.05 | 0.75 | 0.9 | 0.9 | 0.8 | 0.8 | 0.8 | 0.8 | 0.45 | 0.15 | 0.05 | 0.15 | 0.2 | 0.2 | 0.1 | 0 | 0
School | Occupant Sch | Weekdays (Through 12/11) | 0 | 0 | 0 | 0 | 0 | 0 | 0 | 0.05 | 0.75 | 0.9 | 0.9 | 0.8 | 0.8 | 0.8 | 0.8 | 0.45 | 0.15 | 0.05 | 0.15 | 0.2 | 0.2 | 0.1 | 0 | 0

## Energy Usage
Energy Consumption - Libraries
Climate Zone | HVAC Type | Vintage | Total Floorspace (Excluding Plenums and Crawl Space) (ft²) | Annual Electricity Intensity (kBtu/ft²) | Annual Gas Intensity (kBtu/ft²) | Notes
CZ01 | cAVVG | Existing | 10000.98 | 21.4735 | 15.9793
CZ01 | cAVVG | New Construction | 10000.98 | 15.979 | 14.9116
CZ01 | cDXGF | Existing | 10000.98 | 28.6058 | 11.2284
CZ01 | cDXGF | New Construction | 10000.98 | 19.2859 | 11.8604
CZ01 | cDXHP | Existing | 10000.98 | 30.1721 | 4.7879
CZ01 | cDXHP | New Construction | 10000.98 | 20.9858 | 4.7876
CZ01 | cDXOH | Existing | 10000.98 | 28.9149 | 4.7879
CZ01 | cDXOH | New Construction | 10000.98 | 19.4086 | 4.7876
CZ01 | cPVVG | Existing | 10000.98 | 21.8769 | 14.9325
CZ01 | cPVVG | New Construction | 10000.98 | 15.3118 | 14.8174
CZ02 | cAVVG | Existing | 10000.98 | 27.9027 | 13.0295
CZ02 | cAVVG | New Construction | 10000.98 | 19.3661 | 11.1863
CZ02 | cDXGF | Existing | 10000.98 | 35.0314 | 7.9506
CZ02 | cDXGF | New Construction | 10000.98 | 22.4058 | 8.0359
CZ02 | cDXHP | Existing | 10000.98 | 35.9846 | 4.4076
CZ02 | cDXHP | New Construction | 10000.98 | 23.3358 | 4.4043
CZ02 | cDXOH | Existing | 10000.98 | 35.1797 | 4.4078
CZ02 | cDXOH | New Construction | 10000.98 | 22.4219 | 4.4048
CZ02 | cPVVG | Existing | 10000.98 | 27.2895 | 10.3607
CZ02 | cPVVG | New Construction | 10000.98 | 18.1389 | 9.7376
CZ03 | cAVVG | Existing | 10000.98 | 24.8165 | 8.8727
CZ03 | cAVVG | New Construction | 10000.98 | 17.357 | 8.5108
CZ03 | cDXGF | Existing | 10000.98 | 32.003 | 6.3221
CZ03 | cDXGF | New Construction | 10000.98 | 20.9651 | 6.6704
CZ03 | cDXHP | Existing | 10000.98 | 32.4533 | 4.3952
CZ03 | cDXHP | New Construction | 10000.98 | 21.5012 | 4.3917
CZ03 | cDXOH | Existing | 10000.98 | 32.0371 | 4.3952
CZ03 | cDXOH | New Construction | 10000.98 | 20.9633 | 4.3924
CZ03 | cPVVG | Existing | 10000.98 | 24.9577 | 7.9303
CZ03 | cPVVG | New Construction | 10000.98 | 16.8723 | 7.9944
CZ04 | cAVVG | Existing | 10000.98 | 28.9999 | 8.3705
CZ04 | cAVVG | New Construction | 10000.98 | 19.5167 | 7.9219
CZ04 | cDXGF | Existing | 10000.98 | 36.0772 | 5.9043
CZ04 | cDXGF | New Construction | 10000.98 | 22.8802 | 6.1585
CZ04 | cDXHP | Existing | 10000.98 | 36.4851 | 4.2445
CZ04 | cDXHP | New Construction | 10000.98 | 23.3398 | 4.2415
CZ04 | cDXOH | Existing | 10000.98 | 36.1004 | 4.2446
CZ04 | cDXOH | New Construction | 10000.98 | 22.8704 | 4.2419
CZ04 | cPVVG | Existing | 10000.98 | 28.4665 | 7.3743
CZ04 | cPVVG | New Construction | 10000.98 | 18.741 | 7.2985
CZ05 | cAVVG | Existing | 10000.98 | 25.2335 | 8.4193
CZ05 | cAVVG | New Construction | 10000.98 | 17.4681 | 8.1256
CZ05 | cDXGF | Existing | 10000.98 | 32.6541 | 6.037
CZ05 | cDXGF | New Construction | 10000.98 | 21.2187 | 6.3173
CZ05 | cDXHP | Existing | 10000.98 | 33.0549 | 4.3954
CZ05 | cDXHP | New Construction | 10000.98 | 21.6915 | 4.3917
CZ05 | cDXOH | Existing | 10000.98 | 32.659 | 4.3955
CZ05 | cDXOH | New Construction | 10000.98 | 21.1938 | 4.3919
CZ05 | cPVVG | Existing | 10000.98 | 25.759 | 7.303
CZ05 | cPVVG | New Construction | 10000.98 | 17.251 | 7.4232
CZ06 | cAVVG | Existing | 10000.98 | 29.5932 | 5.2323
CZ06 | cAVVG | New Construction | 10000.98 | 20.2697 | 5.3293
CZ06 | cDXGF | Existing | 10000.98 | 35.4846 | 4.401
CZ06 | cDXGF | New Construction | 10000.98 | 23.1252 | 4.5165
CZ06 | cDXHP | Existing | 10000.98 | 35.4281 | 4.0621
CZ06 | cDXHP | New Construction | 10000.98 | 23.0844 | 4.0585
CZ06 | cDXOH | Existing | 10000.98 | 35.4823 | 4.0621
CZ06 | cDXOH | New Construction | 10000.98 | 23.1205 | 4.0595
CZ06 | cPVVG | Existing | 10000.98 | 28.6372 | 4.8102
CZ06 | cPVVG | New Construction | 10000.98 | 19.1273 | 4.9448
CZ07 | cAVVG | Existing | 10000.98 | 30.2853 | 5.2322
CZ07 | cAVVG | New Construction | 10000.98 | 21.1336 | 5.3189
CZ07 | cDXGF | Existing | 10000.98 | 35.9686 | 4.3531
CZ07 | cDXGF | New Construction | 10000.98 | 23.4844 | 4.4573
CZ07 | cDXHP | Existing | 10000.98 | 35.9722 | 4.0092
CZ07 | cDXHP | New Construction | 10000.98 | 23.4913 | 4.0044
CZ07 | cDXOH | Existing | 10000.98 | 35.9666 | 4.0092
CZ07 | cDXOH | New Construction | 10000.98 | 23.4797 | 4.0048
CZ07 | cPVVG | Existing | 10000.98 | 29.0685 | 4.7386
CZ07 | cPVVG | New Construction | 10000.98 | 19.4118 | 4.8767
CZ08 | cAVVG | Existing | 10000.98 | 33.141 | 5.6916
CZ08 | cAVVG | New Construction | 10000.98 | 21.5333 | 5.7398
CZ08 | cDXGF | Existing | 10000.98 | 38.2552 | 4.5237
CZ08 | cDXGF | New Construction | 10000.98 | 24.5491 | 4.6712
CZ08 | cDXHP | Existing | 10000.98 | 38.3399 | 4.0028
CZ08 | cDXHP | New Construction | 10000.98 | 24.6582 | 3.9996
CZ08 | cDXOH | Existing | 10000.98 | 38.2461 | 4.0029
CZ08 | cDXOH | New Construction | 10000.98 | 24.5393 | 3.9991
CZ08 | cPVVG | Existing | 10000.98 | 30.6722 | 5.0569
CZ08 | cPVVG | New Construction | 10000.98 | 20.2666 | 5.2103
CZ09 | cAVVG | Existing | 10000.98 | 34.0986 | 5.6619
CZ09 | cAVVG | New Construction | 10000.98 | 22.0125 | 5.3819
CZ09 | cDXGF | Existing | 10000.98 | 40.6458 | 4.3143
CZ09 | cDXGF | New Construction | 10000.98 | 24.592 | 4.3623
CZ09 | cDXHP | Existing | 10000.98 | 40.6978 | 3.9497
CZ09 | cDXHP | New Construction | 10000.98 | 24.6229 | 3.9444
CZ09 | cDXOH | Existing | 10000.98 | 40.6406 | 3.9497
CZ09 | cDXOH | New Construction | 10000.98 | 24.584 | 3.9438
CZ09 | cPVVG | Existing | 10000.98 | 32.5272 | 4.7888
CZ09 | cPVVG | New Construction | 10000.98 | 20.5562 | 4.7679
CZ10 | cAVVG | Existing | 10000.98 | 34.2806 | 6.8595
CZ10 | cAVVG | New Construction | 10000.98 | 24.0419 | 6.5598
CZ10 | cDXGF | Existing | 10000.98 | 41.5074 | 5.0814
CZ10 | cDXGF | New Construction | 10000.98 | 26.764 | 5.1807
CZ10 | cDXHP | Existing | 10000.98 | 41.8325 | 3.9075
CZ10 | cDXHP | New Construction | 10000.98 | 27.1035 | 3.9033
CZ10 | cDXOH | Existing | 10000.98 | 41.4999 | 3.9075
CZ10 | cDXOH | New Construction | 10000.98 | 26.7417 | 3.904
CZ10 | cPVVG | Existing | 10000.98 | 33.5466 | 5.9725
CZ10 | cPVVG | New Construction | 10000.98 | 22.4221 | 5.9023
CZ11 | cAVVG | Existing | 10000.98 | 36.6445 | 11.5771
CZ11 | cAVVG | New Construction | 10000.98 | 24.829 | 10.1675
CZ11 | cDXGF | Existing | 10000.98 | 44.9302 | 7.4426
CZ11 | cDXGF | New Construction | 10000.98 | 27.7512 | 7.6631
CZ11 | cDXHP | Existing | 10000.98 | 45.8708 | 3.9826
CZ11 | cDXHP | New Construction | 10000.98 | 28.7166 | 3.981
CZ11 | cDXOH | Existing | 10000.98 | 45.1677 | 3.9828
CZ11 | cDXOH | New Construction | 10000.98 | 27.8329 | 3.9806
CZ11 | cPVVG | Existing | 10000.98 | 35.721 | 10.112
CZ11 | cPVVG | New Construction | 10000.98 | 23.1338 | 9.4154
CZ12 | cAVVG | Existing | 10000.98 | 34.1219 | 11.8743
CZ12 | cAVVG | New Construction | 10000.98 | 23.5584 | 10.1145
CZ12 | cDXGF | Existing | 10000.98 | 41.4965 | 7.0901
CZ12 | cDXGF | New Construction | 10000.98 | 25.8803 | 7.3036
CZ12 | cDXHP | Existing | 10000.98 | 42.3134 | 4.0985
CZ12 | cDXHP | New Construction | 10000.98 | 26.7132 | 4.0957
CZ12 | cDXOH | Existing | 10000.98 | 41.7036 | 4.0986
CZ12 | cDXOH | New Construction | 10000.98 | 25.9397 | 4.0952
CZ12 | cPVVG | Existing | 10000.98 | 33.0254 | 9.3432
CZ12 | cPVVG | New Construction | 10000.98 | 21.5204 | 8.8029
CZ13 | cAVVG | Existing | 10000.98 | 39.0391 | 9.3065
CZ13 | cAVVG | New Construction | 10000.98 | 26.2068 | 8.3733
CZ13 | cDXGF | Existing | 10000.98 | 46.1569 | 6.0059
CZ13 | cDXGF | New Construction | 10000.98 | 28.6091 | 6.3679
CZ13 | cDXHP | Existing | 10000.98 | 46.7279 | 3.8701
CZ13 | cDXHP | New Construction | 10000.98 | 29.2557 | 3.8675
CZ13 | cDXOH | Existing | 10000.98 | 46.2903 | 3.8702
CZ13 | cDXOH | New Construction | 10000.98 | 28.6537 | 3.8684
CZ13 | cPVVG | Existing | 10000.98 | 37.1703 | 7.9108
CZ13 | cPVVG | New Construction | 10000.98 | 24.0806 | 7.68
CZ14 | cAVVG | Existing | 10000.98 | 45.5981 | 7.267
CZ14 | cAVVG | New Construction | 10000.98 | 28.7337 | 6.8694
CZ14 | cDXGF | Existing | 10000.98 | 50.4577 | 4.8843
CZ14 | cDXGF | New Construction | 10000.98 | 31.5076 | 5.0534
CZ14 | cDXHP | Existing | 10000.98 | 50.7934 | 3.6752
CZ14 | cDXHP | New Construction | 10000.98 | 31.8985 | 3.6742
CZ14 | cDXOH | Existing | 10000.98 | 50.4867 | 3.6751
CZ14 | cDXOH | New Construction | 10000.98 | 31.4964 | 3.6742
CZ14 | cPVVG | Existing | 10000.98 | 40.8273 | 6.0383
CZ14 | cPVVG | New Construction | 10000.98 | 26.6421 | 6.0204
CZ15 | cAVVG | Existing | 10000.98 | 48.8481 | 4.9383
CZ15 | cAVVG | New Construction | 10000.98 | 34.2384 | 4.8024
CZ15 | cDXGF | Existing | 10000.98 | 55.2133 | 3.6525
CZ15 | cDXGF | New Construction | 10000.98 | 34.8373 | 3.7107
CZ15 | cDXHP | Existing | 10000.98 | 55.3084 | 3.2815
CZ15 | cDXHP | New Construction | 10000.98 | 34.9457 | 3.2789
CZ15 | cDXOH | Existing | 10000.98 | 55.2065 | 3.2816
CZ15 | cDXOH | New Construction | 10000.98 | 34.821 | 3.2789
CZ15 | cPVVG | Existing | 10000.98 | 46.1201 | 4.0098
CZ15 | cPVVG | New Construction | 10000.98 | 30.5343 | 4.0099
CZ16 | cAVVG | Existing | 10000.98 | 37.7435 | 16.3801
CZ16 | cAVVG | New Construction | 10000.98 | 24.2873 | 13.2279
CZ16 | cDXGF | Existing | 10000.98 | 45.0394 | 9.2921
CZ16 | cDXGF | New Construction | 10000.98 | 28.2789 | 9.2386
CZ16 | cDXHP | Existing | 10000.98 | 46.7546 | 4.3167
CZ16 | cDXHP | New Construction | 10000.98 | 29.8726 | 4.3133
CZ16 | cDXOH | Existing | 10000.98 | 45.4624 | 4.3168
CZ16 | cDXOH | New Construction | 10000.98 | 28.5547 | 4.3125
CZ16 | cPVVG | Existing | 10000.98 | 35.0964 | 12.5972
CZ16 | cPVVG | New Construction | 10000.98 | 23.0357 | 11.4306

## Energy Usage_Figures
Energy Figures (from 'Energy Usage' Tab)
cAVVG ¦ Annual Electricity Intensity (kBtu/ft²) |  |  | cAVVG ¦ Annual Gas Intensity (kBtu/ft²)
Climate Zone | Existing | New Construction | Climate Zone | Existing | New Construction
CZ01 | 21.4735 | 15.979 | CZ01 | 15.9793 | 14.9116
CZ02 | 27.9027 | 19.3661 | CZ02 | 13.0295 | 11.1863
CZ03 | 24.8165 | 17.357 | CZ03 | 8.8727 | 8.5108
CZ04 | 28.9999 | 19.5167 | CZ04 | 8.3705 | 7.9219
CZ05 | 25.2335 | 17.4681 | CZ05 | 8.4193 | 8.1256
CZ06 | 29.5932 | 20.2697 | CZ06 | 5.2323 | 5.3293
CZ07 | 30.2853 | 21.1336 | CZ07 | 5.2322 | 5.3189
CZ08 | 33.141 | 21.5333 | CZ08 | 5.6916 | 5.7398
CZ09 | 34.0986 | 22.0125 | CZ09 | 5.6619 | 5.3819
CZ10 | 34.2806 | 24.0419 | CZ10 | 6.8595 | 6.5598
CZ11 | 36.6445 | 24.829 | CZ11 | 11.5771 | 10.1675
CZ12 | 34.1219 | 23.5584 | CZ12 | 11.8743 | 10.1145
CZ13 | 39.0391 | 26.2068 | CZ13 | 9.3065 | 8.3733
CZ14 | 45.5981 | 28.7337 | CZ14 | 7.267 | 6.8694
CZ15 | 48.8481 | 34.2384 | CZ15 | 4.9383 | 4.8024
CZ16 | 37.7435 | 24.2873 | CZ16 | 16.3801 | 13.2279
cDXGF ¦ Annual Electricity Intensity (kBtu/ft²) |  |  | cDXGF ¦ Annual Gas Intensity (kBtu/ft²)
Climate Zone | Existing | New Construction | Climate Zone | Existing | New Construction
CZ01 | 28.6058 | 19.2859 | CZ01 | 11.2284 | 11.8604
CZ02 | 35.0314 | 22.4058 | CZ02 | 7.9506 | 8.0359
CZ03 | 32.003 | 20.9651 | CZ03 | 6.3221 | 6.6704
CZ04 | 36.0772 | 22.8802 | CZ04 | 5.9043 | 6.1585
CZ05 | 32.6541 | 21.2187 | CZ05 | 6.037 | 6.3173
CZ06 | 35.4846 | 23.1252 | CZ06 | 4.401 | 4.5165
CZ07 | 35.9686 | 23.4844 | CZ07 | 4.3531 | 4.4573
CZ08 | 38.2552 | 24.5491 | CZ08 | 4.5237 | 4.6712
CZ09 | 40.6458 | 24.592 | CZ09 | 4.3143 | 4.3623
CZ10 | 41.5074 | 26.764 | CZ10 | 5.0814 | 5.1807
CZ11 | 44.9302 | 27.7512 | CZ11 | 7.4426 | 7.6631
CZ12 | 41.4965 | 25.8803 | CZ12 | 7.0901 | 7.3036
CZ13 | 46.1569 | 28.6091 | CZ13 | 6.0059 | 6.3679
CZ14 | 50.4577 | 31.5076 | CZ14 | 4.8843 | 5.0534
CZ15 | 55.2133 | 34.8373 | CZ15 | 3.6525 | 3.7107
CZ16 | 45.0394 | 28.2789 | CZ16 | 9.2921 | 9.2386
cDXHP ¦ Annual Electricity Intensity (kBtu/ft²) |  |  | cDXHP ¦ Annual Gas Intensity (kBtu/ft²)
Climate Zone | Existing | New Construction | Climate Zone | Existing | New Construction
CZ01 | 30.1721 | 20.9858 | CZ01 | 4.7879 | 4.7876
CZ02 | 35.9846 | 23.3358 | CZ02 | 4.4076 | 4.4043
CZ03 | 32.4533 | 21.5012 | CZ03 | 4.3952 | 4.3917
CZ04 | 36.4851 | 23.3398 | CZ04 | 4.2445 | 4.2415
CZ05 | 33.0549 | 21.6915 | CZ05 | 4.3954 | 4.3917
CZ06 | 35.4281 | 23.0844 | CZ06 | 4.0621 | 4.0585
CZ07 | 35.9722 | 23.4913 | CZ07 | 4.0092 | 4.0044
CZ08 | 38.3399 | 24.6582 | CZ08 | 4.0028 | 3.9996
CZ09 | 40.6978 | 24.6229 | CZ09 | 3.9497 | 3.9444
CZ10 | 41.8325 | 27.1035 | CZ10 | 3.9075 | 3.9033
CZ11 | 45.8708 | 28.7166 | CZ11 | 3.9826 | 3.981
CZ12 | 42.3134 | 26.7132 | CZ12 | 4.0985 | 4.0957
CZ13 | 46.7279 | 29.2557 | CZ13 | 3.8701 | 3.8675
CZ14 | 50.7934 | 31.8985 | CZ14 | 3.6752 | 3.6742
CZ15 | 55.3084 | 34.9457 | CZ15 | 3.2815 | 3.2789
CZ16 | 46.7546 | 29.8726 | CZ16 | 4.3167 | 4.3133
cDXOH ¦ Annual Electricity Intensity (kBtu/ft²) |  |  | cDXOH ¦ Annual Gas Intensity (kBtu/ft²)
Climate Zone | Existing | New Construction | Climate Zone | Existing | New Construction
CZ01 | 28.9149 | 19.4086 | CZ01 | 4.7879 | 4.7876
CZ02 | 35.1797 | 22.4219 | CZ02 | 4.4078 | 4.4048
CZ03 | 32.0371 | 20.9633 | CZ03 | 4.3952 | 4.3924
CZ04 | 36.1004 | 22.8704 | CZ04 | 4.2446 | 4.2419
CZ05 | 32.659 | 21.1938 | CZ05 | 4.3955 | 4.3919
CZ06 | 35.4823 | 23.1205 | CZ06 | 4.0621 | 4.0595
CZ07 | 35.9666 | 23.4797 | CZ07 | 4.0092 | 4.0048
CZ08 | 38.2461 | 24.5393 | CZ08 | 4.0029 | 3.9991
CZ09 | 40.6406 | 24.584 | CZ09 | 3.9497 | 3.9438
CZ10 | 41.4999 | 26.7417 | CZ10 | 3.9075 | 3.904
CZ11 | 45.1677 | 27.8329 | CZ11 | 3.9828 | 3.9806
CZ12 | 41.7036 | 25.9397 | CZ12 | 4.0986 | 4.0952
CZ13 | 46.2903 | 28.6537 | CZ13 | 3.8702 | 3.8684
CZ14 | 50.4867 | 31.4964 | CZ14 | 3.6751 | 3.6742
CZ15 | 55.2065 | 34.821 | CZ15 | 3.2816 | 3.2789
CZ16 | 45.4624 | 28.5547 | CZ16 | 4.3168 | 4.3125
cPVVG ¦ Annual Electricity Intensity (kBtu/ft²) |  |  | cPVVG ¦ Annual Gas Intensity (kBtu/ft²)
Climate Zone | Existing | New Construction | Climate Zone | Existing | New Construction
CZ01 | 21.8769 | 15.3118 | CZ01 | 14.9325 | 14.8174
CZ02 | 27.2895 | 18.1389 | CZ02 | 10.3607 | 9.7376
CZ03 | 24.9577 | 16.8723 | CZ03 | 7.9303 | 7.9944
CZ04 | 28.4665 | 18.741 | CZ04 | 7.3743 | 7.2985
CZ05 | 25.759 | 17.251 | CZ05 | 7.303 | 7.4232
CZ06 | 28.6372 | 19.1273 | CZ06 | 4.8102 | 4.9448
CZ07 | 29.0685 | 19.4118 | CZ07 | 4.7386 | 4.8767
CZ08 | 30.6722 | 20.2666 | CZ08 | 5.0569 | 5.2103
CZ09 | 32.5272 | 20.5562 | CZ09 | 4.7888 | 4.7679
CZ10 | 33.5466 | 22.4221 | CZ10 | 5.9725 | 5.9023
CZ11 | 35.721 | 23.1338 | CZ11 | 10.112 | 9.4154
CZ12 | 33.0254 | 21.5204 | CZ12 | 9.3432 | 8.8029
CZ13 | 37.1703 | 24.0806 | CZ13 | 7.9108 | 7.68
CZ14 | 40.8273 | 26.6421 | CZ14 | 6.0383 | 6.0204
CZ15 | 46.1201 | 30.5343 | CZ15 | 4.0098 | 4.0099
CZ16 | 35.0964 | 23.0357 | CZ16 | 12.5972 | 11.4306

## Raw_totalendusesannual (hidden)
Vintage | Climate Zone | HVAC System | Electricity (kBtu) | Natural Gas (kBtu)
Existing | CZ01 | cAVVG | 214756.51 | 159808.85
Existing | CZ02 | cAVVG | 279054.22 | 130307.72
Existing | CZ03 | cAVVG | 248189.48 | 88735.39
Existing | CZ04 | cAVVG | 290027.57 | 83712.75
Existing | CZ05 | cAVVG | 252359.77 | 84201.27
Existing | CZ06 | cAVVG | 295961.22 | 52327.9
Existing | CZ07 | cAVVG | 302882.3 | 52326.82
Existing | CZ08 | cAVVG | 331442.55 | 56921.64
Existing | CZ09 | cAVVG | 341019.38 | 56625.03
Existing | CZ10 | cAVVG | 342839.15 | 68601.46
Existing | CZ11 | cAVVG | 366480.63 | 115782.58
Existing | CZ12 | cAVVG | 341252.11 | 118754.14
Existing | CZ13 | cAVVG | 390429.43 | 93074.28
Existing | CZ14 | cAVVG | 456025.32 | 72677.32
Existing | CZ15 | cAVVG | 488528.87 | 49387.83
Existing | CZ16 | cAVVG | 377472.43 | 163817.35
New Construction | CZ01 | cAVVG | 159805.52 | 149130.77
New Construction | CZ02 | cAVVG | 193680.39 | 111873.5
New Construction | CZ03 | cAVVG | 173587.38 | 85115.87
New Construction | CZ04 | cAVVG | 195185.79 | 79226.32
New Construction | CZ05 | cAVVG | 174698.08 | 81263.51
New Construction | CZ06 | cAVVG | 202716.91 | 53298.16
New Construction | CZ07 | cAVVG | 211357.08 | 53194.64
New Construction | CZ08 | cAVVG | 215354.14 | 57403.76
New Construction | CZ09 | cAVVG | 220146.38 | 53823.97
New Construction | CZ10 | cAVVG | 240442.57 | 65604.63
New Construction | CZ11 | cAVVG | 248314.36 | 101685
New Construction | CZ12 | cAVVG | 235606.84 | 101154.56
New Construction | CZ13 | cAVVG | 262093.86 | 83741.37
New Construction | CZ14 | cAVVG | 287365.65 | 68700.36
New Construction | CZ15 | cAVVG | 342417.06 | 48028.48
New Construction | CZ16 | cAVVG | 242896.46 | 132291.85
Existing | CZ01 | cDXGF | 286085.91 | 112295.06
Existing | CZ02 | cDXGF | 350348.2 | 79513.95
Existing | CZ03 | cDXGF | 320061.36 | 63227.2
Existing | CZ04 | cDXGF | 360806.9 | 59048.57
Existing | CZ05 | cDXGF | 326573.5 | 60376.19
Existing | CZ06 | cDXGF | 354880.76 | 44014.47
Existing | CZ07 | cDXGF | 359721.27 | 43535.58
Existing | CZ08 | cDXGF | 382589.62 | 45241.64
Existing | CZ09 | cDXGF | 406497.58 | 43146.88
Existing | CZ10 | cDXGF | 415115.1 | 50819.46
Existing | CZ11 | cDXGF | 449346.3 | 74433.23
Existing | CZ12 | cDXGF | 415005.83 | 70907.92
Existing | CZ13 | cDXGF | 461614.03 | 60064.76
Existing | CZ14 | cDXGF | 504626.59 | 48847.71
Existing | CZ15 | cDXGF | 552187.06 | 36528.7
Existing | CZ16 | cDXGF | 450438.62 | 92929.85
New Construction | CZ01 | cDXGF | 192878.31 | 118615.93
New Construction | CZ02 | cDXGF | 224079.95 | 80366.38
New Construction | CZ03 | cDXGF | 209671.55 | 66710.28
New Construction | CZ04 | cDXGF | 228823.96 | 61591.51
New Construction | CZ05 | cDXGF | 212208.22 | 63178.89
New Construction | CZ06 | cDXGF | 231274.49 | 45169.73
New Construction | CZ07 | cDXGF | 234867.38 | 44576.92
New Construction | CZ08 | cDXGF | 245514.73 | 46716.77
New Construction | CZ09 | cDXGF | 245944.53 | 43627.01
New Construction | CZ10 | cDXGF | 267665.92 | 51811.62
New Construction | CZ11 | cDXGF | 277538.89 | 76638.36
New Construction | CZ12 | cDXGF | 258828.32 | 73042.66
New Construction | CZ13 | cDXGF | 286118.94 | 63685.68
New Construction | CZ14 | cDXGF | 315106.62 | 50539.37
New Construction | CZ15 | cDXGF | 348407.34 | 37111.07
New Construction | CZ16 | cDXGF | 282816.28 | 92395.08
Existing | CZ01 | cDXHP | 301750.37 | 47884.04
Existing | CZ02 | cDXHP | 359881.32 | 44079.83
Existing | CZ03 | cDXHP | 324564.79 | 43955.99
Existing | CZ04 | cDXHP | 364886.48 | 42449.28
Existing | CZ05 | cDXHP | 330581.78 | 43958.18
Existing | CZ06 | cDXHP | 354315.84 | 40624.97
Existing | CZ07 | cDXHP | 359757.16 | 40096.04
Existing | CZ08 | cDXHP | 383436.25 | 40032.31
Existing | CZ09 | cDXHP | 407017.42 | 39500.62
Existing | CZ10 | cDXHP | 418366.31 | 39078.36
Existing | CZ11 | cDXHP | 458753.07 | 39829.63
Existing | CZ12 | cDXHP | 423175.25 | 40989.49
Existing | CZ13 | cDXHP | 467325.12 | 38704.65
Existing | CZ14 | cDXHP | 507984.18 | 36755.25
Existing | CZ15 | cDXHP | 553138.19 | 32818.68
Existing | CZ16 | cDXHP | 467591.92 | 43171.54
New Construction | CZ01 | cDXHP | 209878.69 | 47880.68
New Construction | CZ02 | cDXHP | 233381.35 | 44047.05
New Construction | CZ03 | cDXHP | 215033.16 | 43921.76
New Construction | CZ04 | cDXHP | 233421.18 | 42418.82
New Construction | CZ05 | cDXHP | 216936.44 | 43921.67
New Construction | CZ06 | cDXHP | 230866.62 | 40589.33
New Construction | CZ07 | cDXHP | 234935.95 | 40048.3
New Construction | CZ08 | cDXHP | 246605.7 | 40000.3
New Construction | CZ09 | cDXHP | 246253.58 | 39447.85
New Construction | CZ10 | cDXHP | 271061.68 | 39037.17
New Construction | CZ11 | cDXHP | 287194.35 | 39813.44
New Construction | CZ12 | cDXHP | 267157.88 | 40960.66
New Construction | CZ13 | cDXHP | 292586.03 | 38678.88
New Construction | CZ14 | cDXHP | 319016.25 | 36745.57
New Construction | CZ15 | cDXHP | 349490.89 | 32792.1
New Construction | CZ16 | cDXHP | 298754.96 | 43137.48
Existing | CZ01 | cDXOH | 289177.47 | 47883.6
Existing | CZ02 | cDXOH | 351831.79 | 44081.99
Existing | CZ03 | cDXOH | 320402.8 | 43956.32
Existing | CZ04 | cDXOH | 361039.52 | 42450.51
Existing | CZ05 | cDXOH | 326621.61 | 43958.82
Existing | CZ06 | cDXOH | 354858.02 | 40624.68
Existing | CZ07 | cDXOH | 359701.23 | 40095.97
Existing | CZ08 | cDXOH | 382498.44 | 40032.76
Existing | CZ09 | cDXOH | 406445.4 | 39500.99
Existing | CZ10 | cDXOH | 415039.27 | 39078.56
Existing | CZ11 | cDXOH | 451720.83 | 39831.95
Existing | CZ12 | cDXOH | 417076.5 | 40989.95
Existing | CZ13 | cDXOH | 462948.59 | 38705.64
Existing | CZ14 | cDXOH | 504916.14 | 36754.82
Existing | CZ15 | cDXOH | 552118.89 | 32818.87
Existing | CZ16 | cDXOH | 454669.01 | 43172.33
New Construction | CZ01 | cDXOH | 194105.5 | 47880.97
New Construction | CZ02 | cDXOH | 224241.08 | 44052.38
New Construction | CZ03 | cDXOH | 209653.71 | 43928.17
New Construction | CZ04 | cDXOH | 228726.53 | 42423.29
New Construction | CZ05 | cDXOH | 211958.53 | 43923.74
New Construction | CZ06 | cDXOH | 231228.03 | 40599
New Construction | CZ07 | cDXOH | 234820.33 | 40052.4
New Construction | CZ08 | cDXOH | 245417.53 | 39995.4
New Construction | CZ09 | cDXOH | 245864.45 | 39442
New Construction | CZ10 | cDXOH | 267443.53 | 39044.23
New Construction | CZ11 | cDXOH | 278356.02 | 39809.65
New Construction | CZ12 | cDXOH | 259422.9 | 40955.66
New Construction | CZ13 | cDXOH | 286564.91 | 38687.36
New Construction | CZ14 | cDXOH | 314995.36 | 36745.34
New Construction | CZ15 | cDXOH | 348244.42 | 32792.46
New Construction | CZ16 | cDXOH | 285574.83 | 43128.98
Existing | CZ01 | cPVVG | 218790 | 149339.98
Existing | CZ02 | cPVVG | 272921.48 | 103616.87
Existing | CZ03 | cPVVG | 249601.51 | 79311.12
Existing | CZ04 | cPVVG | 284692.9 | 73750.49
Existing | CZ05 | cPVVG | 257615.16 | 73036.98
Existing | CZ06 | cPVVG | 286400.4 | 48106.93
Existing | CZ07 | cPVVG | 290713.09 | 47390.52
Existing | CZ08 | cPVVG | 306752.05 | 50574.21
Existing | CZ09 | cPVVG | 325304.12 | 47892.7
Existing | CZ10 | cPVVG | 335498.49 | 59731.26
Existing | CZ11 | cPVVG | 357245.37 | 101129.98
Existing | CZ12 | cPVVG | 330286.63 | 93441.63
Existing | CZ13 | cPVVG | 371739.36 | 79115.4
Existing | CZ14 | cPVVG | 408312.56 | 60388.81
Existing | CZ15 | cPVVG | 461245.87 | 40101.45
Existing | CZ16 | cPVVG | 350998.39 | 125984.5
New Construction | CZ01 | cPVVG | 153133.16 | 148188.3
New Construction | CZ02 | cPVVG | 181406.52 | 97385.63
New Construction | CZ03 | cPVVG | 168739.5 | 79952.12
New Construction | CZ04 | cPVVG | 187427.94 | 72991.85
New Construction | CZ05 | cPVVG | 172526.94 | 74238.83
New Construction | CZ06 | cPVVG | 191291.78 | 49453.17
New Construction | CZ07 | cPVVG | 194137.5 | 48771.45
New Construction | CZ08 | cPVVG | 202686.02 | 52108.29
New Construction | CZ09 | cPVVG | 205582.55 | 47683.58
New Construction | CZ10 | cPVVG | 224242.75 | 59028.85
New Construction | CZ11 | cPVVG | 231361.13 | 94163.69
New Construction | CZ12 | cPVVG | 215224.77 | 88037.49
New Construction | CZ13 | cPVVG | 240829.6 | 76807.77
New Construction | CZ14 | cPVVG | 266446.74 | 60210.13
New Construction | CZ15 | cPVVG | 305372.88 | 40102.8
New Construction | CZ16 | cPVVG | 230379.08 | 114317

## Energy Usage by End Use
Energy Consumption by End Use - Libraries
Climate Zone | HVAC System | Vintage | End Use | Electricity (kBtu) | Natural Gas (kBtu) | Note
CZ01 | cAVVG | Existing | Heating | 0 | 111926.07
CZ01 | cAVVG | Existing | Cooling | 2573.57 | 0
CZ01 | cAVVG | Existing | Interior Lighting | 100038.91 | 0
CZ01 | cAVVG | Existing | Exterior Lighting | 0 | 0
CZ01 | cAVVG | Existing | Interior Equipment | 79808.82 | 0
CZ01 | cAVVG | Existing | Exterior Equipment | 0 | 0
CZ01 | cAVVG | Existing | Fans | 32062.98 | 0
CZ01 | cAVVG | Existing | Pumps | 272.23 | 0
CZ01 | cAVVG | Existing | Heat Rejection | 0 | 0
CZ01 | cAVVG | Existing | Humidification | 0 | 0
CZ01 | cAVVG | Existing | Heat Recovery | 0 | 0
CZ01 | cAVVG | Existing | Water Systems | 0 | 47882.78
CZ01 | cAVVG | Existing | Refrigeration | 0 | 0
CZ01 | cAVVG | Existing | Generators | 0 | 0
CZ01 | cAVVG | Existing | Total End Uses | 214756.51 | 159808.85
CZ02 | cAVVG | Existing | Heating | 0 | 86228.06
CZ02 | cAVVG | Existing | Cooling | 51147.08 | 0
CZ02 | cAVVG | Existing | Interior Lighting | 100038.91 | 0
CZ02 | cAVVG | Existing | Exterior Lighting | 0 | 0
CZ02 | cAVVG | Existing | Interior Equipment | 79808.82 | 0
CZ02 | cAVVG | Existing | Exterior Equipment | 0 | 0
CZ02 | cAVVG | Existing | Fans | 45834.16 | 0
CZ02 | cAVVG | Existing | Pumps | 2225.25 | 0
CZ02 | cAVVG | Existing | Heat Rejection | 0 | 0
CZ02 | cAVVG | Existing | Humidification | 0 | 0
CZ02 | cAVVG | Existing | Heat Recovery | 0 | 0
CZ02 | cAVVG | Existing | Water Systems | 0 | 44079.66
CZ02 | cAVVG | Existing | Refrigeration | 0 | 0
CZ02 | cAVVG | Existing | Generators | 0 | 0
CZ02 | cAVVG | Existing | Total End Uses | 279054.22 | 130307.72
CZ03 | cAVVG | Existing | Heating | 0 | 44781.04
CZ03 | cAVVG | Existing | Cooling | 30894.65 | 0
CZ03 | cAVVG | Existing | Interior Lighting | 100038.91 | 0
CZ03 | cAVVG | Existing | Exterior Lighting | 0 | 0
CZ03 | cAVVG | Existing | Interior Equipment | 79808.82 | 0
CZ03 | cAVVG | Existing | Exterior Equipment | 0 | 0
CZ03 | cAVVG | Existing | Fans | 35754.16 | 0
CZ03 | cAVVG | Existing | Pumps | 1692.94 | 0
CZ03 | cAVVG | Existing | Heat Rejection | 0 | 0
CZ03 | cAVVG | Existing | Humidification | 0 | 0
CZ03 | cAVVG | Existing | Heat Recovery | 0 | 0
CZ03 | cAVVG | Existing | Water Systems | 0 | 43954.34
CZ03 | cAVVG | Existing | Refrigeration | 0 | 0
CZ03 | cAVVG | Existing | Generators | 0 | 0
CZ03 | cAVVG | Existing | Total End Uses | 248189.48 | 88735.39
CZ04 | cAVVG | Existing | Heating | 0 | 41261.09
CZ04 | cAVVG | Existing | Cooling | 62370.22 | 0
CZ04 | cAVVG | Existing | Interior Lighting | 100038.91 | 0
CZ04 | cAVVG | Existing | Exterior Lighting | 0 | 0
CZ04 | cAVVG | Existing | Interior Equipment | 79808.82 | 0
CZ04 | cAVVG | Existing | Exterior Equipment | 0 | 0
CZ04 | cAVVG | Existing | Fans | 45198.23 | 0
CZ04 | cAVVG | Existing | Pumps | 2611.4 | 0
CZ04 | cAVVG | Existing | Heat Rejection | 0 | 0
CZ04 | cAVVG | Existing | Humidification | 0 | 0
CZ04 | cAVVG | Existing | Heat Recovery | 0 | 0
CZ04 | cAVVG | Existing | Water Systems | 0 | 42451.67
CZ04 | cAVVG | Existing | Refrigeration | 0 | 0
CZ04 | cAVVG | Existing | Generators | 0 | 0
CZ04 | cAVVG | Existing | Total End Uses | 290027.57 | 83712.75
CZ05 | cAVVG | Existing | Heating | 0 | 40244.85
CZ05 | cAVVG | Existing | Cooling | 36721.49 | 0
CZ05 | cAVVG | Existing | Interior Lighting | 100038.91 | 0
CZ05 | cAVVG | Existing | Exterior Lighting | 0 | 0
CZ05 | cAVVG | Existing | Interior Equipment | 79808.82 | 0
CZ05 | cAVVG | Existing | Exterior Equipment | 0 | 0
CZ05 | cAVVG | Existing | Fans | 34120.13 | 0
CZ05 | cAVVG | Existing | Pumps | 1670.41 | 0
CZ05 | cAVVG | Existing | Heat Rejection | 0 | 0
CZ05 | cAVVG | Existing | Humidification | 0 | 0
CZ05 | cAVVG | Existing | Heat Recovery | 0 | 0
CZ05 | cAVVG | Existing | Water Systems | 0 | 43956.42
CZ05 | cAVVG | Existing | Refrigeration | 0 | 0
CZ05 | cAVVG | Existing | Generators | 0 | 0
CZ05 | cAVVG | Existing | Total End Uses | 252359.77 | 84201.27
CZ06 | cAVVG | Existing | Heating | 0 | 11699.06
CZ06 | cAVVG | Existing | Cooling | 66830.16 | 0
CZ06 | cAVVG | Existing | Interior Lighting | 100038.91 | 0
CZ06 | cAVVG | Existing | Exterior Lighting | 0 | 0
CZ06 | cAVVG | Existing | Interior Equipment | 79808.82 | 0
CZ06 | cAVVG | Existing | Exterior Equipment | 0 | 0
CZ06 | cAVVG | Existing | Fans | 46241.44 | 0
CZ06 | cAVVG | Existing | Pumps | 3041.88 | 0
CZ06 | cAVVG | Existing | Heat Rejection | 0 | 0
CZ06 | cAVVG | Existing | Humidification | 0 | 0
CZ06 | cAVVG | Existing | Heat Recovery | 0 | 0
CZ06 | cAVVG | Existing | Water Systems | 0 | 40628.83
CZ06 | cAVVG | Existing | Refrigeration | 0 | 0
CZ06 | cAVVG | Existing | Generators | 0 | 0
CZ06 | cAVVG | Existing | Total End Uses | 295961.22 | 52327.9
CZ07 | cAVVG | Existing | Heating | 0 | 12228.84
CZ07 | cAVVG | Existing | Cooling | 73445.12 | 0
CZ07 | cAVVG | Existing | Interior Lighting | 100038.91 | 0
CZ07 | cAVVG | Existing | Exterior Lighting | 0 | 0
CZ07 | cAVVG | Existing | Interior Equipment | 79808.82 | 0
CZ07 | cAVVG | Existing | Exterior Equipment | 0 | 0
CZ07 | cAVVG | Existing | Fans | 46299.53 | 0
CZ07 | cAVVG | Existing | Pumps | 3289.92 | 0
CZ07 | cAVVG | Existing | Heat Rejection | 0 | 0
CZ07 | cAVVG | Existing | Humidification | 0 | 0
CZ07 | cAVVG | Existing | Heat Recovery | 0 | 0
CZ07 | cAVVG | Existing | Water Systems | 0 | 40097.98
CZ07 | cAVVG | Existing | Refrigeration | 0 | 0
CZ07 | cAVVG | Existing | Generators | 0 | 0
CZ07 | cAVVG | Existing | Total End Uses | 302882.3 | 52326.82
CZ08 | cAVVG | Existing | Heating | 0 | 16886.38
CZ08 | cAVVG | Existing | Cooling | 92271.93 | 0
CZ08 | cAVVG | Existing | Interior Lighting | 100038.91 | 0
CZ08 | cAVVG | Existing | Exterior Lighting | 0 | 0
CZ08 | cAVVG | Existing | Interior Equipment | 79808.82 | 0
CZ08 | cAVVG | Existing | Exterior Equipment | 0 | 0
CZ08 | cAVVG | Existing | Fans | 55689.29 | 0
CZ08 | cAVVG | Existing | Pumps | 3633.6 | 0
CZ08 | cAVVG | Existing | Heat Rejection | 0 | 0
CZ08 | cAVVG | Existing | Humidification | 0 | 0
CZ08 | cAVVG | Existing | Heat Recovery | 0 | 0
CZ08 | cAVVG | Existing | Water Systems | 0 | 40035.26
CZ08 | cAVVG | Existing | Refrigeration | 0 | 0
CZ08 | cAVVG | Existing | Generators | 0 | 0
CZ08 | cAVVG | Existing | Total End Uses | 331442.55 | 56921.64
CZ09 | cAVVG | Existing | Heating | 0 | 17123.54
CZ09 | cAVVG | Existing | Cooling | 101262.8 | 0
CZ09 | cAVVG | Existing | Interior Lighting | 100038.91 | 0
CZ09 | cAVVG | Existing | Exterior Lighting | 0 | 0
CZ09 | cAVVG | Existing | Interior Equipment | 79808.82 | 0
CZ09 | cAVVG | Existing | Exterior Equipment | 0 | 0
CZ09 | cAVVG | Existing | Fans | 55981.37 | 0
CZ09 | cAVVG | Existing | Pumps | 3927.49 | 0
CZ09 | cAVVG | Existing | Heat Rejection | 0 | 0
CZ09 | cAVVG | Existing | Humidification | 0 | 0
CZ09 | cAVVG | Existing | Heat Recovery | 0 | 0
CZ09 | cAVVG | Existing | Water Systems | 0 | 39501.49
CZ09 | cAVVG | Existing | Refrigeration | 0 | 0
CZ09 | cAVVG | Existing | Generators | 0 | 0
CZ09 | cAVVG | Existing | Total End Uses | 341019.38 | 56625.03
CZ10 | cAVVG | Existing | Heating | 0 | 29521.2
CZ10 | cAVVG | Existing | Cooling | 108873.94 | 0
CZ10 | cAVVG | Existing | Interior Lighting | 100038.91 | 0
CZ10 | cAVVG | Existing | Exterior Lighting | 0 | 0
CZ10 | cAVVG | Existing | Interior Equipment | 79808.82 | 0
CZ10 | cAVVG | Existing | Exterior Equipment | 0 | 0
CZ10 | cAVVG | Existing | Fans | 51235.55 | 0
CZ10 | cAVVG | Existing | Pumps | 2881.93 | 0
CZ10 | cAVVG | Existing | Heat Rejection | 0 | 0
CZ10 | cAVVG | Existing | Humidification | 0 | 0
CZ10 | cAVVG | Existing | Heat Recovery | 0 | 0
CZ10 | cAVVG | Existing | Water Systems | 0 | 39080.26
CZ10 | cAVVG | Existing | Refrigeration | 0 | 0
CZ10 | cAVVG | Existing | Generators | 0 | 0
CZ10 | cAVVG | Existing | Total End Uses | 342839.15 | 68601.46
CZ11 | cAVVG | Existing | Heating | 0 | 75950.66
CZ11 | cAVVG | Existing | Cooling | 120650.28 | 0
CZ11 | cAVVG | Existing | Interior Lighting | 100038.91 | 0
CZ11 | cAVVG | Existing | Exterior Lighting | 0 | 0
CZ11 | cAVVG | Existing | Interior Equipment | 79808.82 | 0
CZ11 | cAVVG | Existing | Exterior Equipment | 0 | 0
CZ11 | cAVVG | Existing | Fans | 63199.24 | 0
CZ11 | cAVVG | Existing | Pumps | 2783.38 | 0
CZ11 | cAVVG | Existing | Heat Rejection | 0 | 0
CZ11 | cAVVG | Existing | Humidification | 0 | 0
CZ11 | cAVVG | Existing | Heat Recovery | 0 | 0
CZ11 | cAVVG | Existing | Water Systems | 0 | 39831.92
CZ11 | cAVVG | Existing | Refrigeration | 0 | 0
CZ11 | cAVVG | Existing | Generators | 0 | 0
CZ11 | cAVVG | Existing | Total End Uses | 366480.63 | 115782.58
CZ12 | cAVVG | Existing | Heating | 0 | 77765.27
CZ12 | cAVVG | Existing | Cooling | 100091.09 | 0
CZ12 | cAVVG | Existing | Interior Lighting | 100038.91 | 0
CZ12 | cAVVG | Existing | Exterior Lighting | 0 | 0
CZ12 | cAVVG | Existing | Interior Equipment | 79808.82 | 0
CZ12 | cAVVG | Existing | Exterior Equipment | 0 | 0
CZ12 | cAVVG | Existing | Fans | 58607.53 | 0
CZ12 | cAVVG | Existing | Pumps | 2705.76 | 0
CZ12 | cAVVG | Existing | Heat Rejection | 0 | 0
CZ12 | cAVVG | Existing | Humidification | 0 | 0
CZ12 | cAVVG | Existing | Heat Recovery | 0 | 0
CZ12 | cAVVG | Existing | Water Systems | 0 | 40988.87
CZ12 | cAVVG | Existing | Refrigeration | 0 | 0
CZ12 | cAVVG | Existing | Generators | 0 | 0
CZ12 | cAVVG | Existing | Total End Uses | 341252.11 | 118754.14
CZ13 | cAVVG | Existing | Heating | 0 | 54367.18
CZ13 | cAVVG | Existing | Cooling | 137058.45 | 0
CZ13 | cAVVG | Existing | Interior Lighting | 100038.91 | 0
CZ13 | cAVVG | Existing | Exterior Lighting | 0 | 0
CZ13 | cAVVG | Existing | Interior Equipment | 79808.82 | 0
CZ13 | cAVVG | Existing | Exterior Equipment | 0 | 0
CZ13 | cAVVG | Existing | Fans | 70326.53 | 0
CZ13 | cAVVG | Existing | Pumps | 3196.72 | 0
CZ13 | cAVVG | Existing | Heat Rejection | 0 | 0
CZ13 | cAVVG | Existing | Humidification | 0 | 0
CZ13 | cAVVG | Existing | Heat Recovery | 0 | 0
CZ13 | cAVVG | Existing | Water Systems | 0 | 38707.1
CZ13 | cAVVG | Existing | Refrigeration | 0 | 0
CZ13 | cAVVG | Existing | Generators | 0 | 0
CZ13 | cAVVG | Existing | Total End Uses | 390429.43 | 93074.28
CZ14 | cAVVG | Existing | Heating | 0 | 35918.7
CZ14 | cAVVG | Existing | Cooling | 179074.78 | 0
CZ14 | cAVVG | Existing | Interior Lighting | 100038.91 | 0
CZ14 | cAVVG | Existing | Exterior Lighting | 0 | 0
CZ14 | cAVVG | Existing | Interior Equipment | 79808.82 | 0
CZ14 | cAVVG | Existing | Exterior Equipment | 0 | 0
CZ14 | cAVVG | Existing | Fans | 92559.9 | 0
CZ14 | cAVVG | Existing | Pumps | 4542.92 | 0
CZ14 | cAVVG | Existing | Heat Rejection | 0 | 0
CZ14 | cAVVG | Existing | Humidification | 0 | 0
CZ14 | cAVVG | Existing | Heat Recovery | 0 | 0
CZ14 | cAVVG | Existing | Water Systems | 0 | 36758.62
CZ14 | cAVVG | Existing | Refrigeration | 0 | 0
CZ14 | cAVVG | Existing | Generators | 0 | 0
CZ14 | cAVVG | Existing | Total End Uses | 456025.32 | 72677.32
CZ15 | cAVVG | Existing | Heating | 0 | 16566.98
CZ15 | cAVVG | Existing | Cooling | 229973.32 | 0
CZ15 | cAVVG | Existing | Interior Lighting | 100038.91 | 0
CZ15 | cAVVG | Existing | Exterior Lighting | 0 | 0
CZ15 | cAVVG | Existing | Interior Equipment | 79808.82 | 0
CZ15 | cAVVG | Existing | Exterior Equipment | 0 | 0
CZ15 | cAVVG | Existing | Fans | 74421.37 | 0
CZ15 | cAVVG | Existing | Pumps | 4286.45 | 0
CZ15 | cAVVG | Existing | Heat Rejection | 0 | 0
CZ15 | cAVVG | Existing | Humidification | 0 | 0
CZ15 | cAVVG | Existing | Heat Recovery | 0 | 0
CZ15 | cAVVG | Existing | Water Systems | 0 | 32820.85
CZ15 | cAVVG | Existing | Refrigeration | 0 | 0
CZ15 | cAVVG | Existing | Generators | 0 | 0
CZ15 | cAVVG | Existing | Total End Uses | 488528.87 | 49387.83
CZ16 | cAVVG | Existing | Heating | 0 | 120646.16
CZ16 | cAVVG | Existing | Cooling | 112371.72 | 0
CZ16 | cAVVG | Existing | Interior Lighting | 100038.91 | 0
CZ16 | cAVVG | Existing | Exterior Lighting | 0 | 0
CZ16 | cAVVG | Existing | Interior Equipment | 79808.82 | 0
CZ16 | cAVVG | Existing | Exterior Equipment | 0 | 0
CZ16 | cAVVG | Existing | Fans | 82051.28 | 0
CZ16 | cAVVG | Existing | Pumps | 3201.7 | 0
CZ16 | cAVVG | Existing | Heat Rejection | 0 | 0
CZ16 | cAVVG | Existing | Humidification | 0 | 0
CZ16 | cAVVG | Existing | Heat Recovery | 0 | 0
CZ16 | cAVVG | Existing | Water Systems | 0 | 43171.2
CZ16 | cAVVG | Existing | Refrigeration | 0 | 0
CZ16 | cAVVG | Existing | Generators | 0 | 0
CZ16 | cAVVG | Existing | Total End Uses | 377472.43 | 163817.35
CZ01 | cAVVG | New Construction | Heating | 0 | 101248.64
CZ01 | cAVVG | New Construction | Cooling | 1563.66 | 0
CZ01 | cAVVG | New Construction | Interior Lighting | 50497.29 | 0
CZ01 | cAVVG | New Construction | Exterior Lighting | 0 | 0
CZ01 | cAVVG | New Construction | Interior Equipment | 79808.82 | 0
CZ01 | cAVVG | New Construction | Exterior Equipment | 0 | 0
CZ01 | cAVVG | New Construction | Fans | 27780.92 | 0
CZ01 | cAVVG | New Construction | Pumps | 154.83 | 0
CZ01 | cAVVG | New Construction | Heat Rejection | 0 | 0
CZ01 | cAVVG | New Construction | Humidification | 0 | 0
CZ01 | cAVVG | New Construction | Heat Recovery | 0 | 0
CZ01 | cAVVG | New Construction | Water Systems | 0 | 47882.13
CZ01 | cAVVG | New Construction | Refrigeration | 0 | 0
CZ01 | cAVVG | New Construction | Generators | 0 | 0
CZ01 | cAVVG | New Construction | Total End Uses | 159805.52 | 149130.77
CZ02 | cAVVG | New Construction | Heating | 0 | 67816.32
CZ02 | cAVVG | New Construction | Cooling | 29868.52 | 0
CZ02 | cAVVG | New Construction | Interior Lighting | 50497.29 | 0
CZ02 | cAVVG | New Construction | Exterior Lighting | 0 | 0
CZ02 | cAVVG | New Construction | Interior Equipment | 79808.82 | 0
CZ02 | cAVVG | New Construction | Exterior Equipment | 0 | 0
CZ02 | cAVVG | New Construction | Fans | 32484.49 | 0
CZ02 | cAVVG | New Construction | Pumps | 1021.27 | 0
CZ02 | cAVVG | New Construction | Heat Rejection | 0 | 0
CZ02 | cAVVG | New Construction | Humidification | 0 | 0
CZ02 | cAVVG | New Construction | Heat Recovery | 0 | 0
CZ02 | cAVVG | New Construction | Water Systems | 0 | 44057.17
CZ02 | cAVVG | New Construction | Refrigeration | 0 | 0
CZ02 | cAVVG | New Construction | Generators | 0 | 0
CZ02 | cAVVG | New Construction | Total End Uses | 193680.39 | 111873.5
CZ03 | cAVVG | New Construction | Heating | 0 | 41200.12
CZ03 | cAVVG | New Construction | Cooling | 18146.65 | 0
CZ03 | cAVVG | New Construction | Interior Lighting | 50497.29 | 0
CZ03 | cAVVG | New Construction | Exterior Lighting | 0 | 0
CZ03 | cAVVG | New Construction | Interior Equipment | 79808.82 | 0
CZ03 | cAVVG | New Construction | Exterior Equipment | 0 | 0
CZ03 | cAVVG | New Construction | Fans | 24139.87 | 0
CZ03 | cAVVG | New Construction | Pumps | 994.74 | 0
CZ03 | cAVVG | New Construction | Heat Rejection | 0 | 0
CZ03 | cAVVG | New Construction | Humidification | 0 | 0
CZ03 | cAVVG | New Construction | Heat Recovery | 0 | 0
CZ03 | cAVVG | New Construction | Water Systems | 0 | 43915.75
CZ03 | cAVVG | New Construction | Refrigeration | 0 | 0
CZ03 | cAVVG | New Construction | Generators | 0 | 0
CZ03 | cAVVG | New Construction | Total End Uses | 173587.38 | 85115.87
CZ04 | cAVVG | New Construction | Heating | 0 | 36805.26
CZ04 | cAVVG | New Construction | Cooling | 35355.13 | 0
CZ04 | cAVVG | New Construction | Interior Lighting | 50497.29 | 0
CZ04 | cAVVG | New Construction | Exterior Lighting | 0 | 0
CZ04 | cAVVG | New Construction | Interior Equipment | 79808.82 | 0
CZ04 | cAVVG | New Construction | Exterior Equipment | 0 | 0
CZ04 | cAVVG | New Construction | Fans | 28390.71 | 0
CZ04 | cAVVG | New Construction | Pumps | 1133.83 | 0
CZ04 | cAVVG | New Construction | Heat Rejection | 0 | 0
CZ04 | cAVVG | New Construction | Humidification | 0 | 0
CZ04 | cAVVG | New Construction | Heat Recovery | 0 | 0
CZ04 | cAVVG | New Construction | Water Systems | 0 | 42421.06
CZ04 | cAVVG | New Construction | Refrigeration | 0 | 0
CZ04 | cAVVG | New Construction | Generators | 0 | 0
CZ04 | cAVVG | New Construction | Total End Uses | 195185.79 | 79226.32
CZ05 | cAVVG | New Construction | Heating | 0 | 37340.65
CZ05 | cAVVG | New Construction | Cooling | 20930.67 | 0
CZ05 | cAVVG | New Construction | Interior Lighting | 50497.29 | 0
CZ05 | cAVVG | New Construction | Exterior Lighting | 0 | 0
CZ05 | cAVVG | New Construction | Interior Equipment | 79808.82 | 0
CZ05 | cAVVG | New Construction | Exterior Equipment | 0 | 0
CZ05 | cAVVG | New Construction | Fans | 22518.29 | 0
CZ05 | cAVVG | New Construction | Pumps | 943 | 0
CZ05 | cAVVG | New Construction | Heat Rejection | 0 | 0
CZ05 | cAVVG | New Construction | Humidification | 0 | 0
CZ05 | cAVVG | New Construction | Heat Recovery | 0 | 0
CZ05 | cAVVG | New Construction | Water Systems | 0 | 43922.86
CZ05 | cAVVG | New Construction | Refrigeration | 0 | 0
CZ05 | cAVVG | New Construction | Generators | 0 | 0
CZ05 | cAVVG | New Construction | Total End Uses | 174698.08 | 81263.51
CZ06 | cAVVG | New Construction | Heating | 0 | 12711.98
CZ06 | cAVVG | New Construction | Cooling | 41534.68 | 0
CZ06 | cAVVG | New Construction | Interior Lighting | 50497.29 | 0
CZ06 | cAVVG | New Construction | Exterior Lighting | 0 | 0
CZ06 | cAVVG | New Construction | Interior Equipment | 79808.82 | 0
CZ06 | cAVVG | New Construction | Exterior Equipment | 0 | 0
CZ06 | cAVVG | New Construction | Fans | 29034.77 | 0
CZ06 | cAVVG | New Construction | Pumps | 1841.35 | 0
CZ06 | cAVVG | New Construction | Heat Rejection | 0 | 0
CZ06 | cAVVG | New Construction | Humidification | 0 | 0
CZ06 | cAVVG | New Construction | Heat Recovery | 0 | 0
CZ06 | cAVVG | New Construction | Water Systems | 0 | 40586.18
CZ06 | cAVVG | New Construction | Refrigeration | 0 | 0
CZ06 | cAVVG | New Construction | Generators | 0 | 0
CZ06 | cAVVG | New Construction | Total End Uses | 202716.91 | 53298.16
CZ07 | cAVVG | New Construction | Heating | 0 | 13136.89
CZ07 | cAVVG | New Construction | Cooling | 47925.4 | 0
CZ07 | cAVVG | New Construction | Interior Lighting | 50497.29 | 0
CZ07 | cAVVG | New Construction | Exterior Lighting | 0 | 0
CZ07 | cAVVG | New Construction | Interior Equipment | 79808.82 | 0
CZ07 | cAVVG | New Construction | Exterior Equipment | 0 | 0
CZ07 | cAVVG | New Construction | Fans | 31035 | 0
CZ07 | cAVVG | New Construction | Pumps | 2090.57 | 0
CZ07 | cAVVG | New Construction | Heat Rejection | 0 | 0
CZ07 | cAVVG | New Construction | Humidification | 0 | 0
CZ07 | cAVVG | New Construction | Heat Recovery | 0 | 0
CZ07 | cAVVG | New Construction | Water Systems | 0 | 40057.75
CZ07 | cAVVG | New Construction | Refrigeration | 0 | 0
CZ07 | cAVVG | New Construction | Generators | 0 | 0
CZ07 | cAVVG | New Construction | Total End Uses | 211357.08 | 53194.64
CZ08 | cAVVG | New Construction | Heating | 0 | 17413.48
CZ08 | cAVVG | New Construction | Cooling | 52485.31 | 0
CZ08 | cAVVG | New Construction | Interior Lighting | 50497.29 | 0
CZ08 | cAVVG | New Construction | Exterior Lighting | 0 | 0
CZ08 | cAVVG | New Construction | Interior Equipment | 79808.82 | 0
CZ08 | cAVVG | New Construction | Exterior Equipment | 0 | 0
CZ08 | cAVVG | New Construction | Fans | 30887.37 | 0
CZ08 | cAVVG | New Construction | Pumps | 1675.34 | 0
CZ08 | cAVVG | New Construction | Heat Rejection | 0 | 0
CZ08 | cAVVG | New Construction | Humidification | 0 | 0
CZ08 | cAVVG | New Construction | Heat Recovery | 0 | 0
CZ08 | cAVVG | New Construction | Water Systems | 0 | 39990.27
CZ08 | cAVVG | New Construction | Refrigeration | 0 | 0
CZ08 | cAVVG | New Construction | Generators | 0 | 0
CZ08 | cAVVG | New Construction | Total End Uses | 215354.14 | 57403.76
CZ09 | cAVVG | New Construction | Heating | 0 | 14365.9
CZ09 | cAVVG | New Construction | Cooling | 56118.84 | 0
CZ09 | cAVVG | New Construction | Interior Lighting | 50497.29 | 0
CZ09 | cAVVG | New Construction | Exterior Lighting | 0 | 0
CZ09 | cAVVG | New Construction | Interior Equipment | 79808.82 | 0
CZ09 | cAVVG | New Construction | Exterior Equipment | 0 | 0
CZ09 | cAVVG | New Construction | Fans | 32081.97 | 0
CZ09 | cAVVG | New Construction | Pumps | 1639.45 | 0
CZ09 | cAVVG | New Construction | Heat Rejection | 0 | 0
CZ09 | cAVVG | New Construction | Humidification | 0 | 0
CZ09 | cAVVG | New Construction | Heat Recovery | 0 | 0
CZ09 | cAVVG | New Construction | Water Systems | 0 | 39458.07
CZ09 | cAVVG | New Construction | Refrigeration | 0 | 0
CZ09 | cAVVG | New Construction | Generators | 0 | 0
CZ09 | cAVVG | New Construction | Total End Uses | 220146.38 | 53823.97
CZ10 | cAVVG | New Construction | Heating | 0 | 26558.36
CZ10 | cAVVG | New Construction | Cooling | 72701.86 | 0
CZ10 | cAVVG | New Construction | Interior Lighting | 50497.29 | 0
CZ10 | cAVVG | New Construction | Exterior Lighting | 0 | 0
CZ10 | cAVVG | New Construction | Interior Equipment | 79808.82 | 0
CZ10 | cAVVG | New Construction | Exterior Equipment | 0 | 0
CZ10 | cAVVG | New Construction | Fans | 35704.14 | 0
CZ10 | cAVVG | New Construction | Pumps | 1730.46 | 0
CZ10 | cAVVG | New Construction | Heat Rejection | 0 | 0
CZ10 | cAVVG | New Construction | Humidification | 0 | 0
CZ10 | cAVVG | New Construction | Heat Recovery | 0 | 0
CZ10 | cAVVG | New Construction | Water Systems | 0 | 39046.27
CZ10 | cAVVG | New Construction | Refrigeration | 0 | 0
CZ10 | cAVVG | New Construction | Generators | 0 | 0
CZ10 | cAVVG | New Construction | Total End Uses | 240442.57 | 65604.63
CZ11 | cAVVG | New Construction | Heating | 0 | 61876.57
CZ11 | cAVVG | New Construction | Cooling | 76310.24 | 0
CZ11 | cAVVG | New Construction | Interior Lighting | 50497.29 | 0
CZ11 | cAVVG | New Construction | Exterior Lighting | 0 | 0
CZ11 | cAVVG | New Construction | Interior Equipment | 79808.82 | 0
CZ11 | cAVVG | New Construction | Exterior Equipment | 0 | 0
CZ11 | cAVVG | New Construction | Fans | 40154.9 | 0
CZ11 | cAVVG | New Construction | Pumps | 1543.11 | 0
CZ11 | cAVVG | New Construction | Heat Rejection | 0 | 0
CZ11 | cAVVG | New Construction | Humidification | 0 | 0
CZ11 | cAVVG | New Construction | Heat Recovery | 0 | 0
CZ11 | cAVVG | New Construction | Water Systems | 0 | 39808.43
CZ11 | cAVVG | New Construction | Refrigeration | 0 | 0
CZ11 | cAVVG | New Construction | Generators | 0 | 0
CZ11 | cAVVG | New Construction | Total End Uses | 248314.36 | 101685
CZ12 | cAVVG | New Construction | Heating | 0 | 60198.49
CZ12 | cAVVG | New Construction | Cooling | 63287.27 | 0
CZ12 | cAVVG | New Construction | Interior Lighting | 50497.29 | 0
CZ12 | cAVVG | New Construction | Exterior Lighting | 0 | 0
CZ12 | cAVVG | New Construction | Interior Equipment | 79808.82 | 0
CZ12 | cAVVG | New Construction | Exterior Equipment | 0 | 0
CZ12 | cAVVG | New Construction | Fans | 40473.23 | 0
CZ12 | cAVVG | New Construction | Pumps | 1540.23 | 0
CZ12 | cAVVG | New Construction | Heat Rejection | 0 | 0
CZ12 | cAVVG | New Construction | Humidification | 0 | 0
CZ12 | cAVVG | New Construction | Heat Recovery | 0 | 0
CZ12 | cAVVG | New Construction | Water Systems | 0 | 40956.07
CZ12 | cAVVG | New Construction | Refrigeration | 0 | 0
CZ12 | cAVVG | New Construction | Generators | 0 | 0
CZ12 | cAVVG | New Construction | Total End Uses | 235606.84 | 101154.56
CZ13 | cAVVG | New Construction | Heating | 0 | 45046.58
CZ13 | cAVVG | New Construction | Cooling | 86262.49 | 0
CZ13 | cAVVG | New Construction | Interior Lighting | 50497.29 | 0
CZ13 | cAVVG | New Construction | Exterior Lighting | 0 | 0
CZ13 | cAVVG | New Construction | Interior Equipment | 79808.82 | 0
CZ13 | cAVVG | New Construction | Exterior Equipment | 0 | 0
CZ13 | cAVVG | New Construction | Fans | 43696.1 | 0
CZ13 | cAVVG | New Construction | Pumps | 1829.16 | 0
CZ13 | cAVVG | New Construction | Heat Rejection | 0 | 0
CZ13 | cAVVG | New Construction | Humidification | 0 | 0
CZ13 | cAVVG | New Construction | Heat Recovery | 0 | 0
CZ13 | cAVVG | New Construction | Water Systems | 0 | 38694.79
CZ13 | cAVVG | New Construction | Refrigeration | 0 | 0
CZ13 | cAVVG | New Construction | Generators | 0 | 0
CZ13 | cAVVG | New Construction | Total End Uses | 262093.86 | 83741.37
CZ14 | cAVVG | New Construction | Heating | 0 | 31955.86
CZ14 | cAVVG | New Construction | Cooling | 107832.11 | 0
CZ14 | cAVVG | New Construction | Interior Lighting | 50497.29 | 0
CZ14 | cAVVG | New Construction | Exterior Lighting | 0 | 0
CZ14 | cAVVG | New Construction | Interior Equipment | 79808.82 | 0
CZ14 | cAVVG | New Construction | Exterior Equipment | 0 | 0
CZ14 | cAVVG | New Construction | Fans | 47490.02 | 0
CZ14 | cAVVG | New Construction | Pumps | 1737.4 | 0
CZ14 | cAVVG | New Construction | Heat Rejection | 0 | 0
CZ14 | cAVVG | New Construction | Humidification | 0 | 0
CZ14 | cAVVG | New Construction | Heat Recovery | 0 | 0
CZ14 | cAVVG | New Construction | Water Systems | 0 | 36744.5
CZ14 | cAVVG | New Construction | Refrigeration | 0 | 0
CZ14 | cAVVG | New Construction | Generators | 0 | 0
CZ14 | cAVVG | New Construction | Total End Uses | 287365.65 | 68700.36
CZ15 | cAVVG | New Construction | Heating | 0 | 15239.8
CZ15 | cAVVG | New Construction | Cooling | 158032.17 | 0
CZ15 | cAVVG | New Construction | Interior Lighting | 50497.29 | 0
CZ15 | cAVVG | New Construction | Exterior Lighting | 0 | 0
CZ15 | cAVVG | New Construction | Interior Equipment | 79808.82 | 0
CZ15 | cAVVG | New Construction | Exterior Equipment | 0 | 0
CZ15 | cAVVG | New Construction | Fans | 51492.2 | 0
CZ15 | cAVVG | New Construction | Pumps | 2586.58 | 0
CZ15 | cAVVG | New Construction | Heat Rejection | 0 | 0
CZ15 | cAVVG | New Construction | Humidification | 0 | 0
CZ15 | cAVVG | New Construction | Heat Recovery | 0 | 0
CZ15 | cAVVG | New Construction | Water Systems | 0 | 32788.68
CZ15 | cAVVG | New Construction | Refrigeration | 0 | 0
CZ15 | cAVVG | New Construction | Generators | 0 | 0
CZ15 | cAVVG | New Construction | Total End Uses | 342417.06 | 48028.48
CZ16 | cAVVG | New Construction | Heating | 0 | 89153.2
CZ16 | cAVVG | New Construction | Cooling | 66388.06 | 0
CZ16 | cAVVG | New Construction | Interior Lighting | 50497.29 | 0
CZ16 | cAVVG | New Construction | Exterior Lighting | 0 | 0
CZ16 | cAVVG | New Construction | Interior Equipment | 79808.82 | 0
CZ16 | cAVVG | New Construction | Exterior Equipment | 0 | 0
CZ16 | cAVVG | New Construction | Fans | 44519.49 | 0
CZ16 | cAVVG | New Construction | Pumps | 1682.8 | 0
CZ16 | cAVVG | New Construction | Heat Rejection | 0 | 0
CZ16 | cAVVG | New Construction | Humidification | 0 | 0
CZ16 | cAVVG | New Construction | Heat Recovery | 0 | 0
CZ16 | cAVVG | New Construction | Water Systems | 0 | 43138.65
CZ16 | cAVVG | New Construction | Refrigeration | 0 | 0
CZ16 | cAVVG | New Construction | Generators | 0 | 0
CZ16 | cAVVG | New Construction | Total End Uses | 242896.46 | 132291.85
CZ01 | cDXGF | Existing | Heating | 0 | 64411.02
CZ01 | cDXGF | Existing | Cooling | 986.7 | 0
CZ01 | cDXGF | Existing | Interior Lighting | 100038.91 | 0
CZ01 | cDXGF | Existing | Exterior Lighting | 0 | 0
CZ01 | cDXGF | Existing | Interior Equipment | 79808.82 | 0
CZ01 | cDXGF | Existing | Exterior Equipment | 0 | 0
CZ01 | cDXGF | Existing | Fans | 105251.48 | 0
CZ01 | cDXGF | Existing | Pumps | 0 | 0
CZ01 | cDXGF | Existing | Heat Rejection | 0 | 0
CZ01 | cDXGF | Existing | Humidification | 0 | 0
CZ01 | cDXGF | Existing | Heat Recovery | 0 | 0
CZ01 | cDXGF | Existing | Water Systems | 0 | 47884.04
CZ01 | cDXGF | Existing | Refrigeration | 0 | 0
CZ01 | cDXGF | Existing | Generators | 0 | 0
CZ01 | cDXGF | Existing | Total End Uses | 286085.91 | 112295.06
CZ02 | cDXGF | Existing | Heating | 0 | 35434.23
CZ02 | cDXGF | Existing | Cooling | 39848.84 | 0
CZ02 | cDXGF | Existing | Interior Lighting | 100038.91 | 0
CZ02 | cDXGF | Existing | Exterior Lighting | 0 | 0
CZ02 | cDXGF | Existing | Interior Equipment | 79808.82 | 0
CZ02 | cDXGF | Existing | Exterior Equipment | 0 | 0
CZ02 | cDXGF | Existing | Fans | 130651.63 | 0
CZ02 | cDXGF | Existing | Pumps | 0 | 0
CZ02 | cDXGF | Existing | Heat Rejection | 0 | 0
CZ02 | cDXGF | Existing | Humidification | 0 | 0
CZ02 | cDXGF | Existing | Heat Recovery | 0 | 0
CZ02 | cDXGF | Existing | Water Systems | 0 | 44079.73
CZ02 | cDXGF | Existing | Refrigeration | 0 | 0
CZ02 | cDXGF | Existing | Generators | 0 | 0
CZ02 | cDXGF | Existing | Total End Uses | 350348.2 | 79513.95
CZ03 | cDXGF | Existing | Heating | 0 | 19271.2
CZ03 | cDXGF | Existing | Cooling | 21376.13 | 0
CZ03 | cDXGF | Existing | Interior Lighting | 100038.91 | 0
CZ03 | cDXGF | Existing | Exterior Lighting | 0 | 0
CZ03 | cDXGF | Existing | Interior Equipment | 79808.82 | 0
CZ03 | cDXGF | Existing | Exterior Equipment | 0 | 0
CZ03 | cDXGF | Existing | Fans | 118837.5 | 0
CZ03 | cDXGF | Existing | Pumps | 0 | 0
CZ03 | cDXGF | Existing | Heat Rejection | 0 | 0
CZ03 | cDXGF | Existing | Humidification | 0 | 0
CZ03 | cDXGF | Existing | Heat Recovery | 0 | 0
CZ03 | cDXGF | Existing | Water Systems | 0 | 43955.99
CZ03 | cDXGF | Existing | Refrigeration | 0 | 0
CZ03 | cDXGF | Existing | Generators | 0 | 0
CZ03 | cDXGF | Existing | Total End Uses | 320061.36 | 63227.2
CZ04 | cDXGF | Existing | Heating | 0 | 16599.31
CZ04 | cDXGF | Existing | Cooling | 49747.53 | 0
CZ04 | cDXGF | Existing | Interior Lighting | 100038.91 | 0
CZ04 | cDXGF | Existing | Exterior Lighting | 0 | 0
CZ04 | cDXGF | Existing | Interior Equipment | 79808.82 | 0
CZ04 | cDXGF | Existing | Exterior Equipment | 0 | 0
CZ04 | cDXGF | Existing | Fans | 131211.64 | 0
CZ04 | cDXGF | Existing | Pumps | 0 | 0
CZ04 | cDXGF | Existing | Heat Rejection | 0 | 0
CZ04 | cDXGF | Existing | Humidification | 0 | 0
CZ04 | cDXGF | Existing | Heat Recovery | 0 | 0
CZ04 | cDXGF | Existing | Water Systems | 0 | 42449.27
CZ04 | cDXGF | Existing | Refrigeration | 0 | 0
CZ04 | cDXGF | Existing | Generators | 0 | 0
CZ04 | cDXGF | Existing | Total End Uses | 360806.9 | 59048.57
CZ05 | cDXGF | Existing | Heating | 0 | 16418.01
CZ05 | cDXGF | Existing | Cooling | 28642.74 | 0
CZ05 | cDXGF | Existing | Interior Lighting | 100038.91 | 0
CZ05 | cDXGF | Existing | Exterior Lighting | 0 | 0
CZ05 | cDXGF | Existing | Interior Equipment | 79808.82 | 0
CZ05 | cDXGF | Existing | Exterior Equipment | 0 | 0
CZ05 | cDXGF | Existing | Fans | 118083.03 | 0
CZ05 | cDXGF | Existing | Pumps | 0 | 0
CZ05 | cDXGF | Existing | Heat Rejection | 0 | 0
CZ05 | cDXGF | Existing | Humidification | 0 | 0
CZ05 | cDXGF | Existing | Heat Recovery | 0 | 0
CZ05 | cDXGF | Existing | Water Systems | 0 | 43958.18
CZ05 | cDXGF | Existing | Refrigeration | 0 | 0
CZ05 | cDXGF | Existing | Generators | 0 | 0
CZ05 | cDXGF | Existing | Total End Uses | 326573.5 | 60376.19
CZ06 | cDXGF | Existing | Heating | 0 | 3389.5
CZ06 | cDXGF | Existing | Cooling | 50205.23 | 0
CZ06 | cDXGF | Existing | Interior Lighting | 100038.91 | 0
CZ06 | cDXGF | Existing | Exterior Lighting | 0 | 0
CZ06 | cDXGF | Existing | Interior Equipment | 79808.82 | 0
CZ06 | cDXGF | Existing | Exterior Equipment | 0 | 0
CZ06 | cDXGF | Existing | Fans | 124827.8 | 0
CZ06 | cDXGF | Existing | Pumps | 0 | 0
CZ06 | cDXGF | Existing | Heat Rejection | 0 | 0
CZ06 | cDXGF | Existing | Humidification | 0 | 0
CZ06 | cDXGF | Existing | Heat Recovery | 0 | 0
CZ06 | cDXGF | Existing | Water Systems | 0 | 40624.97
CZ06 | cDXGF | Existing | Refrigeration | 0 | 0
CZ06 | cDXGF | Existing | Generators | 0 | 0
CZ06 | cDXGF | Existing | Total End Uses | 354880.76 | 44014.47
CZ07 | cDXGF | Existing | Heating | 0 | 3439.55
CZ07 | cDXGF | Existing | Cooling | 57313.19 | 0
CZ07 | cDXGF | Existing | Interior Lighting | 100038.91 | 0
CZ07 | cDXGF | Existing | Exterior Lighting | 0 | 0
CZ07 | cDXGF | Existing | Interior Equipment | 79808.82 | 0
CZ07 | cDXGF | Existing | Exterior Equipment | 0 | 0
CZ07 | cDXGF | Existing | Fans | 122560.34 | 0
CZ07 | cDXGF | Existing | Pumps | 0 | 0
CZ07 | cDXGF | Existing | Heat Rejection | 0 | 0
CZ07 | cDXGF | Existing | Humidification | 0 | 0
CZ07 | cDXGF | Existing | Heat Recovery | 0 | 0
CZ07 | cDXGF | Existing | Water Systems | 0 | 40096.04
CZ07 | cDXGF | Existing | Refrigeration | 0 | 0
CZ07 | cDXGF | Existing | Generators | 0 | 0
CZ07 | cDXGF | Existing | Total End Uses | 359721.27 | 43535.58
CZ08 | cDXGF | Existing | Heating | 0 | 5209.33
CZ08 | cDXGF | Existing | Cooling | 68878.54 | 0
CZ08 | cDXGF | Existing | Interior Lighting | 100038.91 | 0
CZ08 | cDXGF | Existing | Exterior Lighting | 0 | 0
CZ08 | cDXGF | Existing | Interior Equipment | 79808.82 | 0
CZ08 | cDXGF | Existing | Exterior Equipment | 0 | 0
CZ08 | cDXGF | Existing | Fans | 133863.35 | 0
CZ08 | cDXGF | Existing | Pumps | 0 | 0
CZ08 | cDXGF | Existing | Heat Rejection | 0 | 0
CZ08 | cDXGF | Existing | Humidification | 0 | 0
CZ08 | cDXGF | Existing | Heat Recovery | 0 | 0
CZ08 | cDXGF | Existing | Water Systems | 0 | 40032.31
CZ08 | cDXGF | Existing | Refrigeration | 0 | 0
CZ08 | cDXGF | Existing | Generators | 0 | 0
CZ08 | cDXGF | Existing | Total End Uses | 382589.62 | 45241.64
CZ09 | cDXGF | Existing | Heating | 0 | 3646.26
CZ09 | cDXGF | Existing | Cooling | 82016.53 | 0
CZ09 | cDXGF | Existing | Interior Lighting | 100038.91 | 0
CZ09 | cDXGF | Existing | Exterior Lighting | 0 | 0
CZ09 | cDXGF | Existing | Interior Equipment | 79808.82 | 0
CZ09 | cDXGF | Existing | Exterior Equipment | 0 | 0
CZ09 | cDXGF | Existing | Fans | 144633.32 | 0
CZ09 | cDXGF | Existing | Pumps | 0 | 0
CZ09 | cDXGF | Existing | Heat Rejection | 0 | 0
CZ09 | cDXGF | Existing | Humidification | 0 | 0
CZ09 | cDXGF | Existing | Heat Recovery | 0 | 0
CZ09 | cDXGF | Existing | Water Systems | 0 | 39500.63
CZ09 | cDXGF | Existing | Refrigeration | 0 | 0
CZ09 | cDXGF | Existing | Generators | 0 | 0
CZ09 | cDXGF | Existing | Total End Uses | 406497.58 | 43146.88
CZ10 | cDXGF | Existing | Heating | 0 | 11741.11
CZ10 | cDXGF | Existing | Cooling | 95962.17 | 0
CZ10 | cDXGF | Existing | Interior Lighting | 100038.91 | 0
CZ10 | cDXGF | Existing | Exterior Lighting | 0 | 0
CZ10 | cDXGF | Existing | Interior Equipment | 79808.82 | 0
CZ10 | cDXGF | Existing | Exterior Equipment | 0 | 0
CZ10 | cDXGF | Existing | Fans | 139305.2 | 0
CZ10 | cDXGF | Existing | Pumps | 0 | 0
CZ10 | cDXGF | Existing | Heat Rejection | 0 | 0
CZ10 | cDXGF | Existing | Humidification | 0 | 0
CZ10 | cDXGF | Existing | Heat Recovery | 0 | 0
CZ10 | cDXGF | Existing | Water Systems | 0 | 39078.35
CZ10 | cDXGF | Existing | Refrigeration | 0 | 0
CZ10 | cDXGF | Existing | Generators | 0 | 0
CZ10 | cDXGF | Existing | Total End Uses | 415115.1 | 50819.46
CZ11 | cDXGF | Existing | Heating | 0 | 34603.59
CZ11 | cDXGF | Existing | Cooling | 108122.99 | 0
CZ11 | cDXGF | Existing | Interior Lighting | 100038.91 | 0
CZ11 | cDXGF | Existing | Exterior Lighting | 0 | 0
CZ11 | cDXGF | Existing | Interior Equipment | 79808.82 | 0
CZ11 | cDXGF | Existing | Exterior Equipment | 0 | 0
CZ11 | cDXGF | Existing | Fans | 161375.59 | 0
CZ11 | cDXGF | Existing | Pumps | 0 | 0
CZ11 | cDXGF | Existing | Heat Rejection | 0 | 0
CZ11 | cDXGF | Existing | Humidification | 0 | 0
CZ11 | cDXGF | Existing | Heat Recovery | 0 | 0
CZ11 | cDXGF | Existing | Water Systems | 0 | 39829.64
CZ11 | cDXGF | Existing | Refrigeration | 0 | 0
CZ11 | cDXGF | Existing | Generators | 0 | 0
CZ11 | cDXGF | Existing | Total End Uses | 449346.3 | 74433.23
CZ12 | cDXGF | Existing | Heating | 0 | 29918.44
CZ12 | cDXGF | Existing | Cooling | 87768.18 | 0
CZ12 | cDXGF | Existing | Interior Lighting | 100038.91 | 0
CZ12 | cDXGF | Existing | Exterior Lighting | 0 | 0
CZ12 | cDXGF | Existing | Interior Equipment | 79808.82 | 0
CZ12 | cDXGF | Existing | Exterior Equipment | 0 | 0
CZ12 | cDXGF | Existing | Fans | 147389.92 | 0
CZ12 | cDXGF | Existing | Pumps | 0 | 0
CZ12 | cDXGF | Existing | Heat Rejection | 0 | 0
CZ12 | cDXGF | Existing | Humidification | 0 | 0
CZ12 | cDXGF | Existing | Heat Recovery | 0 | 0
CZ12 | cDXGF | Existing | Water Systems | 0 | 40989.48
CZ12 | cDXGF | Existing | Refrigeration | 0 | 0
CZ12 | cDXGF | Existing | Generators | 0 | 0
CZ12 | cDXGF | Existing | Total End Uses | 415005.83 | 70907.92
CZ13 | cDXGF | Existing | Heating | 0 | 21360.11
CZ13 | cDXGF | Existing | Cooling | 121057.85 | 0
CZ13 | cDXGF | Existing | Interior Lighting | 100038.91 | 0
CZ13 | cDXGF | Existing | Exterior Lighting | 0 | 0
CZ13 | cDXGF | Existing | Interior Equipment | 79808.82 | 0
CZ13 | cDXGF | Existing | Exterior Equipment | 0 | 0
CZ13 | cDXGF | Existing | Fans | 160708.45 | 0
CZ13 | cDXGF | Existing | Pumps | 0 | 0
CZ13 | cDXGF | Existing | Heat Rejection | 0 | 0
CZ13 | cDXGF | Existing | Humidification | 0 | 0
CZ13 | cDXGF | Existing | Heat Recovery | 0 | 0
CZ13 | cDXGF | Existing | Water Systems | 0 | 38704.65
CZ13 | cDXGF | Existing | Refrigeration | 0 | 0
CZ13 | cDXGF | Existing | Generators | 0 | 0
CZ13 | cDXGF | Existing | Total End Uses | 461614.03 | 60064.76
CZ14 | cDXGF | Existing | Heating | 0 | 12092.45
CZ14 | cDXGF | Existing | Cooling | 151579.37 | 0
CZ14 | cDXGF | Existing | Interior Lighting | 100038.91 | 0
CZ14 | cDXGF | Existing | Exterior Lighting | 0 | 0
CZ14 | cDXGF | Existing | Interior Equipment | 79808.82 | 0
CZ14 | cDXGF | Existing | Exterior Equipment | 0 | 0
CZ14 | cDXGF | Existing | Fans | 173199.49 | 0
CZ14 | cDXGF | Existing | Pumps | 0 | 0
CZ14 | cDXGF | Existing | Heat Rejection | 0 | 0
CZ14 | cDXGF | Existing | Humidification | 0 | 0
CZ14 | cDXGF | Existing | Heat Recovery | 0 | 0
CZ14 | cDXGF | Existing | Water Systems | 0 | 36755.25
CZ14 | cDXGF | Existing | Refrigeration | 0 | 0
CZ14 | cDXGF | Existing | Generators | 0 | 0
CZ14 | cDXGF | Existing | Total End Uses | 504626.59 | 48847.71
CZ15 | cDXGF | Existing | Heating | 0 | 3710.02
CZ15 | cDXGF | Existing | Cooling | 203264.28 | 0
CZ15 | cDXGF | Existing | Interior Lighting | 100038.91 | 0
CZ15 | cDXGF | Existing | Exterior Lighting | 0 | 0
CZ15 | cDXGF | Existing | Interior Equipment | 79808.82 | 0
CZ15 | cDXGF | Existing | Exterior Equipment | 0 | 0
CZ15 | cDXGF | Existing | Fans | 169075.05 | 0
CZ15 | cDXGF | Existing | Pumps | 0 | 0
CZ15 | cDXGF | Existing | Heat Rejection | 0 | 0
CZ15 | cDXGF | Existing | Humidification | 0 | 0
CZ15 | cDXGF | Existing | Heat Recovery | 0 | 0
CZ15 | cDXGF | Existing | Water Systems | 0 | 32818.68
CZ15 | cDXGF | Existing | Refrigeration | 0 | 0
CZ15 | cDXGF | Existing | Generators | 0 | 0
CZ15 | cDXGF | Existing | Total End Uses | 552187.06 | 36528.7
CZ16 | cDXGF | Existing | Heating | 0 | 49758.31
CZ16 | cDXGF | Existing | Cooling | 96127.76 | 0
CZ16 | cDXGF | Existing | Interior Lighting | 100038.91 | 0
CZ16 | cDXGF | Existing | Exterior Lighting | 0 | 0
CZ16 | cDXGF | Existing | Interior Equipment | 79808.82 | 0
CZ16 | cDXGF | Existing | Exterior Equipment | 0 | 0
CZ16 | cDXGF | Existing | Fans | 174463.13 | 0
CZ16 | cDXGF | Existing | Pumps | 0 | 0
CZ16 | cDXGF | Existing | Heat Rejection | 0 | 0
CZ16 | cDXGF | Existing | Humidification | 0 | 0
CZ16 | cDXGF | Existing | Heat Recovery | 0 | 0
CZ16 | cDXGF | Existing | Water Systems | 0 | 43171.53
CZ16 | cDXGF | Existing | Refrigeration | 0 | 0
CZ16 | cDXGF | Existing | Generators | 0 | 0
CZ16 | cDXGF | Existing | Total End Uses | 450438.62 | 92929.85
CZ01 | cDXGF | New Construction | Heating | 0 | 70735.25
CZ01 | cDXGF | New Construction | Cooling | 533.91 | 0
CZ01 | cDXGF | New Construction | Interior Lighting | 50497.29 | 0
CZ01 | cDXGF | New Construction | Exterior Lighting | 0 | 0
CZ01 | cDXGF | New Construction | Interior Equipment | 79808.82 | 0
CZ01 | cDXGF | New Construction | Exterior Equipment | 0 | 0
CZ01 | cDXGF | New Construction | Fans | 62038.29 | 0
CZ01 | cDXGF | New Construction | Pumps | 0 | 0
CZ01 | cDXGF | New Construction | Heat Rejection | 0 | 0
CZ01 | cDXGF | New Construction | Humidification | 0 | 0
CZ01 | cDXGF | New Construction | Heat Recovery | 0 | 0
CZ01 | cDXGF | New Construction | Water Systems | 0 | 47880.68
CZ01 | cDXGF | New Construction | Refrigeration | 0 | 0
CZ01 | cDXGF | New Construction | Generators | 0 | 0
CZ01 | cDXGF | New Construction | Total End Uses | 192878.31 | 118615.93
CZ02 | cDXGF | New Construction | Heating | 0 | 36319.34
CZ02 | cDXGF | New Construction | Cooling | 22268.85 | 0
CZ02 | cDXGF | New Construction | Interior Lighting | 50497.29 | 0
CZ02 | cDXGF | New Construction | Exterior Lighting | 0 | 0
CZ02 | cDXGF | New Construction | Interior Equipment | 79808.82 | 0
CZ02 | cDXGF | New Construction | Exterior Equipment | 0 | 0
CZ02 | cDXGF | New Construction | Fans | 71504.99 | 0
CZ02 | cDXGF | New Construction | Pumps | 0 | 0
CZ02 | cDXGF | New Construction | Heat Rejection | 0 | 0
CZ02 | cDXGF | New Construction | Humidification | 0 | 0
CZ02 | cDXGF | New Construction | Heat Recovery | 0 | 0
CZ02 | cDXGF | New Construction | Water Systems | 0 | 44047.04
CZ02 | cDXGF | New Construction | Refrigeration | 0 | 0
CZ02 | cDXGF | New Construction | Generators | 0 | 0
CZ02 | cDXGF | New Construction | Total End Uses | 224079.95 | 80366.38
CZ03 | cDXGF | New Construction | Heating | 0 | 22788.54
CZ03 | cDXGF | New Construction | Cooling | 11478.89 | 0
CZ03 | cDXGF | New Construction | Interior Lighting | 50497.29 | 0
CZ03 | cDXGF | New Construction | Exterior Lighting | 0 | 0
CZ03 | cDXGF | New Construction | Interior Equipment | 79808.82 | 0
CZ03 | cDXGF | New Construction | Exterior Equipment | 0 | 0
CZ03 | cDXGF | New Construction | Fans | 67886.54 | 0
CZ03 | cDXGF | New Construction | Pumps | 0 | 0
CZ03 | cDXGF | New Construction | Heat Rejection | 0 | 0
CZ03 | cDXGF | New Construction | Humidification | 0 | 0
CZ03 | cDXGF | New Construction | Heat Recovery | 0 | 0
CZ03 | cDXGF | New Construction | Water Systems | 0 | 43921.73
CZ03 | cDXGF | New Construction | Refrigeration | 0 | 0
CZ03 | cDXGF | New Construction | Generators | 0 | 0
CZ03 | cDXGF | New Construction | Total End Uses | 209671.55 | 66710.28
CZ04 | cDXGF | New Construction | Heating | 0 | 19172.37
CZ04 | cDXGF | New Construction | Cooling | 27652.25 | 0
CZ04 | cDXGF | New Construction | Interior Lighting | 50497.29 | 0
CZ04 | cDXGF | New Construction | Exterior Lighting | 0 | 0
CZ04 | cDXGF | New Construction | Interior Equipment | 79808.82 | 0
CZ04 | cDXGF | New Construction | Exterior Equipment | 0 | 0
CZ04 | cDXGF | New Construction | Fans | 70865.59 | 0
CZ04 | cDXGF | New Construction | Pumps | 0 | 0
CZ04 | cDXGF | New Construction | Heat Rejection | 0 | 0
CZ04 | cDXGF | New Construction | Humidification | 0 | 0
CZ04 | cDXGF | New Construction | Heat Recovery | 0 | 0
CZ04 | cDXGF | New Construction | Water Systems | 0 | 42419.14
CZ04 | cDXGF | New Construction | Refrigeration | 0 | 0
CZ04 | cDXGF | New Construction | Generators | 0 | 0
CZ04 | cDXGF | New Construction | Total End Uses | 228823.96 | 61591.51
CZ05 | cDXGF | New Construction | Heating | 0 | 19257.26
CZ05 | cDXGF | New Construction | Cooling | 15413.74 | 0
CZ05 | cDXGF | New Construction | Interior Lighting | 50497.29 | 0
CZ05 | cDXGF | New Construction | Exterior Lighting | 0 | 0
CZ05 | cDXGF | New Construction | Interior Equipment | 79808.82 | 0
CZ05 | cDXGF | New Construction | Exterior Equipment | 0 | 0
CZ05 | cDXGF | New Construction | Fans | 66488.37 | 0
CZ05 | cDXGF | New Construction | Pumps | 0 | 0
CZ05 | cDXGF | New Construction | Heat Rejection | 0 | 0
CZ05 | cDXGF | New Construction | Humidification | 0 | 0
CZ05 | cDXGF | New Construction | Heat Recovery | 0 | 0
CZ05 | cDXGF | New Construction | Water Systems | 0 | 43921.63
CZ05 | cDXGF | New Construction | Refrigeration | 0 | 0
CZ05 | cDXGF | New Construction | Generators | 0 | 0
CZ05 | cDXGF | New Construction | Total End Uses | 212208.22 | 63178.89
CZ06 | cDXGF | New Construction | Heating | 0 | 4580.4
CZ06 | cDXGF | New Construction | Cooling | 29048.46 | 0
CZ06 | cDXGF | New Construction | Interior Lighting | 50497.29 | 0
CZ06 | cDXGF | New Construction | Exterior Lighting | 0 | 0
CZ06 | cDXGF | New Construction | Interior Equipment | 79808.82 | 0
CZ06 | cDXGF | New Construction | Exterior Equipment | 0 | 0
CZ06 | cDXGF | New Construction | Fans | 71919.91 | 0
CZ06 | cDXGF | New Construction | Pumps | 0 | 0
CZ06 | cDXGF | New Construction | Heat Rejection | 0 | 0
CZ06 | cDXGF | New Construction | Humidification | 0 | 0
CZ06 | cDXGF | New Construction | Heat Recovery | 0 | 0
CZ06 | cDXGF | New Construction | Water Systems | 0 | 40589.33
CZ06 | cDXGF | New Construction | Refrigeration | 0 | 0
CZ06 | cDXGF | New Construction | Generators | 0 | 0
CZ06 | cDXGF | New Construction | Total End Uses | 231274.49 | 45169.73
CZ07 | cDXGF | New Construction | Heating | 0 | 4528.62
CZ07 | cDXGF | New Construction | Cooling | 33278.39 | 0
CZ07 | cDXGF | New Construction | Interior Lighting | 50497.29 | 0
CZ07 | cDXGF | New Construction | Exterior Lighting | 0 | 0
CZ07 | cDXGF | New Construction | Interior Equipment | 79808.82 | 0
CZ07 | cDXGF | New Construction | Exterior Equipment | 0 | 0
CZ07 | cDXGF | New Construction | Fans | 71282.87 | 0
CZ07 | cDXGF | New Construction | Pumps | 0 | 0
CZ07 | cDXGF | New Construction | Heat Rejection | 0 | 0
CZ07 | cDXGF | New Construction | Humidification | 0 | 0
CZ07 | cDXGF | New Construction | Heat Recovery | 0 | 0
CZ07 | cDXGF | New Construction | Water Systems | 0 | 40048.3
CZ07 | cDXGF | New Construction | Refrigeration | 0 | 0
CZ07 | cDXGF | New Construction | Generators | 0 | 0
CZ07 | cDXGF | New Construction | Total End Uses | 234867.38 | 44576.92
CZ08 | cDXGF | New Construction | Heating | 0 | 6716.47
CZ08 | cDXGF | New Construction | Cooling | 39981.05 | 0
CZ08 | cDXGF | New Construction | Interior Lighting | 50497.29 | 0
CZ08 | cDXGF | New Construction | Exterior Lighting | 0 | 0
CZ08 | cDXGF | New Construction | Interior Equipment | 79808.82 | 0
CZ08 | cDXGF | New Construction | Exterior Equipment | 0 | 0
CZ08 | cDXGF | New Construction | Fans | 75227.57 | 0
CZ08 | cDXGF | New Construction | Pumps | 0 | 0
CZ08 | cDXGF | New Construction | Heat Rejection | 0 | 0
CZ08 | cDXGF | New Construction | Humidification | 0 | 0
CZ08 | cDXGF | New Construction | Heat Recovery | 0 | 0
CZ08 | cDXGF | New Construction | Water Systems | 0 | 40000.3
CZ08 | cDXGF | New Construction | Refrigeration | 0 | 0
CZ08 | cDXGF | New Construction | Generators | 0 | 0
CZ08 | cDXGF | New Construction | Total End Uses | 245514.73 | 46716.77
CZ09 | cDXGF | New Construction | Heating | 0 | 4177.68
CZ09 | cDXGF | New Construction | Cooling | 43600.34 | 0
CZ09 | cDXGF | New Construction | Interior Lighting | 50497.29 | 0
CZ09 | cDXGF | New Construction | Exterior Lighting | 0 | 0
CZ09 | cDXGF | New Construction | Interior Equipment | 79808.82 | 0
CZ09 | cDXGF | New Construction | Exterior Equipment | 0 | 0
CZ09 | cDXGF | New Construction | Fans | 72038.08 | 0
CZ09 | cDXGF | New Construction | Pumps | 0 | 0
CZ09 | cDXGF | New Construction | Heat Rejection | 0 | 0
CZ09 | cDXGF | New Construction | Humidification | 0 | 0
CZ09 | cDXGF | New Construction | Heat Recovery | 0 | 0
CZ09 | cDXGF | New Construction | Water Systems | 0 | 39449.34
CZ09 | cDXGF | New Construction | Refrigeration | 0 | 0
CZ09 | cDXGF | New Construction | Generators | 0 | 0
CZ09 | cDXGF | New Construction | Total End Uses | 245944.53 | 43627.01
CZ10 | cDXGF | New Construction | Heating | 0 | 12774.48
CZ10 | cDXGF | New Construction | Cooling | 59550.01 | 0
CZ10 | cDXGF | New Construction | Interior Lighting | 50497.29 | 0
CZ10 | cDXGF | New Construction | Exterior Lighting | 0 | 0
CZ10 | cDXGF | New Construction | Interior Equipment | 79808.82 | 0
CZ10 | cDXGF | New Construction | Exterior Equipment | 0 | 0
CZ10 | cDXGF | New Construction | Fans | 77809.79 | 0
CZ10 | cDXGF | New Construction | Pumps | 0 | 0
CZ10 | cDXGF | New Construction | Heat Rejection | 0 | 0
CZ10 | cDXGF | New Construction | Humidification | 0 | 0
CZ10 | cDXGF | New Construction | Heat Recovery | 0 | 0
CZ10 | cDXGF | New Construction | Water Systems | 0 | 39037.15
CZ10 | cDXGF | New Construction | Refrigeration | 0 | 0
CZ10 | cDXGF | New Construction | Generators | 0 | 0
CZ10 | cDXGF | New Construction | Total End Uses | 267665.92 | 51811.62
CZ11 | cDXGF | New Construction | Heating | 0 | 36824.93
CZ11 | cDXGF | New Construction | Cooling | 64015.09 | 0
CZ11 | cDXGF | New Construction | Interior Lighting | 50497.29 | 0
CZ11 | cDXGF | New Construction | Exterior Lighting | 0 | 0
CZ11 | cDXGF | New Construction | Interior Equipment | 79808.82 | 0
CZ11 | cDXGF | New Construction | Exterior Equipment | 0 | 0
CZ11 | cDXGF | New Construction | Fans | 83217.69 | 0
CZ11 | cDXGF | New Construction | Pumps | 0 | 0
CZ11 | cDXGF | New Construction | Heat Rejection | 0 | 0
CZ11 | cDXGF | New Construction | Humidification | 0 | 0
CZ11 | cDXGF | New Construction | Heat Recovery | 0 | 0
CZ11 | cDXGF | New Construction | Water Systems | 0 | 39813.43
CZ11 | cDXGF | New Construction | Refrigeration | 0 | 0
CZ11 | cDXGF | New Construction | Generators | 0 | 0
CZ11 | cDXGF | New Construction | Total End Uses | 277538.89 | 76638.36
CZ12 | cDXGF | New Construction | Heating | 0 | 32081.27
CZ12 | cDXGF | New Construction | Cooling | 51258.74 | 0
CZ12 | cDXGF | New Construction | Interior Lighting | 50497.29 | 0
CZ12 | cDXGF | New Construction | Exterior Lighting | 0 | 0
CZ12 | cDXGF | New Construction | Interior Equipment | 79808.82 | 0
CZ12 | cDXGF | New Construction | Exterior Equipment | 0 | 0
CZ12 | cDXGF | New Construction | Fans | 77263.47 | 0
CZ12 | cDXGF | New Construction | Pumps | 0 | 0
CZ12 | cDXGF | New Construction | Heat Rejection | 0 | 0
CZ12 | cDXGF | New Construction | Humidification | 0 | 0
CZ12 | cDXGF | New Construction | Heat Recovery | 0 | 0
CZ12 | cDXGF | New Construction | Water Systems | 0 | 40961.39
CZ12 | cDXGF | New Construction | Refrigeration | 0 | 0
CZ12 | cDXGF | New Construction | Generators | 0 | 0
CZ12 | cDXGF | New Construction | Total End Uses | 258828.32 | 73042.66
CZ13 | cDXGF | New Construction | Heating | 0 | 25006.82
CZ13 | cDXGF | New Construction | Cooling | 72222.8 | 0
CZ13 | cDXGF | New Construction | Interior Lighting | 50497.29 | 0
CZ13 | cDXGF | New Construction | Exterior Lighting | 0 | 0
CZ13 | cDXGF | New Construction | Interior Equipment | 79808.82 | 0
CZ13 | cDXGF | New Construction | Exterior Equipment | 0 | 0
CZ13 | cDXGF | New Construction | Fans | 83590.03 | 0
CZ13 | cDXGF | New Construction | Pumps | 0 | 0
CZ13 | cDXGF | New Construction | Heat Rejection | 0 | 0
CZ13 | cDXGF | New Construction | Humidification | 0 | 0
CZ13 | cDXGF | New Construction | Heat Recovery | 0 | 0
CZ13 | cDXGF | New Construction | Water Systems | 0 | 38678.86
CZ13 | cDXGF | New Construction | Refrigeration | 0 | 0
CZ13 | cDXGF | New Construction | Generators | 0 | 0
CZ13 | cDXGF | New Construction | Total End Uses | 286118.94 | 63685.68
CZ14 | cDXGF | New Construction | Heating | 0 | 13793.84
CZ14 | cDXGF | New Construction | Cooling | 93068.4 | 0
CZ14 | cDXGF | New Construction | Interior Lighting | 50497.29 | 0
CZ14 | cDXGF | New Construction | Exterior Lighting | 0 | 0
CZ14 | cDXGF | New Construction | Interior Equipment | 79808.82 | 0
CZ14 | cDXGF | New Construction | Exterior Equipment | 0 | 0
CZ14 | cDXGF | New Construction | Fans | 91732.11 | 0
CZ14 | cDXGF | New Construction | Pumps | 0 | 0
CZ14 | cDXGF | New Construction | Heat Rejection | 0 | 0
CZ14 | cDXGF | New Construction | Humidification | 0 | 0
CZ14 | cDXGF | New Construction | Heat Recovery | 0 | 0
CZ14 | cDXGF | New Construction | Water Systems | 0 | 36745.52
CZ14 | cDXGF | New Construction | Refrigeration | 0 | 0
CZ14 | cDXGF | New Construction | Generators | 0 | 0
CZ14 | cDXGF | New Construction | Total End Uses | 315106.62 | 50539.37
CZ15 | cDXGF | New Construction | Heating | 0 | 4318.97
CZ15 | cDXGF | New Construction | Cooling | 129356.6 | 0
CZ15 | cDXGF | New Construction | Interior Lighting | 50497.29 | 0
CZ15 | cDXGF | New Construction | Exterior Lighting | 0 | 0
CZ15 | cDXGF | New Construction | Interior Equipment | 79808.82 | 0
CZ15 | cDXGF | New Construction | Exterior Equipment | 0 | 0
CZ15 | cDXGF | New Construction | Fans | 88744.63 | 0
CZ15 | cDXGF | New Construction | Pumps | 0 | 0
CZ15 | cDXGF | New Construction | Heat Rejection | 0 | 0
CZ15 | cDXGF | New Construction | Humidification | 0 | 0
CZ15 | cDXGF | New Construction | Heat Recovery | 0 | 0
CZ15 | cDXGF | New Construction | Water Systems | 0 | 32792.1
CZ15 | cDXGF | New Construction | Refrigeration | 0 | 0
CZ15 | cDXGF | New Construction | Generators | 0 | 0
CZ15 | cDXGF | New Construction | Total End Uses | 348407.34 | 37111.07
CZ16 | cDXGF | New Construction | Heating | 0 | 49255.59
CZ16 | cDXGF | New Construction | Cooling | 58447.04 | 0
CZ16 | cDXGF | New Construction | Interior Lighting | 50497.29 | 0
CZ16 | cDXGF | New Construction | Exterior Lighting | 0 | 0
CZ16 | cDXGF | New Construction | Interior Equipment | 79808.82 | 0
CZ16 | cDXGF | New Construction | Exterior Equipment | 0 | 0
CZ16 | cDXGF | New Construction | Fans | 94063.13 | 0
CZ16 | cDXGF | New Construction | Pumps | 0 | 0
CZ16 | cDXGF | New Construction | Heat Rejection | 0 | 0
CZ16 | cDXGF | New Construction | Humidification | 0 | 0
CZ16 | cDXGF | New Construction | Heat Recovery | 0 | 0
CZ16 | cDXGF | New Construction | Water Systems | 0 | 43139.49
CZ16 | cDXGF | New Construction | Refrigeration | 0 | 0
CZ16 | cDXGF | New Construction | Generators | 0 | 0
CZ16 | cDXGF | New Construction | Total End Uses | 282816.28 | 92395.08
CZ01 | cDXHP | Existing | Heating | 15876.12 | 0
CZ01 | cDXHP | Existing | Cooling | 775.05 | 0
CZ01 | cDXHP | Existing | Interior Lighting | 100038.91 | 0
CZ01 | cDXHP | Existing | Exterior Lighting | 0 | 0
CZ01 | cDXHP | Existing | Interior Equipment | 79808.82 | 0
CZ01 | cDXHP | Existing | Exterior Equipment | 0 | 0
CZ01 | cDXHP | Existing | Fans | 105251.48 | 0
CZ01 | cDXHP | Existing | Pumps | 0 | 0
CZ01 | cDXHP | Existing | Heat Rejection | 0 | 0
CZ01 | cDXHP | Existing | Humidification | 0 | 0
CZ01 | cDXHP | Existing | Heat Recovery | 0 | 0
CZ01 | cDXHP | Existing | Water Systems | 0 | 47884.04
CZ01 | cDXHP | Existing | Refrigeration | 0 | 0
CZ01 | cDXHP | Existing | Generators | 0 | 0
CZ01 | cDXHP | Existing | Total End Uses | 301750.37 | 47884.04
CZ02 | cDXHP | Existing | Heating | 9976.37 | 0
CZ02 | cDXHP | Existing | Cooling | 39402.11 | 0
CZ02 | cDXHP | Existing | Interior Lighting | 100038.91 | 0
CZ02 | cDXHP | Existing | Exterior Lighting | 0 | 0
CZ02 | cDXHP | Existing | Interior Equipment | 79808.82 | 0
CZ02 | cDXHP | Existing | Exterior Equipment | 0 | 0
CZ02 | cDXHP | Existing | Fans | 130655.1 | 0
CZ02 | cDXHP | Existing | Pumps | 0 | 0
CZ02 | cDXHP | Existing | Heat Rejection | 0 | 0
CZ02 | cDXHP | Existing | Humidification | 0 | 0
CZ02 | cDXHP | Existing | Heat Recovery | 0 | 0
CZ02 | cDXHP | Existing | Water Systems | 0 | 44079.83
CZ02 | cDXHP | Existing | Refrigeration | 0 | 0
CZ02 | cDXHP | Existing | Generators | 0 | 0
CZ02 | cDXHP | Existing | Total End Uses | 359881.32 | 44079.83
CZ03 | cDXHP | Existing | Heating | 4838 | 0
CZ03 | cDXHP | Existing | Cooling | 21041.56 | 0
CZ03 | cDXHP | Existing | Interior Lighting | 100038.91 | 0
CZ03 | cDXHP | Existing | Exterior Lighting | 0 | 0
CZ03 | cDXHP | Existing | Interior Equipment | 79808.82 | 0
CZ03 | cDXHP | Existing | Exterior Equipment | 0 | 0
CZ03 | cDXHP | Existing | Fans | 118837.5 | 0
CZ03 | cDXHP | Existing | Pumps | 0 | 0
CZ03 | cDXHP | Existing | Heat Rejection | 0 | 0
CZ03 | cDXHP | Existing | Humidification | 0 | 0
CZ03 | cDXHP | Existing | Heat Recovery | 0 | 0
CZ03 | cDXHP | Existing | Water Systems | 0 | 43955.99
CZ03 | cDXHP | Existing | Refrigeration | 0 | 0
CZ03 | cDXHP | Existing | Generators | 0 | 0
CZ03 | cDXHP | Existing | Total End Uses | 324564.79 | 43955.99
CZ04 | cDXHP | Existing | Heating | 4196.19 | 0
CZ04 | cDXHP | Existing | Cooling | 49630.92 | 0
CZ04 | cDXHP | Existing | Interior Lighting | 100038.91 | 0
CZ04 | cDXHP | Existing | Exterior Lighting | 0 | 0
CZ04 | cDXHP | Existing | Interior Equipment | 79808.82 | 0
CZ04 | cDXHP | Existing | Exterior Equipment | 0 | 0
CZ04 | cDXHP | Existing | Fans | 131211.64 | 0
CZ04 | cDXHP | Existing | Pumps | 0 | 0
CZ04 | cDXHP | Existing | Heat Rejection | 0 | 0
CZ04 | cDXHP | Existing | Humidification | 0 | 0
CZ04 | cDXHP | Existing | Heat Recovery | 0 | 0
CZ04 | cDXHP | Existing | Water Systems | 0 | 42449.28
CZ04 | cDXHP | Existing | Refrigeration | 0 | 0
CZ04 | cDXHP | Existing | Generators | 0 | 0
CZ04 | cDXHP | Existing | Total End Uses | 364886.48 | 42449.28
CZ05 | cDXHP | Existing | Heating | 4377.27 | 0
CZ05 | cDXHP | Existing | Cooling | 28272.9 | 0
CZ05 | cDXHP | Existing | Interior Lighting | 100038.91 | 0
CZ05 | cDXHP | Existing | Exterior Lighting | 0 | 0
CZ05 | cDXHP | Existing | Interior Equipment | 79808.82 | 0
CZ05 | cDXHP | Existing | Exterior Equipment | 0 | 0
CZ05 | cDXHP | Existing | Fans | 118083.88 | 0
CZ05 | cDXHP | Existing | Pumps | 0 | 0
CZ05 | cDXHP | Existing | Heat Rejection | 0 | 0
CZ05 | cDXHP | Existing | Humidification | 0 | 0
CZ05 | cDXHP | Existing | Heat Recovery | 0 | 0
CZ05 | cDXHP | Existing | Water Systems | 0 | 43958.18
CZ05 | cDXHP | Existing | Refrigeration | 0 | 0
CZ05 | cDXHP | Existing | Generators | 0 | 0
CZ05 | cDXHP | Existing | Total End Uses | 330581.78 | 43958.18
CZ06 | cDXHP | Existing | Heating | 805.37 | 0
CZ06 | cDXHP | Existing | Cooling | 48834.94 | 0
CZ06 | cDXHP | Existing | Interior Lighting | 100038.91 | 0
CZ06 | cDXHP | Existing | Exterior Lighting | 0 | 0
CZ06 | cDXHP | Existing | Interior Equipment | 79808.82 | 0
CZ06 | cDXHP | Existing | Exterior Equipment | 0 | 0
CZ06 | cDXHP | Existing | Fans | 124827.8 | 0
CZ06 | cDXHP | Existing | Pumps | 0 | 0
CZ06 | cDXHP | Existing | Heat Rejection | 0 | 0
CZ06 | cDXHP | Existing | Humidification | 0 | 0
CZ06 | cDXHP | Existing | Heat Recovery | 0 | 0
CZ06 | cDXHP | Existing | Water Systems | 0 | 40624.97
CZ06 | cDXHP | Existing | Refrigeration | 0 | 0
CZ06 | cDXHP | Existing | Generators | 0 | 0
CZ06 | cDXHP | Existing | Total End Uses | 354315.84 | 40624.97
CZ07 | cDXHP | Existing | Heating | 819.69 | 0
CZ07 | cDXHP | Existing | Cooling | 56529.4 | 0
CZ07 | cDXHP | Existing | Interior Lighting | 100038.91 | 0
CZ07 | cDXHP | Existing | Exterior Lighting | 0 | 0
CZ07 | cDXHP | Existing | Interior Equipment | 79808.82 | 0
CZ07 | cDXHP | Existing | Exterior Equipment | 0 | 0
CZ07 | cDXHP | Existing | Fans | 122560.34 | 0
CZ07 | cDXHP | Existing | Pumps | 0 | 0
CZ07 | cDXHP | Existing | Heat Rejection | 0 | 0
CZ07 | cDXHP | Existing | Humidification | 0 | 0
CZ07 | cDXHP | Existing | Heat Recovery | 0 | 0
CZ07 | cDXHP | Existing | Water Systems | 0 | 40096.04
CZ07 | cDXHP | Existing | Refrigeration | 0 | 0
CZ07 | cDXHP | Existing | Generators | 0 | 0
CZ07 | cDXHP | Existing | Total End Uses | 359757.16 | 40096.04
CZ08 | cDXHP | Existing | Heating | 1261.81 | 0
CZ08 | cDXHP | Existing | Cooling | 68463.36 | 0
CZ08 | cDXHP | Existing | Interior Lighting | 100038.91 | 0
CZ08 | cDXHP | Existing | Exterior Lighting | 0 | 0
CZ08 | cDXHP | Existing | Interior Equipment | 79808.82 | 0
CZ08 | cDXHP | Existing | Exterior Equipment | 0 | 0
CZ08 | cDXHP | Existing | Fans | 133863.35 | 0
CZ08 | cDXHP | Existing | Pumps | 0 | 0
CZ08 | cDXHP | Existing | Heat Rejection | 0 | 0
CZ08 | cDXHP | Existing | Humidification | 0 | 0
CZ08 | cDXHP | Existing | Heat Recovery | 0 | 0
CZ08 | cDXHP | Existing | Water Systems | 0 | 40032.31
CZ08 | cDXHP | Existing | Refrigeration | 0 | 0
CZ08 | cDXHP | Existing | Generators | 0 | 0
CZ08 | cDXHP | Existing | Total End Uses | 383436.25 | 40032.31
CZ09 | cDXHP | Existing | Heating | 876.56 | 0
CZ09 | cDXHP | Existing | Cooling | 81659.81 | 0
CZ09 | cDXHP | Existing | Interior Lighting | 100038.91 | 0
CZ09 | cDXHP | Existing | Exterior Lighting | 0 | 0
CZ09 | cDXHP | Existing | Interior Equipment | 79808.82 | 0
CZ09 | cDXHP | Existing | Exterior Equipment | 0 | 0
CZ09 | cDXHP | Existing | Fans | 144633.32 | 0
CZ09 | cDXHP | Existing | Pumps | 0 | 0
CZ09 | cDXHP | Existing | Heat Rejection | 0 | 0
CZ09 | cDXHP | Existing | Humidification | 0 | 0
CZ09 | cDXHP | Existing | Heat Recovery | 0 | 0
CZ09 | cDXHP | Existing | Water Systems | 0 | 39500.62
CZ09 | cDXHP | Existing | Refrigeration | 0 | 0
CZ09 | cDXHP | Existing | Generators | 0 | 0
CZ09 | cDXHP | Existing | Total End Uses | 407017.42 | 39500.62
CZ10 | cDXHP | Existing | Heating | 3387.91 | 0
CZ10 | cDXHP | Existing | Cooling | 95825.46 | 0
CZ10 | cDXHP | Existing | Interior Lighting | 100038.91 | 0
CZ10 | cDXHP | Existing | Exterior Lighting | 0 | 0
CZ10 | cDXHP | Existing | Interior Equipment | 79808.82 | 0
CZ10 | cDXHP | Existing | Exterior Equipment | 0 | 0
CZ10 | cDXHP | Existing | Fans | 139305.2 | 0
CZ10 | cDXHP | Existing | Pumps | 0 | 0
CZ10 | cDXHP | Existing | Heat Rejection | 0 | 0
CZ10 | cDXHP | Existing | Humidification | 0 | 0
CZ10 | cDXHP | Existing | Heat Recovery | 0 | 0
CZ10 | cDXHP | Existing | Water Systems | 0 | 39078.36
CZ10 | cDXHP | Existing | Refrigeration | 0 | 0
CZ10 | cDXHP | Existing | Generators | 0 | 0
CZ10 | cDXHP | Existing | Total End Uses | 418366.31 | 39078.36
CZ11 | cDXHP | Existing | Heating | 9433.81 | 0
CZ11 | cDXHP | Existing | Cooling | 108095.44 | 0
CZ11 | cDXHP | Existing | Interior Lighting | 100038.91 | 0
CZ11 | cDXHP | Existing | Exterior Lighting | 0 | 0
CZ11 | cDXHP | Existing | Interior Equipment | 79808.82 | 0
CZ11 | cDXHP | Existing | Exterior Equipment | 0 | 0
CZ11 | cDXHP | Existing | Fans | 161376.09 | 0
CZ11 | cDXHP | Existing | Pumps | 0 | 0
CZ11 | cDXHP | Existing | Heat Rejection | 0 | 0
CZ11 | cDXHP | Existing | Humidification | 0 | 0
CZ11 | cDXHP | Existing | Heat Recovery | 0 | 0
CZ11 | cDXHP | Existing | Water Systems | 0 | 39829.63
CZ11 | cDXHP | Existing | Refrigeration | 0 | 0
CZ11 | cDXHP | Existing | Generators | 0 | 0
CZ11 | cDXHP | Existing | Total End Uses | 458753.07 | 39829.63
CZ12 | cDXHP | Existing | Heating | 8321.54 | 0
CZ12 | cDXHP | Existing | Cooling | 87615.91 | 0
CZ12 | cDXHP | Existing | Interior Lighting | 100038.91 | 0
CZ12 | cDXHP | Existing | Exterior Lighting | 0 | 0
CZ12 | cDXHP | Existing | Interior Equipment | 79808.82 | 0
CZ12 | cDXHP | Existing | Exterior Equipment | 0 | 0
CZ12 | cDXHP | Existing | Fans | 147390.07 | 0
CZ12 | cDXHP | Existing | Pumps | 0 | 0
CZ12 | cDXHP | Existing | Heat Rejection | 0 | 0
CZ12 | cDXHP | Existing | Humidification | 0 | 0
CZ12 | cDXHP | Existing | Heat Recovery | 0 | 0
CZ12 | cDXHP | Existing | Water Systems | 0 | 40989.49
CZ12 | cDXHP | Existing | Refrigeration | 0 | 0
CZ12 | cDXHP | Existing | Generators | 0 | 0
CZ12 | cDXHP | Existing | Total End Uses | 423175.25 | 40989.49
CZ13 | cDXHP | Existing | Heating | 5845.69 | 0
CZ13 | cDXHP | Existing | Cooling | 120923.4 | 0
CZ13 | cDXHP | Existing | Interior Lighting | 100038.91 | 0
CZ13 | cDXHP | Existing | Exterior Lighting | 0 | 0
CZ13 | cDXHP | Existing | Interior Equipment | 79808.82 | 0
CZ13 | cDXHP | Existing | Exterior Equipment | 0 | 0
CZ13 | cDXHP | Existing | Fans | 160708.3 | 0
CZ13 | cDXHP | Existing | Pumps | 0 | 0
CZ13 | cDXHP | Existing | Heat Rejection | 0 | 0
CZ13 | cDXHP | Existing | Humidification | 0 | 0
CZ13 | cDXHP | Existing | Heat Recovery | 0 | 0
CZ13 | cDXHP | Existing | Water Systems | 0 | 38704.65
CZ13 | cDXHP | Existing | Refrigeration | 0 | 0
CZ13 | cDXHP | Existing | Generators | 0 | 0
CZ13 | cDXHP | Existing | Total End Uses | 467325.12 | 38704.65
CZ14 | cDXHP | Existing | Heating | 3527.81 | 0
CZ14 | cDXHP | Existing | Cooling | 151409.15 | 0
CZ14 | cDXHP | Existing | Interior Lighting | 100038.91 | 0
CZ14 | cDXHP | Existing | Exterior Lighting | 0 | 0
CZ14 | cDXHP | Existing | Interior Equipment | 79808.82 | 0
CZ14 | cDXHP | Existing | Exterior Equipment | 0 | 0
CZ14 | cDXHP | Existing | Fans | 173199.49 | 0
CZ14 | cDXHP | Existing | Pumps | 0 | 0
CZ14 | cDXHP | Existing | Heat Rejection | 0 | 0
CZ14 | cDXHP | Existing | Humidification | 0 | 0
CZ14 | cDXHP | Existing | Heat Recovery | 0 | 0
CZ14 | cDXHP | Existing | Water Systems | 0 | 36755.25
CZ14 | cDXHP | Existing | Refrigeration | 0 | 0
CZ14 | cDXHP | Existing | Generators | 0 | 0
CZ14 | cDXHP | Existing | Total End Uses | 507984.18 | 36755.25
CZ15 | cDXHP | Existing | Heating | 1000.98 | 0
CZ15 | cDXHP | Existing | Cooling | 203214.43 | 0
CZ15 | cDXHP | Existing | Interior Lighting | 100038.91 | 0
CZ15 | cDXHP | Existing | Exterior Lighting | 0 | 0
CZ15 | cDXHP | Existing | Interior Equipment | 79808.82 | 0
CZ15 | cDXHP | Existing | Exterior Equipment | 0 | 0
CZ15 | cDXHP | Existing | Fans | 169075.05 | 0
CZ15 | cDXHP | Existing | Pumps | 0 | 0
CZ15 | cDXHP | Existing | Heat Rejection | 0 | 0
CZ15 | cDXHP | Existing | Humidification | 0 | 0
CZ15 | cDXHP | Existing | Heat Recovery | 0 | 0
CZ15 | cDXHP | Existing | Water Systems | 0 | 32818.68
CZ15 | cDXHP | Existing | Refrigeration | 0 | 0
CZ15 | cDXHP | Existing | Generators | 0 | 0
CZ15 | cDXHP | Existing | Total End Uses | 553138.19 | 32818.68
CZ16 | cDXHP | Existing | Heating | 17488.98 | 0
CZ16 | cDXHP | Existing | Cooling | 95750.84 | 0
CZ16 | cDXHP | Existing | Interior Lighting | 100038.91 | 0
CZ16 | cDXHP | Existing | Exterior Lighting | 0 | 0
CZ16 | cDXHP | Existing | Interior Equipment | 79808.82 | 0
CZ16 | cDXHP | Existing | Exterior Equipment | 0 | 0
CZ16 | cDXHP | Existing | Fans | 174504.37 | 0
CZ16 | cDXHP | Existing | Pumps | 0 | 0
CZ16 | cDXHP | Existing | Heat Rejection | 0 | 0
CZ16 | cDXHP | Existing | Humidification | 0 | 0
CZ16 | cDXHP | Existing | Heat Recovery | 0 | 0
CZ16 | cDXHP | Existing | Water Systems | 0 | 43171.54
CZ16 | cDXHP | Existing | Refrigeration | 0 | 0
CZ16 | cDXHP | Existing | Generators | 0 | 0
CZ16 | cDXHP | Existing | Total End Uses | 467591.92 | 43171.54
CZ01 | cDXHP | New Construction | Heating | 17198.63 | 0
CZ01 | cDXHP | New Construction | Cooling | 335.65 | 0
CZ01 | cDXHP | New Construction | Interior Lighting | 50497.29 | 0
CZ01 | cDXHP | New Construction | Exterior Lighting | 0 | 0
CZ01 | cDXHP | New Construction | Interior Equipment | 79808.82 | 0
CZ01 | cDXHP | New Construction | Exterior Equipment | 0 | 0
CZ01 | cDXHP | New Construction | Fans | 62038.29 | 0
CZ01 | cDXHP | New Construction | Pumps | 0 | 0
CZ01 | cDXHP | New Construction | Heat Rejection | 0 | 0
CZ01 | cDXHP | New Construction | Humidification | 0 | 0
CZ01 | cDXHP | New Construction | Heat Recovery | 0 | 0
CZ01 | cDXHP | New Construction | Water Systems | 0 | 47880.68
CZ01 | cDXHP | New Construction | Refrigeration | 0 | 0
CZ01 | cDXHP | New Construction | Generators | 0 | 0
CZ01 | cDXHP | New Construction | Total End Uses | 209878.69 | 47880.68
CZ02 | cDXHP | New Construction | Heating | 9688.17 | 0
CZ02 | cDXHP | New Construction | Cooling | 21882.08 | 0
CZ02 | cDXHP | New Construction | Interior Lighting | 50497.29 | 0
CZ02 | cDXHP | New Construction | Exterior Lighting | 0 | 0
CZ02 | cDXHP | New Construction | Interior Equipment | 79808.82 | 0
CZ02 | cDXHP | New Construction | Exterior Equipment | 0 | 0
CZ02 | cDXHP | New Construction | Fans | 71504.99 | 0
CZ02 | cDXHP | New Construction | Pumps | 0 | 0
CZ02 | cDXHP | New Construction | Heat Rejection | 0 | 0
CZ02 | cDXHP | New Construction | Humidification | 0 | 0
CZ02 | cDXHP | New Construction | Heat Recovery | 0 | 0
CZ02 | cDXHP | New Construction | Water Systems | 0 | 44047.05
CZ02 | cDXHP | New Construction | Refrigeration | 0 | 0
CZ02 | cDXHP | New Construction | Generators | 0 | 0
CZ02 | cDXHP | New Construction | Total End Uses | 233381.35 | 44047.05
CZ03 | cDXHP | New Construction | Heating | 5576.07 | 0
CZ03 | cDXHP | New Construction | Cooling | 11264.43 | 0
CZ03 | cDXHP | New Construction | Interior Lighting | 50497.29 | 0
CZ03 | cDXHP | New Construction | Exterior Lighting | 0 | 0
CZ03 | cDXHP | New Construction | Interior Equipment | 79808.82 | 0
CZ03 | cDXHP | New Construction | Exterior Equipment | 0 | 0
CZ03 | cDXHP | New Construction | Fans | 67886.54 | 0
CZ03 | cDXHP | New Construction | Pumps | 0 | 0
CZ03 | cDXHP | New Construction | Heat Rejection | 0 | 0
CZ03 | cDXHP | New Construction | Humidification | 0 | 0
CZ03 | cDXHP | New Construction | Heat Recovery | 0 | 0
CZ03 | cDXHP | New Construction | Water Systems | 0 | 43921.76
CZ03 | cDXHP | New Construction | Refrigeration | 0 | 0
CZ03 | cDXHP | New Construction | Generators | 0 | 0
CZ03 | cDXHP | New Construction | Total End Uses | 215033.16 | 43921.76
CZ04 | cDXHP | New Construction | Heating | 4725.79 | 0
CZ04 | cDXHP | New Construction | Cooling | 27523.68 | 0
CZ04 | cDXHP | New Construction | Interior Lighting | 50497.29 | 0
CZ04 | cDXHP | New Construction | Exterior Lighting | 0 | 0
CZ04 | cDXHP | New Construction | Interior Equipment | 79808.82 | 0
CZ04 | cDXHP | New Construction | Exterior Equipment | 0 | 0
CZ04 | cDXHP | New Construction | Fans | 70865.59 | 0
CZ04 | cDXHP | New Construction | Pumps | 0 | 0
CZ04 | cDXHP | New Construction | Heat Rejection | 0 | 0
CZ04 | cDXHP | New Construction | Humidification | 0 | 0
CZ04 | cDXHP | New Construction | Heat Recovery | 0 | 0
CZ04 | cDXHP | New Construction | Water Systems | 0 | 42418.82
CZ04 | cDXHP | New Construction | Refrigeration | 0 | 0
CZ04 | cDXHP | New Construction | Generators | 0 | 0
CZ04 | cDXHP | New Construction | Total End Uses | 233421.18 | 42418.82
CZ05 | cDXHP | New Construction | Heating | 4925.71 | 0
CZ05 | cDXHP | New Construction | Cooling | 15216.24 | 0
CZ05 | cDXHP | New Construction | Interior Lighting | 50497.29 | 0
CZ05 | cDXHP | New Construction | Exterior Lighting | 0 | 0
CZ05 | cDXHP | New Construction | Interior Equipment | 79808.82 | 0
CZ05 | cDXHP | New Construction | Exterior Equipment | 0 | 0
CZ05 | cDXHP | New Construction | Fans | 66488.37 | 0
CZ05 | cDXHP | New Construction | Pumps | 0 | 0
CZ05 | cDXHP | New Construction | Heat Rejection | 0 | 0
CZ05 | cDXHP | New Construction | Humidification | 0 | 0
CZ05 | cDXHP | New Construction | Heat Recovery | 0 | 0
CZ05 | cDXHP | New Construction | Water Systems | 0 | 43921.67
CZ05 | cDXHP | New Construction | Refrigeration | 0 | 0
CZ05 | cDXHP | New Construction | Generators | 0 | 0
CZ05 | cDXHP | New Construction | Total End Uses | 216936.44 | 43921.67
CZ06 | cDXHP | New Construction | Heating | 1080.96 | 0
CZ06 | cDXHP | New Construction | Cooling | 27559.64 | 0
CZ06 | cDXHP | New Construction | Interior Lighting | 50497.29 | 0
CZ06 | cDXHP | New Construction | Exterior Lighting | 0 | 0
CZ06 | cDXHP | New Construction | Interior Equipment | 79808.82 | 0
CZ06 | cDXHP | New Construction | Exterior Equipment | 0 | 0
CZ06 | cDXHP | New Construction | Fans | 71919.91 | 0
CZ06 | cDXHP | New Construction | Pumps | 0 | 0
CZ06 | cDXHP | New Construction | Heat Rejection | 0 | 0
CZ06 | cDXHP | New Construction | Humidification | 0 | 0
CZ06 | cDXHP | New Construction | Heat Recovery | 0 | 0
CZ06 | cDXHP | New Construction | Water Systems | 0 | 40589.33
CZ06 | cDXHP | New Construction | Refrigeration | 0 | 0
CZ06 | cDXHP | New Construction | Generators | 0 | 0
CZ06 | cDXHP | New Construction | Total End Uses | 230866.62 | 40589.33
CZ07 | cDXHP | New Construction | Heating | 1069.12 | 0
CZ07 | cDXHP | New Construction | Cooling | 32277.84 | 0
CZ07 | cDXHP | New Construction | Interior Lighting | 50497.29 | 0
CZ07 | cDXHP | New Construction | Exterior Lighting | 0 | 0
CZ07 | cDXHP | New Construction | Interior Equipment | 79808.82 | 0
CZ07 | cDXHP | New Construction | Exterior Equipment | 0 | 0
CZ07 | cDXHP | New Construction | Fans | 71282.87 | 0
CZ07 | cDXHP | New Construction | Pumps | 0 | 0
CZ07 | cDXHP | New Construction | Heat Rejection | 0 | 0
CZ07 | cDXHP | New Construction | Humidification | 0 | 0
CZ07 | cDXHP | New Construction | Heat Recovery | 0 | 0
CZ07 | cDXHP | New Construction | Water Systems | 0 | 40048.3
CZ07 | cDXHP | New Construction | Refrigeration | 0 | 0
CZ07 | cDXHP | New Construction | Generators | 0 | 0
CZ07 | cDXHP | New Construction | Total End Uses | 234935.95 | 40048.3
CZ08 | cDXHP | New Construction | Heating | 1610.44 | 0
CZ08 | cDXHP | New Construction | Cooling | 39471.45 | 0
CZ08 | cDXHP | New Construction | Interior Lighting | 50497.29 | 0
CZ08 | cDXHP | New Construction | Exterior Lighting | 0 | 0
CZ08 | cDXHP | New Construction | Interior Equipment | 79808.82 | 0
CZ08 | cDXHP | New Construction | Exterior Equipment | 0 | 0
CZ08 | cDXHP | New Construction | Fans | 75217.7 | 0
CZ08 | cDXHP | New Construction | Pumps | 0 | 0
CZ08 | cDXHP | New Construction | Heat Rejection | 0 | 0
CZ08 | cDXHP | New Construction | Humidification | 0 | 0
CZ08 | cDXHP | New Construction | Heat Recovery | 0 | 0
CZ08 | cDXHP | New Construction | Water Systems | 0 | 40000.3
CZ08 | cDXHP | New Construction | Refrigeration | 0 | 0
CZ08 | cDXHP | New Construction | Generators | 0 | 0
CZ08 | cDXHP | New Construction | Total End Uses | 246605.7 | 40000.3
CZ09 | cDXHP | New Construction | Heating | 996.28 | 0
CZ09 | cDXHP | New Construction | Cooling | 42913.11 | 0
CZ09 | cDXHP | New Construction | Interior Lighting | 50497.29 | 0
CZ09 | cDXHP | New Construction | Exterior Lighting | 0 | 0
CZ09 | cDXHP | New Construction | Interior Equipment | 79808.82 | 0
CZ09 | cDXHP | New Construction | Exterior Equipment | 0 | 0
CZ09 | cDXHP | New Construction | Fans | 72038.08 | 0
CZ09 | cDXHP | New Construction | Pumps | 0 | 0
CZ09 | cDXHP | New Construction | Heat Rejection | 0 | 0
CZ09 | cDXHP | New Construction | Humidification | 0 | 0
CZ09 | cDXHP | New Construction | Heat Recovery | 0 | 0
CZ09 | cDXHP | New Construction | Water Systems | 0 | 39447.85
CZ09 | cDXHP | New Construction | Refrigeration | 0 | 0
CZ09 | cDXHP | New Construction | Generators | 0 | 0
CZ09 | cDXHP | New Construction | Total End Uses | 246253.58 | 39447.85
CZ10 | cDXHP | New Construction | Heating | 3522.24 | 0
CZ10 | cDXHP | New Construction | Cooling | 59423.53 | 0
CZ10 | cDXHP | New Construction | Interior Lighting | 50497.29 | 0
CZ10 | cDXHP | New Construction | Exterior Lighting | 0 | 0
CZ10 | cDXHP | New Construction | Interior Equipment | 79808.82 | 0
CZ10 | cDXHP | New Construction | Exterior Equipment | 0 | 0
CZ10 | cDXHP | New Construction | Fans | 77809.79 | 0
CZ10 | cDXHP | New Construction | Pumps | 0 | 0
CZ10 | cDXHP | New Construction | Heat Rejection | 0 | 0
CZ10 | cDXHP | New Construction | Humidification | 0 | 0
CZ10 | cDXHP | New Construction | Heat Recovery | 0 | 0
CZ10 | cDXHP | New Construction | Water Systems | 0 | 39037.17
CZ10 | cDXHP | New Construction | Refrigeration | 0 | 0
CZ10 | cDXHP | New Construction | Generators | 0 | 0
CZ10 | cDXHP | New Construction | Total End Uses | 271061.68 | 39037.17
CZ11 | cDXHP | New Construction | Heating | 9708.53 | 0
CZ11 | cDXHP | New Construction | Cooling | 63962.02 | 0
CZ11 | cDXHP | New Construction | Interior Lighting | 50497.29 | 0
CZ11 | cDXHP | New Construction | Exterior Lighting | 0 | 0
CZ11 | cDXHP | New Construction | Interior Equipment | 79808.82 | 0
CZ11 | cDXHP | New Construction | Exterior Equipment | 0 | 0
CZ11 | cDXHP | New Construction | Fans | 83217.69 | 0
CZ11 | cDXHP | New Construction | Pumps | 0 | 0
CZ11 | cDXHP | New Construction | Heat Rejection | 0 | 0
CZ11 | cDXHP | New Construction | Humidification | 0 | 0
CZ11 | cDXHP | New Construction | Heat Recovery | 0 | 0
CZ11 | cDXHP | New Construction | Water Systems | 0 | 39813.44
CZ11 | cDXHP | New Construction | Refrigeration | 0 | 0
CZ11 | cDXHP | New Construction | Generators | 0 | 0
CZ11 | cDXHP | New Construction | Total End Uses | 287194.35 | 39813.44
CZ12 | cDXHP | New Construction | Heating | 8508.8 | 0
CZ12 | cDXHP | New Construction | Cooling | 51081.51 | 0
CZ12 | cDXHP | New Construction | Interior Lighting | 50497.29 | 0
CZ12 | cDXHP | New Construction | Exterior Lighting | 0 | 0
CZ12 | cDXHP | New Construction | Interior Equipment | 79808.82 | 0
CZ12 | cDXHP | New Construction | Exterior Equipment | 0 | 0
CZ12 | cDXHP | New Construction | Fans | 77261.46 | 0
CZ12 | cDXHP | New Construction | Pumps | 0 | 0
CZ12 | cDXHP | New Construction | Heat Rejection | 0 | 0
CZ12 | cDXHP | New Construction | Humidification | 0 | 0
CZ12 | cDXHP | New Construction | Heat Recovery | 0 | 0
CZ12 | cDXHP | New Construction | Water Systems | 0 | 40960.66
CZ12 | cDXHP | New Construction | Refrigeration | 0 | 0
CZ12 | cDXHP | New Construction | Generators | 0 | 0
CZ12 | cDXHP | New Construction | Total End Uses | 267157.88 | 40960.66
CZ13 | cDXHP | New Construction | Heating | 6552.94 | 0
CZ13 | cDXHP | New Construction | Cooling | 72140.65 | 0
CZ13 | cDXHP | New Construction | Interior Lighting | 50497.29 | 0
CZ13 | cDXHP | New Construction | Exterior Lighting | 0 | 0
CZ13 | cDXHP | New Construction | Interior Equipment | 79808.82 | 0
CZ13 | cDXHP | New Construction | Exterior Equipment | 0 | 0
CZ13 | cDXHP | New Construction | Fans | 83586.32 | 0
CZ13 | cDXHP | New Construction | Pumps | 0 | 0
CZ13 | cDXHP | New Construction | Heat Rejection | 0 | 0
CZ13 | cDXHP | New Construction | Humidification | 0 | 0
CZ13 | cDXHP | New Construction | Heat Recovery | 0 | 0
CZ13 | cDXHP | New Construction | Water Systems | 0 | 38678.88
CZ13 | cDXHP | New Construction | Refrigeration | 0 | 0
CZ13 | cDXHP | New Construction | Generators | 0 | 0
CZ13 | cDXHP | New Construction | Total End Uses | 292586.03 | 38678.88
CZ14 | cDXHP | New Construction | Heating | 3843.38 | 0
CZ14 | cDXHP | New Construction | Cooling | 93134.64 | 0
CZ14 | cDXHP | New Construction | Interior Lighting | 50497.29 | 0
CZ14 | cDXHP | New Construction | Exterior Lighting | 0 | 0
CZ14 | cDXHP | New Construction | Interior Equipment | 79808.82 | 0
CZ14 | cDXHP | New Construction | Exterior Equipment | 0 | 0
CZ14 | cDXHP | New Construction | Fans | 91732.11 | 0
CZ14 | cDXHP | New Construction | Pumps | 0 | 0
CZ14 | cDXHP | New Construction | Heat Rejection | 0 | 0
CZ14 | cDXHP | New Construction | Humidification | 0 | 0
CZ14 | cDXHP | New Construction | Heat Recovery | 0 | 0
CZ14 | cDXHP | New Construction | Water Systems | 0 | 36745.57
CZ14 | cDXHP | New Construction | Refrigeration | 0 | 0
CZ14 | cDXHP | New Construction | Generators | 0 | 0
CZ14 | cDXHP | New Construction | Total End Uses | 319016.25 | 36745.57
CZ15 | cDXHP | New Construction | Heating | 1136.82 | 0
CZ15 | cDXHP | New Construction | Cooling | 129303.33 | 0
CZ15 | cDXHP | New Construction | Interior Lighting | 50497.29 | 0
CZ15 | cDXHP | New Construction | Exterior Lighting | 0 | 0
CZ15 | cDXHP | New Construction | Interior Equipment | 79808.82 | 0
CZ15 | cDXHP | New Construction | Exterior Equipment | 0 | 0
CZ15 | cDXHP | New Construction | Fans | 88744.63 | 0
CZ15 | cDXHP | New Construction | Pumps | 0 | 0
CZ15 | cDXHP | New Construction | Heat Rejection | 0 | 0
CZ15 | cDXHP | New Construction | Humidification | 0 | 0
CZ15 | cDXHP | New Construction | Heat Recovery | 0 | 0
CZ15 | cDXHP | New Construction | Water Systems | 0 | 32792.1
CZ15 | cDXHP | New Construction | Refrigeration | 0 | 0
CZ15 | cDXHP | New Construction | Generators | 0 | 0
CZ15 | cDXHP | New Construction | Total End Uses | 349490.89 | 32792.1
CZ16 | cDXHP | New Construction | Heating | 16046.51 | 0
CZ16 | cDXHP | New Construction | Cooling | 58318.74 | 0
CZ16 | cDXHP | New Construction | Interior Lighting | 50497.29 | 0
CZ16 | cDXHP | New Construction | Exterior Lighting | 0 | 0
CZ16 | cDXHP | New Construction | Interior Equipment | 79808.82 | 0
CZ16 | cDXHP | New Construction | Exterior Equipment | 0 | 0
CZ16 | cDXHP | New Construction | Fans | 94083.6 | 0
CZ16 | cDXHP | New Construction | Pumps | 0 | 0
CZ16 | cDXHP | New Construction | Heat Rejection | 0 | 0
CZ16 | cDXHP | New Construction | Humidification | 0 | 0
CZ16 | cDXHP | New Construction | Heat Recovery | 0 | 0
CZ16 | cDXHP | New Construction | Water Systems | 0 | 43137.48
CZ16 | cDXHP | New Construction | Refrigeration | 0 | 0
CZ16 | cDXHP | New Construction | Generators | 0 | 0
CZ16 | cDXHP | New Construction | Total End Uses | 298754.96 | 43137.48
CZ01 | cDXOH | Existing | Heating | 0 | 0
CZ01 | cDXOH | Existing | Cooling | 976.29 | 0
CZ01 | cDXOH | Existing | Interior Lighting | 100038.91 | 0
CZ01 | cDXOH | Existing | Exterior Lighting | 0 | 0
CZ01 | cDXOH | Existing | Interior Equipment | 79808.82 | 0
CZ01 | cDXOH | Existing | Exterior Equipment | 0 | 0
CZ01 | cDXOH | Existing | Fans | 108353.45 | 0
CZ01 | cDXOH | Existing | Pumps | 0 | 0
CZ01 | cDXOH | Existing | Heat Rejection | 0 | 0
CZ01 | cDXOH | Existing | Humidification | 0 | 0
CZ01 | cDXOH | Existing | Heat Recovery | 0 | 0
CZ01 | cDXOH | Existing | Water Systems | 0 | 47883.6
CZ01 | cDXOH | Existing | Refrigeration | 0 | 0
CZ01 | cDXOH | Existing | Generators | 0 | 0
CZ01 | cDXOH | Existing | Total End Uses | 289177.47 | 47883.6
CZ02 | cDXOH | Existing | Heating | 0 | 0
CZ02 | cDXOH | Existing | Cooling | 39679.41 | 0
CZ02 | cDXOH | Existing | Interior Lighting | 100038.91 | 0
CZ02 | cDXOH | Existing | Exterior Lighting | 0 | 0
CZ02 | cDXOH | Existing | Interior Equipment | 79808.82 | 0
CZ02 | cDXOH | Existing | Exterior Equipment | 0 | 0
CZ02 | cDXOH | Existing | Fans | 132304.65 | 0
CZ02 | cDXOH | Existing | Pumps | 0 | 0
CZ02 | cDXOH | Existing | Heat Rejection | 0 | 0
CZ02 | cDXOH | Existing | Humidification | 0 | 0
CZ02 | cDXOH | Existing | Heat Recovery | 0 | 0
CZ02 | cDXOH | Existing | Water Systems | 0 | 44081.99
CZ02 | cDXOH | Existing | Refrigeration | 0 | 0
CZ02 | cDXOH | Existing | Generators | 0 | 0
CZ02 | cDXOH | Existing | Total End Uses | 351831.79 | 44081.99
CZ03 | cDXOH | Existing | Heating | 0 | 0
CZ03 | cDXOH | Existing | Cooling | 21337.16 | 0
CZ03 | cDXOH | Existing | Interior Lighting | 100038.91 | 0
CZ03 | cDXOH | Existing | Exterior Lighting | 0 | 0
CZ03 | cDXOH | Existing | Interior Equipment | 79808.82 | 0
CZ03 | cDXOH | Existing | Exterior Equipment | 0 | 0
CZ03 | cDXOH | Existing | Fans | 119217.92 | 0
CZ03 | cDXOH | Existing | Pumps | 0 | 0
CZ03 | cDXOH | Existing | Heat Rejection | 0 | 0
CZ03 | cDXOH | Existing | Humidification | 0 | 0
CZ03 | cDXOH | Existing | Heat Recovery | 0 | 0
CZ03 | cDXOH | Existing | Water Systems | 0 | 43956.32
CZ03 | cDXOH | Existing | Refrigeration | 0 | 0
CZ03 | cDXOH | Existing | Generators | 0 | 0
CZ03 | cDXOH | Existing | Total End Uses | 320402.8 | 43956.32
CZ04 | cDXOH | Existing | Heating | 0 | 0
CZ04 | cDXOH | Existing | Cooling | 49669.37 | 0
CZ04 | cDXOH | Existing | Interior Lighting | 100038.91 | 0
CZ04 | cDXOH | Existing | Exterior Lighting | 0 | 0
CZ04 | cDXOH | Existing | Interior Equipment | 79808.82 | 0
CZ04 | cDXOH | Existing | Exterior Equipment | 0 | 0
CZ04 | cDXOH | Existing | Fans | 131522.42 | 0
CZ04 | cDXOH | Existing | Pumps | 0 | 0
CZ04 | cDXOH | Existing | Heat Rejection | 0 | 0
CZ04 | cDXOH | Existing | Humidification | 0 | 0
CZ04 | cDXOH | Existing | Heat Recovery | 0 | 0
CZ04 | cDXOH | Existing | Water Systems | 0 | 42450.51
CZ04 | cDXOH | Existing | Refrigeration | 0 | 0
CZ04 | cDXOH | Existing | Generators | 0 | 0
CZ04 | cDXOH | Existing | Total End Uses | 361039.52 | 42450.51
CZ05 | cDXOH | Existing | Heating | 0 | 0
CZ05 | cDXOH | Existing | Cooling | 28518.77 | 0
CZ05 | cDXOH | Existing | Interior Lighting | 100038.91 | 0
CZ05 | cDXOH | Existing | Exterior Lighting | 0 | 0
CZ05 | cDXOH | Existing | Interior Equipment | 79808.82 | 0
CZ05 | cDXOH | Existing | Exterior Equipment | 0 | 0
CZ05 | cDXOH | Existing | Fans | 118255.12 | 0
CZ05 | cDXOH | Existing | Pumps | 0 | 0
CZ05 | cDXOH | Existing | Heat Rejection | 0 | 0
CZ05 | cDXOH | Existing | Humidification | 0 | 0
CZ05 | cDXOH | Existing | Heat Recovery | 0 | 0
CZ05 | cDXOH | Existing | Water Systems | 0 | 43958.82
CZ05 | cDXOH | Existing | Refrigeration | 0 | 0
CZ05 | cDXOH | Existing | Generators | 0 | 0
CZ05 | cDXOH | Existing | Total End Uses | 326621.61 | 43958.82
CZ06 | cDXOH | Existing | Heating | 0 | 0
CZ06 | cDXOH | Existing | Cooling | 50182.46 | 0
CZ06 | cDXOH | Existing | Interior Lighting | 100038.91 | 0
CZ06 | cDXOH | Existing | Exterior Lighting | 0 | 0
CZ06 | cDXOH | Existing | Interior Equipment | 79808.82 | 0
CZ06 | cDXOH | Existing | Exterior Equipment | 0 | 0
CZ06 | cDXOH | Existing | Fans | 124827.82 | 0
CZ06 | cDXOH | Existing | Pumps | 0 | 0
CZ06 | cDXOH | Existing | Heat Rejection | 0 | 0
CZ06 | cDXOH | Existing | Humidification | 0 | 0
CZ06 | cDXOH | Existing | Heat Recovery | 0 | 0
CZ06 | cDXOH | Existing | Water Systems | 0 | 40624.68
CZ06 | cDXOH | Existing | Refrigeration | 0 | 0
CZ06 | cDXOH | Existing | Generators | 0 | 0
CZ06 | cDXOH | Existing | Total End Uses | 354858.02 | 40624.68
CZ07 | cDXOH | Existing | Heating | 0 | 0
CZ07 | cDXOH | Existing | Cooling | 57293.16 | 0
CZ07 | cDXOH | Existing | Interior Lighting | 100038.91 | 0
CZ07 | cDXOH | Existing | Exterior Lighting | 0 | 0
CZ07 | cDXOH | Existing | Interior Equipment | 79808.82 | 0
CZ07 | cDXOH | Existing | Exterior Equipment | 0 | 0
CZ07 | cDXOH | Existing | Fans | 122560.34 | 0
CZ07 | cDXOH | Existing | Pumps | 0 | 0
CZ07 | cDXOH | Existing | Heat Rejection | 0 | 0
CZ07 | cDXOH | Existing | Humidification | 0 | 0
CZ07 | cDXOH | Existing | Heat Recovery | 0 | 0
CZ07 | cDXOH | Existing | Water Systems | 0 | 40095.97
CZ07 | cDXOH | Existing | Refrigeration | 0 | 0
CZ07 | cDXOH | Existing | Generators | 0 | 0
CZ07 | cDXOH | Existing | Total End Uses | 359701.23 | 40095.97
CZ08 | cDXOH | Existing | Heating | 0 | 0
CZ08 | cDXOH | Existing | Cooling | 68822.38 | 0
CZ08 | cDXOH | Existing | Interior Lighting | 100038.91 | 0
CZ08 | cDXOH | Existing | Exterior Lighting | 0 | 0
CZ08 | cDXOH | Existing | Interior Equipment | 79808.82 | 0
CZ08 | cDXOH | Existing | Exterior Equipment | 0 | 0
CZ08 | cDXOH | Existing | Fans | 133828.33 | 0
CZ08 | cDXOH | Existing | Pumps | 0 | 0
CZ08 | cDXOH | Existing | Heat Rejection | 0 | 0
CZ08 | cDXOH | Existing | Humidification | 0 | 0
CZ08 | cDXOH | Existing | Heat Recovery | 0 | 0
CZ08 | cDXOH | Existing | Water Systems | 0 | 40032.76
CZ08 | cDXOH | Existing | Refrigeration | 0 | 0
CZ08 | cDXOH | Existing | Generators | 0 | 0
CZ08 | cDXOH | Existing | Total End Uses | 382498.44 | 40032.76
CZ09 | cDXOH | Existing | Heating | 0 | 0
CZ09 | cDXOH | Existing | Cooling | 81974.21 | 0
CZ09 | cDXOH | Existing | Interior Lighting | 100038.91 | 0
CZ09 | cDXOH | Existing | Exterior Lighting | 0 | 0
CZ09 | cDXOH | Existing | Interior Equipment | 79808.82 | 0
CZ09 | cDXOH | Existing | Exterior Equipment | 0 | 0
CZ09 | cDXOH | Existing | Fans | 144623.45 | 0
CZ09 | cDXOH | Existing | Pumps | 0 | 0
CZ09 | cDXOH | Existing | Heat Rejection | 0 | 0
CZ09 | cDXOH | Existing | Humidification | 0 | 0
CZ09 | cDXOH | Existing | Heat Recovery | 0 | 0
CZ09 | cDXOH | Existing | Water Systems | 0 | 39500.99
CZ09 | cDXOH | Existing | Refrigeration | 0 | 0
CZ09 | cDXOH | Existing | Generators | 0 | 0
CZ09 | cDXOH | Existing | Total End Uses | 406445.4 | 39500.99
CZ10 | cDXOH | Existing | Heating | 0 | 0
CZ10 | cDXOH | Existing | Cooling | 95820.89 | 0
CZ10 | cDXOH | Existing | Interior Lighting | 100038.91 | 0
CZ10 | cDXOH | Existing | Exterior Lighting | 0 | 0
CZ10 | cDXOH | Existing | Interior Equipment | 79808.82 | 0
CZ10 | cDXOH | Existing | Exterior Equipment | 0 | 0
CZ10 | cDXOH | Existing | Fans | 139370.65 | 0
CZ10 | cDXOH | Existing | Pumps | 0 | 0
CZ10 | cDXOH | Existing | Heat Rejection | 0 | 0
CZ10 | cDXOH | Existing | Humidification | 0 | 0
CZ10 | cDXOH | Existing | Heat Recovery | 0 | 0
CZ10 | cDXOH | Existing | Water Systems | 0 | 39078.56
CZ10 | cDXOH | Existing | Refrigeration | 0 | 0
CZ10 | cDXOH | Existing | Generators | 0 | 0
CZ10 | cDXOH | Existing | Total End Uses | 415039.27 | 39078.56
CZ11 | cDXOH | Existing | Heating | 0 | 0
CZ11 | cDXOH | Existing | Cooling | 108020.54 | 0
CZ11 | cDXOH | Existing | Interior Lighting | 100038.91 | 0
CZ11 | cDXOH | Existing | Exterior Lighting | 0 | 0
CZ11 | cDXOH | Existing | Interior Equipment | 79808.82 | 0
CZ11 | cDXOH | Existing | Exterior Equipment | 0 | 0
CZ11 | cDXOH | Existing | Fans | 163852.56 | 0
CZ11 | cDXOH | Existing | Pumps | 0 | 0
CZ11 | cDXOH | Existing | Heat Rejection | 0 | 0
CZ11 | cDXOH | Existing | Humidification | 0 | 0
CZ11 | cDXOH | Existing | Heat Recovery | 0 | 0
CZ11 | cDXOH | Existing | Water Systems | 0 | 39831.95
CZ11 | cDXOH | Existing | Refrigeration | 0 | 0
CZ11 | cDXOH | Existing | Generators | 0 | 0
CZ11 | cDXOH | Existing | Total End Uses | 451720.83 | 39831.95
CZ12 | cDXOH | Existing | Heating | 0 | 0
CZ12 | cDXOH | Existing | Cooling | 87658.7 | 0
CZ12 | cDXOH | Existing | Interior Lighting | 100038.91 | 0
CZ12 | cDXOH | Existing | Exterior Lighting | 0 | 0
CZ12 | cDXOH | Existing | Interior Equipment | 79808.82 | 0
CZ12 | cDXOH | Existing | Exterior Equipment | 0 | 0
CZ12 | cDXOH | Existing | Fans | 149570.07 | 0
CZ12 | cDXOH | Existing | Pumps | 0 | 0
CZ12 | cDXOH | Existing | Heat Rejection | 0 | 0
CZ12 | cDXOH | Existing | Humidification | 0 | 0
CZ12 | cDXOH | Existing | Heat Recovery | 0 | 0
CZ12 | cDXOH | Existing | Water Systems | 0 | 40989.95
CZ12 | cDXOH | Existing | Refrigeration | 0 | 0
CZ12 | cDXOH | Existing | Generators | 0 | 0
CZ12 | cDXOH | Existing | Total End Uses | 417076.5 | 40989.95
CZ13 | cDXOH | Existing | Heating | 0 | 0
CZ13 | cDXOH | Existing | Cooling | 121011.07 | 0
CZ13 | cDXOH | Existing | Interior Lighting | 100038.91 | 0
CZ13 | cDXOH | Existing | Exterior Lighting | 0 | 0
CZ13 | cDXOH | Existing | Interior Equipment | 79808.82 | 0
CZ13 | cDXOH | Existing | Exterior Equipment | 0 | 0
CZ13 | cDXOH | Existing | Fans | 162089.8 | 0
CZ13 | cDXOH | Existing | Pumps | 0 | 0
CZ13 | cDXOH | Existing | Heat Rejection | 0 | 0
CZ13 | cDXOH | Existing | Humidification | 0 | 0
CZ13 | cDXOH | Existing | Heat Recovery | 0 | 0
CZ13 | cDXOH | Existing | Water Systems | 0 | 38705.64
CZ13 | cDXOH | Existing | Refrigeration | 0 | 0
CZ13 | cDXOH | Existing | Generators | 0 | 0
CZ13 | cDXOH | Existing | Total End Uses | 462948.59 | 38705.64
CZ14 | cDXOH | Existing | Heating | 0 | 0
CZ14 | cDXOH | Existing | Cooling | 151495.2 | 0
CZ14 | cDXOH | Existing | Interior Lighting | 100038.91 | 0
CZ14 | cDXOH | Existing | Exterior Lighting | 0 | 0
CZ14 | cDXOH | Existing | Interior Equipment | 79808.82 | 0
CZ14 | cDXOH | Existing | Exterior Equipment | 0 | 0
CZ14 | cDXOH | Existing | Fans | 173573.22 | 0
CZ14 | cDXOH | Existing | Pumps | 0 | 0
CZ14 | cDXOH | Existing | Heat Rejection | 0 | 0
CZ14 | cDXOH | Existing | Humidification | 0 | 0
CZ14 | cDXOH | Existing | Heat Recovery | 0 | 0
CZ14 | cDXOH | Existing | Water Systems | 0 | 36754.82
CZ14 | cDXOH | Existing | Refrigeration | 0 | 0
CZ14 | cDXOH | Existing | Generators | 0 | 0
CZ14 | cDXOH | Existing | Total End Uses | 504916.14 | 36754.82
CZ15 | cDXOH | Existing | Heating | 0 | 0
CZ15 | cDXOH | Existing | Cooling | 203192.64 | 0
CZ15 | cDXOH | Existing | Interior Lighting | 100038.91 | 0
CZ15 | cDXOH | Existing | Exterior Lighting | 0 | 0
CZ15 | cDXOH | Existing | Interior Equipment | 79808.82 | 0
CZ15 | cDXOH | Existing | Exterior Equipment | 0 | 0
CZ15 | cDXOH | Existing | Fans | 169078.52 | 0
CZ15 | cDXOH | Existing | Pumps | 0 | 0
CZ15 | cDXOH | Existing | Heat Rejection | 0 | 0
CZ15 | cDXOH | Existing | Humidification | 0 | 0
CZ15 | cDXOH | Existing | Heat Recovery | 0 | 0
CZ15 | cDXOH | Existing | Water Systems | 0 | 32818.87
CZ15 | cDXOH | Existing | Refrigeration | 0 | 0
CZ15 | cDXOH | Existing | Generators | 0 | 0
CZ15 | cDXOH | Existing | Total End Uses | 552118.89 | 32818.87
CZ16 | cDXOH | Existing | Heating | 0 | 0
CZ16 | cDXOH | Existing | Cooling | 95861.29 | 0
CZ16 | cDXOH | Existing | Interior Lighting | 100038.91 | 0
CZ16 | cDXOH | Existing | Exterior Lighting | 0 | 0
CZ16 | cDXOH | Existing | Interior Equipment | 79808.82 | 0
CZ16 | cDXOH | Existing | Exterior Equipment | 0 | 0
CZ16 | cDXOH | Existing | Fans | 178960 | 0
CZ16 | cDXOH | Existing | Pumps | 0 | 0
CZ16 | cDXOH | Existing | Heat Rejection | 0 | 0
CZ16 | cDXOH | Existing | Humidification | 0 | 0
CZ16 | cDXOH | Existing | Heat Recovery | 0 | 0
CZ16 | cDXOH | Existing | Water Systems | 0 | 43172.33
CZ16 | cDXOH | Existing | Refrigeration | 0 | 0
CZ16 | cDXOH | Existing | Generators | 0 | 0
CZ16 | cDXOH | Existing | Total End Uses | 454669.01 | 43172.33
CZ01 | cDXOH | New Construction | Heating | 0 | 0
CZ01 | cDXOH | New Construction | Cooling | 516.78 | 0
CZ01 | cDXOH | New Construction | Interior Lighting | 50497.29 | 0
CZ01 | cDXOH | New Construction | Exterior Lighting | 0 | 0
CZ01 | cDXOH | New Construction | Interior Equipment | 79808.82 | 0
CZ01 | cDXOH | New Construction | Exterior Equipment | 0 | 0
CZ01 | cDXOH | New Construction | Fans | 63282.61 | 0
CZ01 | cDXOH | New Construction | Pumps | 0 | 0
CZ01 | cDXOH | New Construction | Heat Rejection | 0 | 0
CZ01 | cDXOH | New Construction | Humidification | 0 | 0
CZ01 | cDXOH | New Construction | Heat Recovery | 0 | 0
CZ01 | cDXOH | New Construction | Water Systems | 0 | 47880.97
CZ01 | cDXOH | New Construction | Refrigeration | 0 | 0
CZ01 | cDXOH | New Construction | Generators | 0 | 0
CZ01 | cDXOH | New Construction | Total End Uses | 194105.5 | 47880.97
CZ02 | cDXOH | New Construction | Heating | 0 | 0
CZ02 | cDXOH | New Construction | Cooling | 21983.08 | 0
CZ02 | cDXOH | New Construction | Interior Lighting | 50497.29 | 0
CZ02 | cDXOH | New Construction | Exterior Lighting | 0 | 0
CZ02 | cDXOH | New Construction | Interior Equipment | 79808.82 | 0
CZ02 | cDXOH | New Construction | Exterior Equipment | 0 | 0
CZ02 | cDXOH | New Construction | Fans | 71951.89 | 0
CZ02 | cDXOH | New Construction | Pumps | 0 | 0
CZ02 | cDXOH | New Construction | Heat Rejection | 0 | 0
CZ02 | cDXOH | New Construction | Humidification | 0 | 0
CZ02 | cDXOH | New Construction | Heat Recovery | 0 | 0
CZ02 | cDXOH | New Construction | Water Systems | 0 | 44052.38
CZ02 | cDXOH | New Construction | Refrigeration | 0 | 0
CZ02 | cDXOH | New Construction | Generators | 0 | 0
CZ02 | cDXOH | New Construction | Total End Uses | 224241.08 | 44052.38
CZ03 | cDXOH | New Construction | Heating | 0 | 0
CZ03 | cDXOH | New Construction | Cooling | 11380.13 | 0
CZ03 | cDXOH | New Construction | Interior Lighting | 50497.29 | 0
CZ03 | cDXOH | New Construction | Exterior Lighting | 0 | 0
CZ03 | cDXOH | New Construction | Interior Equipment | 79808.82 | 0
CZ03 | cDXOH | New Construction | Exterior Equipment | 0 | 0
CZ03 | cDXOH | New Construction | Fans | 67967.47 | 0
CZ03 | cDXOH | New Construction | Pumps | 0 | 0
CZ03 | cDXOH | New Construction | Heat Rejection | 0 | 0
CZ03 | cDXOH | New Construction | Humidification | 0 | 0
CZ03 | cDXOH | New Construction | Heat Recovery | 0 | 0
CZ03 | cDXOH | New Construction | Water Systems | 0 | 43928.17
CZ03 | cDXOH | New Construction | Refrigeration | 0 | 0
CZ03 | cDXOH | New Construction | Generators | 0 | 0
CZ03 | cDXOH | New Construction | Total End Uses | 209653.71 | 43928.17
CZ04 | cDXOH | New Construction | Heating | 0 | 0
CZ04 | cDXOH | New Construction | Cooling | 27498.59 | 0
CZ04 | cDXOH | New Construction | Interior Lighting | 50497.29 | 0
CZ04 | cDXOH | New Construction | Exterior Lighting | 0 | 0
CZ04 | cDXOH | New Construction | Interior Equipment | 79808.82 | 0
CZ04 | cDXOH | New Construction | Exterior Equipment | 0 | 0
CZ04 | cDXOH | New Construction | Fans | 70921.82 | 0
CZ04 | cDXOH | New Construction | Pumps | 0 | 0
CZ04 | cDXOH | New Construction | Heat Rejection | 0 | 0
CZ04 | cDXOH | New Construction | Humidification | 0 | 0
CZ04 | cDXOH | New Construction | Heat Recovery | 0 | 0
CZ04 | cDXOH | New Construction | Water Systems | 0 | 42423.29
CZ04 | cDXOH | New Construction | Refrigeration | 0 | 0
CZ04 | cDXOH | New Construction | Generators | 0 | 0
CZ04 | cDXOH | New Construction | Total End Uses | 228726.53 | 42423.29
CZ05 | cDXOH | New Construction | Heating | 0 | 0
CZ05 | cDXOH | New Construction | Cooling | 15142.51 | 0
CZ05 | cDXOH | New Construction | Interior Lighting | 50497.29 | 0
CZ05 | cDXOH | New Construction | Exterior Lighting | 0 | 0
CZ05 | cDXOH | New Construction | Interior Equipment | 79808.82 | 0
CZ05 | cDXOH | New Construction | Exterior Equipment | 0 | 0
CZ05 | cDXOH | New Construction | Fans | 66509.91 | 0
CZ05 | cDXOH | New Construction | Pumps | 0 | 0
CZ05 | cDXOH | New Construction | Heat Rejection | 0 | 0
CZ05 | cDXOH | New Construction | Humidification | 0 | 0
CZ05 | cDXOH | New Construction | Heat Recovery | 0 | 0
CZ05 | cDXOH | New Construction | Water Systems | 0 | 43923.74
CZ05 | cDXOH | New Construction | Refrigeration | 0 | 0
CZ05 | cDXOH | New Construction | Generators | 0 | 0
CZ05 | cDXOH | New Construction | Total End Uses | 211958.53 | 43923.74
CZ06 | cDXOH | New Construction | Heating | 0 | 0
CZ06 | cDXOH | New Construction | Cooling | 29002.01 | 0
CZ06 | cDXOH | New Construction | Interior Lighting | 50497.29 | 0
CZ06 | cDXOH | New Construction | Exterior Lighting | 0 | 0
CZ06 | cDXOH | New Construction | Interior Equipment | 79808.82 | 0
CZ06 | cDXOH | New Construction | Exterior Equipment | 0 | 0
CZ06 | cDXOH | New Construction | Fans | 71919.91 | 0
CZ06 | cDXOH | New Construction | Pumps | 0 | 0
CZ06 | cDXOH | New Construction | Heat Rejection | 0 | 0
CZ06 | cDXOH | New Construction | Humidification | 0 | 0
CZ06 | cDXOH | New Construction | Heat Recovery | 0 | 0
CZ06 | cDXOH | New Construction | Water Systems | 0 | 40599
CZ06 | cDXOH | New Construction | Refrigeration | 0 | 0
CZ06 | cDXOH | New Construction | Generators | 0 | 0
CZ06 | cDXOH | New Construction | Total End Uses | 231228.03 | 40599
CZ07 | cDXOH | New Construction | Heating | 0 | 0
CZ07 | cDXOH | New Construction | Cooling | 33231.35 | 0
CZ07 | cDXOH | New Construction | Interior Lighting | 50497.29 | 0
CZ07 | cDXOH | New Construction | Exterior Lighting | 0 | 0
CZ07 | cDXOH | New Construction | Interior Equipment | 79808.82 | 0
CZ07 | cDXOH | New Construction | Exterior Equipment | 0 | 0
CZ07 | cDXOH | New Construction | Fans | 71282.87 | 0
CZ07 | cDXOH | New Construction | Pumps | 0 | 0
CZ07 | cDXOH | New Construction | Heat Rejection | 0 | 0
CZ07 | cDXOH | New Construction | Humidification | 0 | 0
CZ07 | cDXOH | New Construction | Heat Recovery | 0 | 0
CZ07 | cDXOH | New Construction | Water Systems | 0 | 40052.4
CZ07 | cDXOH | New Construction | Refrigeration | 0 | 0
CZ07 | cDXOH | New Construction | Generators | 0 | 0
CZ07 | cDXOH | New Construction | Total End Uses | 234820.33 | 40052.4
CZ08 | cDXOH | New Construction | Heating | 0 | 0
CZ08 | cDXOH | New Construction | Cooling | 39883.91 | 0
CZ08 | cDXOH | New Construction | Interior Lighting | 50497.29 | 0
CZ08 | cDXOH | New Construction | Exterior Lighting | 0 | 0
CZ08 | cDXOH | New Construction | Interior Equipment | 79808.82 | 0
CZ08 | cDXOH | New Construction | Exterior Equipment | 0 | 0
CZ08 | cDXOH | New Construction | Fans | 75227.51 | 0
CZ08 | cDXOH | New Construction | Pumps | 0 | 0
CZ08 | cDXOH | New Construction | Heat Rejection | 0 | 0
CZ08 | cDXOH | New Construction | Humidification | 0 | 0
CZ08 | cDXOH | New Construction | Heat Recovery | 0 | 0
CZ08 | cDXOH | New Construction | Water Systems | 0 | 39995.4
CZ08 | cDXOH | New Construction | Refrigeration | 0 | 0
CZ08 | cDXOH | New Construction | Generators | 0 | 0
CZ08 | cDXOH | New Construction | Total End Uses | 245417.53 | 39995.4
CZ09 | cDXOH | New Construction | Heating | 0 | 0
CZ09 | cDXOH | New Construction | Cooling | 43520.26 | 0
CZ09 | cDXOH | New Construction | Interior Lighting | 50497.29 | 0
CZ09 | cDXOH | New Construction | Exterior Lighting | 0 | 0
CZ09 | cDXOH | New Construction | Interior Equipment | 79808.82 | 0
CZ09 | cDXOH | New Construction | Exterior Equipment | 0 | 0
CZ09 | cDXOH | New Construction | Fans | 72038.08 | 0
CZ09 | cDXOH | New Construction | Pumps | 0 | 0
CZ09 | cDXOH | New Construction | Heat Rejection | 0 | 0
CZ09 | cDXOH | New Construction | Humidification | 0 | 0
CZ09 | cDXOH | New Construction | Heat Recovery | 0 | 0
CZ09 | cDXOH | New Construction | Water Systems | 0 | 39442
CZ09 | cDXOH | New Construction | Refrigeration | 0 | 0
CZ09 | cDXOH | New Construction | Generators | 0 | 0
CZ09 | cDXOH | New Construction | Total End Uses | 245864.45 | 39442
CZ10 | cDXOH | New Construction | Heating | 0 | 0
CZ10 | cDXOH | New Construction | Cooling | 59306.41 | 0
CZ10 | cDXOH | New Construction | Interior Lighting | 50497.29 | 0
CZ10 | cDXOH | New Construction | Exterior Lighting | 0 | 0
CZ10 | cDXOH | New Construction | Interior Equipment | 79808.82 | 0
CZ10 | cDXOH | New Construction | Exterior Equipment | 0 | 0
CZ10 | cDXOH | New Construction | Fans | 77831 | 0
CZ10 | cDXOH | New Construction | Pumps | 0 | 0
CZ10 | cDXOH | New Construction | Heat Rejection | 0 | 0
CZ10 | cDXOH | New Construction | Humidification | 0 | 0
CZ10 | cDXOH | New Construction | Heat Recovery | 0 | 0
CZ10 | cDXOH | New Construction | Water Systems | 0 | 39044.23
CZ10 | cDXOH | New Construction | Refrigeration | 0 | 0
CZ10 | cDXOH | New Construction | Generators | 0 | 0
CZ10 | cDXOH | New Construction | Total End Uses | 267443.53 | 39044.23
CZ11 | cDXOH | New Construction | Heating | 0 | 0
CZ11 | cDXOH | New Construction | Cooling | 63818.32 | 0
CZ11 | cDXOH | New Construction | Interior Lighting | 50497.29 | 0
CZ11 | cDXOH | New Construction | Exterior Lighting | 0 | 0
CZ11 | cDXOH | New Construction | Interior Equipment | 79808.82 | 0
CZ11 | cDXOH | New Construction | Exterior Equipment | 0 | 0
CZ11 | cDXOH | New Construction | Fans | 84231.59 | 0
CZ11 | cDXOH | New Construction | Pumps | 0 | 0
CZ11 | cDXOH | New Construction | Heat Rejection | 0 | 0
CZ11 | cDXOH | New Construction | Humidification | 0 | 0
CZ11 | cDXOH | New Construction | Heat Recovery | 0 | 0
CZ11 | cDXOH | New Construction | Water Systems | 0 | 39809.65
CZ11 | cDXOH | New Construction | Refrigeration | 0 | 0
CZ11 | cDXOH | New Construction | Generators | 0 | 0
CZ11 | cDXOH | New Construction | Total End Uses | 278356.02 | 39809.65
CZ12 | cDXOH | New Construction | Heating | 0 | 0
CZ12 | cDXOH | New Construction | Cooling | 51039.12 | 0
CZ12 | cDXOH | New Construction | Interior Lighting | 50497.29 | 0
CZ12 | cDXOH | New Construction | Exterior Lighting | 0 | 0
CZ12 | cDXOH | New Construction | Interior Equipment | 79808.82 | 0
CZ12 | cDXOH | New Construction | Exterior Equipment | 0 | 0
CZ12 | cDXOH | New Construction | Fans | 78077.67 | 0
CZ12 | cDXOH | New Construction | Pumps | 0 | 0
CZ12 | cDXOH | New Construction | Heat Rejection | 0 | 0
CZ12 | cDXOH | New Construction | Humidification | 0 | 0
CZ12 | cDXOH | New Construction | Heat Recovery | 0 | 0
CZ12 | cDXOH | New Construction | Water Systems | 0 | 40955.66
CZ12 | cDXOH | New Construction | Refrigeration | 0 | 0
CZ12 | cDXOH | New Construction | Generators | 0 | 0
CZ12 | cDXOH | New Construction | Total End Uses | 259422.9 | 40955.66
CZ13 | cDXOH | New Construction | Heating | 0 | 0
CZ13 | cDXOH | New Construction | Cooling | 72100.26 | 0
CZ13 | cDXOH | New Construction | Interior Lighting | 50497.29 | 0
CZ13 | cDXOH | New Construction | Exterior Lighting | 0 | 0
CZ13 | cDXOH | New Construction | Interior Equipment | 79808.82 | 0
CZ13 | cDXOH | New Construction | Exterior Equipment | 0 | 0
CZ13 | cDXOH | New Construction | Fans | 84158.54 | 0
CZ13 | cDXOH | New Construction | Pumps | 0 | 0
CZ13 | cDXOH | New Construction | Heat Rejection | 0 | 0
CZ13 | cDXOH | New Construction | Humidification | 0 | 0
CZ13 | cDXOH | New Construction | Heat Recovery | 0 | 0
CZ13 | cDXOH | New Construction | Water Systems | 0 | 38687.36
CZ13 | cDXOH | New Construction | Refrigeration | 0 | 0
CZ13 | cDXOH | New Construction | Generators | 0 | 0
CZ13 | cDXOH | New Construction | Total End Uses | 286564.91 | 38687.36
CZ14 | cDXOH | New Construction | Heating | 0 | 0
CZ14 | cDXOH | New Construction | Cooling | 92896.32 | 0
CZ14 | cDXOH | New Construction | Interior Lighting | 50497.29 | 0
CZ14 | cDXOH | New Construction | Exterior Lighting | 0 | 0
CZ14 | cDXOH | New Construction | Interior Equipment | 79808.82 | 0
CZ14 | cDXOH | New Construction | Exterior Equipment | 0 | 0
CZ14 | cDXOH | New Construction | Fans | 91792.93 | 0
CZ14 | cDXOH | New Construction | Pumps | 0 | 0
CZ14 | cDXOH | New Construction | Heat Rejection | 0 | 0
CZ14 | cDXOH | New Construction | Humidification | 0 | 0
CZ14 | cDXOH | New Construction | Heat Recovery | 0 | 0
CZ14 | cDXOH | New Construction | Water Systems | 0 | 36745.34
CZ14 | cDXOH | New Construction | Refrigeration | 0 | 0
CZ14 | cDXOH | New Construction | Generators | 0 | 0
CZ14 | cDXOH | New Construction | Total End Uses | 314995.36 | 36745.34
CZ15 | cDXOH | New Construction | Heating | 0 | 0
CZ15 | cDXOH | New Construction | Cooling | 129193.68 | 0
CZ15 | cDXOH | New Construction | Interior Lighting | 50497.29 | 0
CZ15 | cDXOH | New Construction | Exterior Lighting | 0 | 0
CZ15 | cDXOH | New Construction | Interior Equipment | 79808.82 | 0
CZ15 | cDXOH | New Construction | Exterior Equipment | 0 | 0
CZ15 | cDXOH | New Construction | Fans | 88744.63 | 0
CZ15 | cDXOH | New Construction | Pumps | 0 | 0
CZ15 | cDXOH | New Construction | Heat Rejection | 0 | 0
CZ15 | cDXOH | New Construction | Humidification | 0 | 0
CZ15 | cDXOH | New Construction | Heat Recovery | 0 | 0
CZ15 | cDXOH | New Construction | Water Systems | 0 | 32792.46
CZ15 | cDXOH | New Construction | Refrigeration | 0 | 0
CZ15 | cDXOH | New Construction | Generators | 0 | 0
CZ15 | cDXOH | New Construction | Total End Uses | 348244.42 | 32792.46
CZ16 | cDXOH | New Construction | Heating | 0 | 0
CZ16 | cDXOH | New Construction | Cooling | 58043.04 | 0
CZ16 | cDXOH | New Construction | Interior Lighting | 50497.29 | 0
CZ16 | cDXOH | New Construction | Exterior Lighting | 0 | 0
CZ16 | cDXOH | New Construction | Interior Equipment | 79808.82 | 0
CZ16 | cDXOH | New Construction | Exterior Equipment | 0 | 0
CZ16 | cDXOH | New Construction | Fans | 97225.67 | 0
CZ16 | cDXOH | New Construction | Pumps | 0 | 0
CZ16 | cDXOH | New Construction | Heat Rejection | 0 | 0
CZ16 | cDXOH | New Construction | Humidification | 0 | 0
CZ16 | cDXOH | New Construction | Heat Recovery | 0 | 0
CZ16 | cDXOH | New Construction | Water Systems | 0 | 43128.98
CZ16 | cDXOH | New Construction | Refrigeration | 0 | 0
CZ16 | cDXOH | New Construction | Generators | 0 | 0
CZ16 | cDXOH | New Construction | Total End Uses | 285574.83 | 43128.98
CZ01 | cPVVG | Existing | Heating | 0 | 101455.99
CZ01 | cPVVG | Existing | Cooling | 1357.38 | 0
CZ01 | cPVVG | Existing | Interior Lighting | 100038.91 | 0
CZ01 | cPVVG | Existing | Exterior Lighting | 0 | 0
CZ01 | cPVVG | Existing | Interior Equipment | 79808.82 | 0
CZ01 | cPVVG | Existing | Exterior Equipment | 0 | 0
CZ01 | cPVVG | Existing | Fans | 37584.89 | 0
CZ01 | cPVVG | Existing | Pumps | 0 | 0
CZ01 | cPVVG | Existing | Heat Rejection | 0 | 0
CZ01 | cPVVG | Existing | Humidification | 0 | 0
CZ01 | cPVVG | Existing | Heat Recovery | 0 | 0
CZ01 | cPVVG | Existing | Water Systems | 0 | 47883.99
CZ01 | cPVVG | Existing | Refrigeration | 0 | 0
CZ01 | cPVVG | Existing | Generators | 0 | 0
CZ01 | cPVVG | Existing | Total End Uses | 218790 | 149339.98
CZ02 | cPVVG | Existing | Heating | 0 | 59537.91
CZ02 | cPVVG | Existing | Cooling | 37918.94 | 0
CZ02 | cPVVG | Existing | Interior Lighting | 100038.91 | 0
CZ02 | cPVVG | Existing | Exterior Lighting | 0 | 0
CZ02 | cPVVG | Existing | Interior Equipment | 79808.82 | 0
CZ02 | cPVVG | Existing | Exterior Equipment | 0 | 0
CZ02 | cPVVG | Existing | Fans | 55154.81 | 0
CZ02 | cPVVG | Existing | Pumps | 0 | 0
CZ02 | cPVVG | Existing | Heat Rejection | 0 | 0
CZ02 | cPVVG | Existing | Humidification | 0 | 0
CZ02 | cPVVG | Existing | Heat Recovery | 0 | 0
CZ02 | cPVVG | Existing | Water Systems | 0 | 44078.96
CZ02 | cPVVG | Existing | Refrigeration | 0 | 0
CZ02 | cPVVG | Existing | Generators | 0 | 0
CZ02 | cPVVG | Existing | Total End Uses | 272921.48 | 103616.87
CZ03 | cPVVG | Existing | Heating | 0 | 35356.1
CZ03 | cPVVG | Existing | Cooling | 22178.38 | 0
CZ03 | cPVVG | Existing | Interior Lighting | 100038.91 | 0
CZ03 | cPVVG | Existing | Exterior Lighting | 0 | 0
CZ03 | cPVVG | Existing | Interior Equipment | 79808.82 | 0
CZ03 | cPVVG | Existing | Exterior Equipment | 0 | 0
CZ03 | cPVVG | Existing | Fans | 47575.39 | 0
CZ03 | cPVVG | Existing | Pumps | 0 | 0
CZ03 | cPVVG | Existing | Heat Rejection | 0 | 0
CZ03 | cPVVG | Existing | Humidification | 0 | 0
CZ03 | cPVVG | Existing | Heat Recovery | 0 | 0
CZ03 | cPVVG | Existing | Water Systems | 0 | 43955.03
CZ03 | cPVVG | Existing | Refrigeration | 0 | 0
CZ03 | cPVVG | Existing | Generators | 0 | 0
CZ03 | cPVVG | Existing | Total End Uses | 249601.51 | 79311.12
CZ04 | cPVVG | Existing | Heating | 0 | 31300.97
CZ04 | cPVVG | Existing | Cooling | 47504.9 | 0
CZ04 | cPVVG | Existing | Interior Lighting | 100038.91 | 0
CZ04 | cPVVG | Existing | Exterior Lighting | 0 | 0
CZ04 | cPVVG | Existing | Interior Equipment | 79808.82 | 0
CZ04 | cPVVG | Existing | Exterior Equipment | 0 | 0
CZ04 | cPVVG | Existing | Fans | 57340.27 | 0
CZ04 | cPVVG | Existing | Pumps | 0 | 0
CZ04 | cPVVG | Existing | Heat Rejection | 0 | 0
CZ04 | cPVVG | Existing | Humidification | 0 | 0
CZ04 | cPVVG | Existing | Heat Recovery | 0 | 0
CZ04 | cPVVG | Existing | Water Systems | 0 | 42449.52
CZ04 | cPVVG | Existing | Refrigeration | 0 | 0
CZ04 | cPVVG | Existing | Generators | 0 | 0
CZ04 | cPVVG | Existing | Total End Uses | 284692.9 | 73750.49
CZ05 | cPVVG | Existing | Heating | 0 | 29079.58
CZ05 | cPVVG | Existing | Cooling | 28608.96 | 0
CZ05 | cPVVG | Existing | Interior Lighting | 100038.91 | 0
CZ05 | cPVVG | Existing | Exterior Lighting | 0 | 0
CZ05 | cPVVG | Existing | Interior Equipment | 79808.82 | 0
CZ05 | cPVVG | Existing | Exterior Equipment | 0 | 0
CZ05 | cPVVG | Existing | Fans | 49158.47 | 0
CZ05 | cPVVG | Existing | Pumps | 0 | 0
CZ05 | cPVVG | Existing | Heat Rejection | 0 | 0
CZ05 | cPVVG | Existing | Humidification | 0 | 0
CZ05 | cPVVG | Existing | Heat Recovery | 0 | 0
CZ05 | cPVVG | Existing | Water Systems | 0 | 43957.4
CZ05 | cPVVG | Existing | Refrigeration | 0 | 0
CZ05 | cPVVG | Existing | Generators | 0 | 0
CZ05 | cPVVG | Existing | Total End Uses | 257615.16 | 73036.98
CZ06 | cPVVG | Existing | Heating | 0 | 7482.27
CZ06 | cPVVG | Existing | Cooling | 49766.52 | 0
CZ06 | cPVVG | Existing | Interior Lighting | 100038.91 | 0
CZ06 | cPVVG | Existing | Exterior Lighting | 0 | 0
CZ06 | cPVVG | Existing | Interior Equipment | 79808.82 | 0
CZ06 | cPVVG | Existing | Exterior Equipment | 0 | 0
CZ06 | cPVVG | Existing | Fans | 56786.15 | 0
CZ06 | cPVVG | Existing | Pumps | 0 | 0
CZ06 | cPVVG | Existing | Heat Rejection | 0 | 0
CZ06 | cPVVG | Existing | Humidification | 0 | 0
CZ06 | cPVVG | Existing | Heat Recovery | 0 | 0
CZ06 | cPVVG | Existing | Water Systems | 0 | 40624.66
CZ06 | cPVVG | Existing | Refrigeration | 0 | 0
CZ06 | cPVVG | Existing | Generators | 0 | 0
CZ06 | cPVVG | Existing | Total End Uses | 286400.4 | 48106.93
CZ07 | cPVVG | Existing | Heating | 0 | 7294.62
CZ07 | cPVVG | Existing | Cooling | 54402.87 | 0
CZ07 | cPVVG | Existing | Interior Lighting | 100038.91 | 0
CZ07 | cPVVG | Existing | Exterior Lighting | 0 | 0
CZ07 | cPVVG | Existing | Interior Equipment | 79808.82 | 0
CZ07 | cPVVG | Existing | Exterior Equipment | 0 | 0
CZ07 | cPVVG | Existing | Fans | 56462.49 | 0
CZ07 | cPVVG | Existing | Pumps | 0 | 0
CZ07 | cPVVG | Existing | Heat Rejection | 0 | 0
CZ07 | cPVVG | Existing | Humidification | 0 | 0
CZ07 | cPVVG | Existing | Heat Recovery | 0 | 0
CZ07 | cPVVG | Existing | Water Systems | 0 | 40095.89
CZ07 | cPVVG | Existing | Refrigeration | 0 | 0
CZ07 | cPVVG | Existing | Generators | 0 | 0
CZ07 | cPVVG | Existing | Total End Uses | 290713.09 | 47390.52
CZ08 | cPVVG | Existing | Heating | 0 | 10543.78
CZ08 | cPVVG | Existing | Cooling | 65053.34 | 0
CZ08 | cPVVG | Existing | Interior Lighting | 100038.91 | 0
CZ08 | cPVVG | Existing | Exterior Lighting | 0 | 0
CZ08 | cPVVG | Existing | Interior Equipment | 79808.82 | 0
CZ08 | cPVVG | Existing | Exterior Equipment | 0 | 0
CZ08 | cPVVG | Existing | Fans | 61850.97 | 0
CZ08 | cPVVG | Existing | Pumps | 0 | 0
CZ08 | cPVVG | Existing | Heat Rejection | 0 | 0
CZ08 | cPVVG | Existing | Humidification | 0 | 0
CZ08 | cPVVG | Existing | Heat Recovery | 0 | 0
CZ08 | cPVVG | Existing | Water Systems | 0 | 40030.44
CZ08 | cPVVG | Existing | Refrigeration | 0 | 0
CZ08 | cPVVG | Existing | Generators | 0 | 0
CZ08 | cPVVG | Existing | Total End Uses | 306752.05 | 50574.21
CZ09 | cPVVG | Existing | Heating | 0 | 8391.92
CZ09 | cPVVG | Existing | Cooling | 76763.63 | 0
CZ09 | cPVVG | Existing | Interior Lighting | 100038.91 | 0
CZ09 | cPVVG | Existing | Exterior Lighting | 0 | 0
CZ09 | cPVVG | Existing | Interior Equipment | 79808.82 | 0
CZ09 | cPVVG | Existing | Exterior Equipment | 0 | 0
CZ09 | cPVVG | Existing | Fans | 68692.76 | 0
CZ09 | cPVVG | Existing | Pumps | 0 | 0
CZ09 | cPVVG | Existing | Heat Rejection | 0 | 0
CZ09 | cPVVG | Existing | Humidification | 0 | 0
CZ09 | cPVVG | Existing | Heat Recovery | 0 | 0
CZ09 | cPVVG | Existing | Water Systems | 0 | 39500.78
CZ09 | cPVVG | Existing | Refrigeration | 0 | 0
CZ09 | cPVVG | Existing | Generators | 0 | 0
CZ09 | cPVVG | Existing | Total End Uses | 325304.12 | 47892.7
CZ10 | cPVVG | Existing | Heating | 0 | 20652.7
CZ10 | cPVVG | Existing | Cooling | 88949.75 | 0
CZ10 | cPVVG | Existing | Interior Lighting | 100038.91 | 0
CZ10 | cPVVG | Existing | Exterior Lighting | 0 | 0
CZ10 | cPVVG | Existing | Interior Equipment | 79808.82 | 0
CZ10 | cPVVG | Existing | Exterior Equipment | 0 | 0
CZ10 | cPVVG | Existing | Fans | 66701.01 | 0
CZ10 | cPVVG | Existing | Pumps | 0 | 0
CZ10 | cPVVG | Existing | Heat Rejection | 0 | 0
CZ10 | cPVVG | Existing | Humidification | 0 | 0
CZ10 | cPVVG | Existing | Heat Recovery | 0 | 0
CZ10 | cPVVG | Existing | Water Systems | 0 | 39078.56
CZ10 | cPVVG | Existing | Refrigeration | 0 | 0
CZ10 | cPVVG | Existing | Generators | 0 | 0
CZ10 | cPVVG | Existing | Total End Uses | 335498.49 | 59731.26
CZ11 | cPVVG | Existing | Heating | 0 | 61299.46
CZ11 | cPVVG | Existing | Cooling | 100646.34 | 0
CZ11 | cPVVG | Existing | Interior Lighting | 100038.91 | 0
CZ11 | cPVVG | Existing | Exterior Lighting | 0 | 0
CZ11 | cPVVG | Existing | Interior Equipment | 79808.82 | 0
CZ11 | cPVVG | Existing | Exterior Equipment | 0 | 0
CZ11 | cPVVG | Existing | Fans | 76751.3 | 0
CZ11 | cPVVG | Existing | Pumps | 0 | 0
CZ11 | cPVVG | Existing | Heat Rejection | 0 | 0
CZ11 | cPVVG | Existing | Humidification | 0 | 0
CZ11 | cPVVG | Existing | Heat Recovery | 0 | 0
CZ11 | cPVVG | Existing | Water Systems | 0 | 39830.52
CZ11 | cPVVG | Existing | Refrigeration | 0 | 0
CZ11 | cPVVG | Existing | Generators | 0 | 0
CZ11 | cPVVG | Existing | Total End Uses | 357245.37 | 101129.98
CZ12 | cPVVG | Existing | Heating | 0 | 52452.57
CZ12 | cPVVG | Existing | Cooling | 82063.08 | 0
CZ12 | cPVVG | Existing | Interior Lighting | 100038.91 | 0
CZ12 | cPVVG | Existing | Exterior Lighting | 0 | 0
CZ12 | cPVVG | Existing | Interior Equipment | 79808.82 | 0
CZ12 | cPVVG | Existing | Exterior Equipment | 0 | 0
CZ12 | cPVVG | Existing | Fans | 68375.82 | 0
CZ12 | cPVVG | Existing | Pumps | 0 | 0
CZ12 | cPVVG | Existing | Heat Rejection | 0 | 0
CZ12 | cPVVG | Existing | Humidification | 0 | 0
CZ12 | cPVVG | Existing | Heat Recovery | 0 | 0
CZ12 | cPVVG | Existing | Water Systems | 0 | 40989.06
CZ12 | cPVVG | Existing | Refrigeration | 0 | 0
CZ12 | cPVVG | Existing | Generators | 0 | 0
CZ12 | cPVVG | Existing | Total End Uses | 330286.63 | 93441.63
CZ13 | cPVVG | Existing | Heating | 0 | 40410.38
CZ13 | cPVVG | Existing | Cooling | 113284.42 | 0
CZ13 | cPVVG | Existing | Interior Lighting | 100038.91 | 0
CZ13 | cPVVG | Existing | Exterior Lighting | 0 | 0
CZ13 | cPVVG | Existing | Interior Equipment | 79808.82 | 0
CZ13 | cPVVG | Existing | Exterior Equipment | 0 | 0
CZ13 | cPVVG | Existing | Fans | 78607.21 | 0
CZ13 | cPVVG | Existing | Pumps | 0 | 0
CZ13 | cPVVG | Existing | Heat Rejection | 0 | 0
CZ13 | cPVVG | Existing | Humidification | 0 | 0
CZ13 | cPVVG | Existing | Heat Recovery | 0 | 0
CZ13 | cPVVG | Existing | Water Systems | 0 | 38705.01
CZ13 | cPVVG | Existing | Refrigeration | 0 | 0
CZ13 | cPVVG | Existing | Generators | 0 | 0
CZ13 | cPVVG | Existing | Total End Uses | 371739.36 | 79115.4
CZ14 | cPVVG | Existing | Heating | 0 | 23631.97
CZ14 | cPVVG | Existing | Cooling | 140338.21 | 0
CZ14 | cPVVG | Existing | Interior Lighting | 100038.91 | 0
CZ14 | cPVVG | Existing | Exterior Lighting | 0 | 0
CZ14 | cPVVG | Existing | Interior Equipment | 79808.82 | 0
CZ14 | cPVVG | Existing | Exterior Equipment | 0 | 0
CZ14 | cPVVG | Existing | Fans | 88126.62 | 0
CZ14 | cPVVG | Existing | Pumps | 0 | 0
CZ14 | cPVVG | Existing | Heat Rejection | 0 | 0
CZ14 | cPVVG | Existing | Humidification | 0 | 0
CZ14 | cPVVG | Existing | Heat Recovery | 0 | 0
CZ14 | cPVVG | Existing | Water Systems | 0 | 36756.84
CZ14 | cPVVG | Existing | Refrigeration | 0 | 0
CZ14 | cPVVG | Existing | Generators | 0 | 0
CZ14 | cPVVG | Existing | Total End Uses | 408312.56 | 60388.81
CZ15 | cPVVG | Existing | Heating | 0 | 7283.32
CZ15 | cPVVG | Existing | Cooling | 189690.87 | 0
CZ15 | cPVVG | Existing | Interior Lighting | 100038.91 | 0
CZ15 | cPVVG | Existing | Exterior Lighting | 0 | 0
CZ15 | cPVVG | Existing | Interior Equipment | 79808.82 | 0
CZ15 | cPVVG | Existing | Exterior Equipment | 0 | 0
CZ15 | cPVVG | Existing | Fans | 91707.27 | 0
CZ15 | cPVVG | Existing | Pumps | 0 | 0
CZ15 | cPVVG | Existing | Heat Rejection | 0 | 0
CZ15 | cPVVG | Existing | Humidification | 0 | 0
CZ15 | cPVVG | Existing | Heat Recovery | 0 | 0
CZ15 | cPVVG | Existing | Water Systems | 0 | 32818.14
CZ15 | cPVVG | Existing | Refrigeration | 0 | 0
CZ15 | cPVVG | Existing | Generators | 0 | 0
CZ15 | cPVVG | Existing | Total End Uses | 461245.87 | 40101.45
CZ16 | cPVVG | Existing | Heating | 0 | 82813.33
CZ16 | cPVVG | Existing | Cooling | 88925.06 | 0
CZ16 | cPVVG | Existing | Interior Lighting | 100038.91 | 0
CZ16 | cPVVG | Existing | Exterior Lighting | 0 | 0
CZ16 | cPVVG | Existing | Interior Equipment | 79808.82 | 0
CZ16 | cPVVG | Existing | Exterior Equipment | 0 | 0
CZ16 | cPVVG | Existing | Fans | 82225.6 | 0
CZ16 | cPVVG | Existing | Pumps | 0 | 0
CZ16 | cPVVG | Existing | Heat Rejection | 0 | 0
CZ16 | cPVVG | Existing | Humidification | 0 | 0
CZ16 | cPVVG | Existing | Heat Recovery | 0 | 0
CZ16 | cPVVG | Existing | Water Systems | 0 | 43171.16
CZ16 | cPVVG | Existing | Refrigeration | 0 | 0
CZ16 | cPVVG | Existing | Generators | 0 | 0
CZ16 | cPVVG | Existing | Total End Uses | 350998.39 | 125984.5
CZ01 | cPVVG | New Construction | Heating | 0 | 100304.74
CZ01 | cPVVG | New Construction | Cooling | 627.64 | 0
CZ01 | cPVVG | New Construction | Interior Lighting | 50497.29 | 0
CZ01 | cPVVG | New Construction | Exterior Lighting | 0 | 0
CZ01 | cPVVG | New Construction | Interior Equipment | 79808.82 | 0
CZ01 | cPVVG | New Construction | Exterior Equipment | 0 | 0
CZ01 | cPVVG | New Construction | Fans | 22199.41 | 0
CZ01 | cPVVG | New Construction | Pumps | 0 | 0
CZ01 | cPVVG | New Construction | Heat Rejection | 0 | 0
CZ01 | cPVVG | New Construction | Humidification | 0 | 0
CZ01 | cPVVG | New Construction | Heat Recovery | 0 | 0
CZ01 | cPVVG | New Construction | Water Systems | 0 | 47883.56
CZ01 | cPVVG | New Construction | Refrigeration | 0 | 0
CZ01 | cPVVG | New Construction | Generators | 0 | 0
CZ01 | cPVVG | New Construction | Total End Uses | 153133.16 | 148188.3
CZ02 | cPVVG | New Construction | Heating | 0 | 53330.81
CZ02 | cPVVG | New Construction | Cooling | 21079.85 | 0
CZ02 | cPVVG | New Construction | Interior Lighting | 50497.29 | 0
CZ02 | cPVVG | New Construction | Exterior Lighting | 0 | 0
CZ02 | cPVVG | New Construction | Interior Equipment | 79808.82 | 0
CZ02 | cPVVG | New Construction | Exterior Equipment | 0 | 0
CZ02 | cPVVG | New Construction | Fans | 30020.56 | 0
CZ02 | cPVVG | New Construction | Pumps | 0 | 0
CZ02 | cPVVG | New Construction | Heat Rejection | 0 | 0
CZ02 | cPVVG | New Construction | Humidification | 0 | 0
CZ02 | cPVVG | New Construction | Heat Recovery | 0 | 0
CZ02 | cPVVG | New Construction | Water Systems | 0 | 44054.82
CZ02 | cPVVG | New Construction | Refrigeration | 0 | 0
CZ02 | cPVVG | New Construction | Generators | 0 | 0
CZ02 | cPVVG | New Construction | Total End Uses | 181406.52 | 97385.63
CZ03 | cPVVG | New Construction | Heating | 0 | 36030.1
CZ03 | cPVVG | New Construction | Cooling | 11536.11 | 0
CZ03 | cPVVG | New Construction | Interior Lighting | 50497.29 | 0
CZ03 | cPVVG | New Construction | Exterior Lighting | 0 | 0
CZ03 | cPVVG | New Construction | Interior Equipment | 79808.82 | 0
CZ03 | cPVVG | New Construction | Exterior Equipment | 0 | 0
CZ03 | cPVVG | New Construction | Fans | 26897.28 | 0
CZ03 | cPVVG | New Construction | Pumps | 0 | 0
CZ03 | cPVVG | New Construction | Heat Rejection | 0 | 0
CZ03 | cPVVG | New Construction | Humidification | 0 | 0
CZ03 | cPVVG | New Construction | Heat Recovery | 0 | 0
CZ03 | cPVVG | New Construction | Water Systems | 0 | 43922.03
CZ03 | cPVVG | New Construction | Refrigeration | 0 | 0
CZ03 | cPVVG | New Construction | Generators | 0 | 0
CZ03 | cPVVG | New Construction | Total End Uses | 168739.5 | 79952.12
CZ04 | cPVVG | New Construction | Heating | 0 | 30570.19
CZ04 | cPVVG | New Construction | Cooling | 26305.52 | 0
CZ04 | cPVVG | New Construction | Interior Lighting | 50497.29 | 0
CZ04 | cPVVG | New Construction | Exterior Lighting | 0 | 0
CZ04 | cPVVG | New Construction | Interior Equipment | 79808.82 | 0
CZ04 | cPVVG | New Construction | Exterior Equipment | 0 | 0
CZ04 | cPVVG | New Construction | Fans | 30816.31 | 0
CZ04 | cPVVG | New Construction | Pumps | 0 | 0
CZ04 | cPVVG | New Construction | Heat Rejection | 0 | 0
CZ04 | cPVVG | New Construction | Humidification | 0 | 0
CZ04 | cPVVG | New Construction | Heat Recovery | 0 | 0
CZ04 | cPVVG | New Construction | Water Systems | 0 | 42421.65
CZ04 | cPVVG | New Construction | Refrigeration | 0 | 0
CZ04 | cPVVG | New Construction | Generators | 0 | 0
CZ04 | cPVVG | New Construction | Total End Uses | 187427.94 | 72991.85
CZ05 | cPVVG | New Construction | Heating | 0 | 30318.17
CZ05 | cPVVG | New Construction | Cooling | 14924.06 | 0
CZ05 | cPVVG | New Construction | Interior Lighting | 50497.29 | 0
CZ05 | cPVVG | New Construction | Exterior Lighting | 0 | 0
CZ05 | cPVVG | New Construction | Interior Equipment | 79808.82 | 0
CZ05 | cPVVG | New Construction | Exterior Equipment | 0 | 0
CZ05 | cPVVG | New Construction | Fans | 27296.77 | 0
CZ05 | cPVVG | New Construction | Pumps | 0 | 0
CZ05 | cPVVG | New Construction | Heat Rejection | 0 | 0
CZ05 | cPVVG | New Construction | Humidification | 0 | 0
CZ05 | cPVVG | New Construction | Heat Recovery | 0 | 0
CZ05 | cPVVG | New Construction | Water Systems | 0 | 43920.66
CZ05 | cPVVG | New Construction | Refrigeration | 0 | 0
CZ05 | cPVVG | New Construction | Generators | 0 | 0
CZ05 | cPVVG | New Construction | Total End Uses | 172526.94 | 74238.83
CZ06 | cPVVG | New Construction | Heating | 0 | 8859.68
CZ06 | cPVVG | New Construction | Cooling | 28625.98 | 0
CZ06 | cPVVG | New Construction | Interior Lighting | 50497.29 | 0
CZ06 | cPVVG | New Construction | Exterior Lighting | 0 | 0
CZ06 | cPVVG | New Construction | Interior Equipment | 79808.82 | 0
CZ06 | cPVVG | New Construction | Exterior Equipment | 0 | 0
CZ06 | cPVVG | New Construction | Fans | 32359.68 | 0
CZ06 | cPVVG | New Construction | Pumps | 0 | 0
CZ06 | cPVVG | New Construction | Heat Rejection | 0 | 0
CZ06 | cPVVG | New Construction | Humidification | 0 | 0
CZ06 | cPVVG | New Construction | Heat Recovery | 0 | 0
CZ06 | cPVVG | New Construction | Water Systems | 0 | 40593.49
CZ06 | cPVVG | New Construction | Refrigeration | 0 | 0
CZ06 | cPVVG | New Construction | Generators | 0 | 0
CZ06 | cPVVG | New Construction | Total End Uses | 191291.78 | 49453.17
CZ07 | cPVVG | New Construction | Heating | 0 | 8726.24
CZ07 | cPVVG | New Construction | Cooling | 31516.41 | 0
CZ07 | cPVVG | New Construction | Interior Lighting | 50497.29 | 0
CZ07 | cPVVG | New Construction | Exterior Lighting | 0 | 0
CZ07 | cPVVG | New Construction | Interior Equipment | 79808.82 | 0
CZ07 | cPVVG | New Construction | Exterior Equipment | 0 | 0
CZ07 | cPVVG | New Construction | Fans | 32314.98 | 0
CZ07 | cPVVG | New Construction | Pumps | 0 | 0
CZ07 | cPVVG | New Construction | Heat Rejection | 0 | 0
CZ07 | cPVVG | New Construction | Humidification | 0 | 0
CZ07 | cPVVG | New Construction | Heat Recovery | 0 | 0
CZ07 | cPVVG | New Construction | Water Systems | 0 | 40045.21
CZ07 | cPVVG | New Construction | Refrigeration | 0 | 0
CZ07 | cPVVG | New Construction | Generators | 0 | 0
CZ07 | cPVVG | New Construction | Total End Uses | 194137.5 | 48771.45
CZ08 | cPVVG | New Construction | Heating | 0 | 12109.01
CZ08 | cPVVG | New Construction | Cooling | 38041.89 | 0
CZ08 | cPVVG | New Construction | Interior Lighting | 50497.29 | 0
CZ08 | cPVVG | New Construction | Exterior Lighting | 0 | 0
CZ08 | cPVVG | New Construction | Interior Equipment | 79808.82 | 0
CZ08 | cPVVG | New Construction | Exterior Equipment | 0 | 0
CZ08 | cPVVG | New Construction | Fans | 34338.02 | 0
CZ08 | cPVVG | New Construction | Pumps | 0 | 0
CZ08 | cPVVG | New Construction | Heat Rejection | 0 | 0
CZ08 | cPVVG | New Construction | Humidification | 0 | 0
CZ08 | cPVVG | New Construction | Heat Recovery | 0 | 0
CZ08 | cPVVG | New Construction | Water Systems | 0 | 39999.28
CZ08 | cPVVG | New Construction | Refrigeration | 0 | 0
CZ08 | cPVVG | New Construction | Generators | 0 | 0
CZ08 | cPVVG | New Construction | Total End Uses | 202686.02 | 52108.29
CZ09 | cPVVG | New Construction | Heating | 0 | 8244.51
CZ09 | cPVVG | New Construction | Cooling | 41095.29 | 0
CZ09 | cPVVG | New Construction | Interior Lighting | 50497.29 | 0
CZ09 | cPVVG | New Construction | Exterior Lighting | 0 | 0
CZ09 | cPVVG | New Construction | Interior Equipment | 79808.82 | 0
CZ09 | cPVVG | New Construction | Exterior Equipment | 0 | 0
CZ09 | cPVVG | New Construction | Fans | 34181.15 | 0
CZ09 | cPVVG | New Construction | Pumps | 0 | 0
CZ09 | cPVVG | New Construction | Heat Rejection | 0 | 0
CZ09 | cPVVG | New Construction | Humidification | 0 | 0
CZ09 | cPVVG | New Construction | Heat Recovery | 0 | 0
CZ09 | cPVVG | New Construction | Water Systems | 0 | 39439.08
CZ09 | cPVVG | New Construction | Refrigeration | 0 | 0
CZ09 | cPVVG | New Construction | Generators | 0 | 0
CZ09 | cPVVG | New Construction | Total End Uses | 205582.55 | 47683.58
CZ10 | cPVVG | New Construction | Heating | 0 | 19984.35
CZ10 | cPVVG | New Construction | Cooling | 56328.43 | 0
CZ10 | cPVVG | New Construction | Interior Lighting | 50497.29 | 0
CZ10 | cPVVG | New Construction | Exterior Lighting | 0 | 0
CZ10 | cPVVG | New Construction | Interior Equipment | 79808.82 | 0
CZ10 | cPVVG | New Construction | Exterior Equipment | 0 | 0
CZ10 | cPVVG | New Construction | Fans | 37608.2 | 0
CZ10 | cPVVG | New Construction | Pumps | 0 | 0
CZ10 | cPVVG | New Construction | Heat Rejection | 0 | 0
CZ10 | cPVVG | New Construction | Humidification | 0 | 0
CZ10 | cPVVG | New Construction | Heat Recovery | 0 | 0
CZ10 | cPVVG | New Construction | Water Systems | 0 | 39044.5
CZ10 | cPVVG | New Construction | Refrigeration | 0 | 0
CZ10 | cPVVG | New Construction | Generators | 0 | 0
CZ10 | cPVVG | New Construction | Total End Uses | 224242.75 | 59028.85
CZ11 | cPVVG | New Construction | Heating | 0 | 54357.39
CZ11 | cPVVG | New Construction | Cooling | 60669.09 | 0
CZ11 | cPVVG | New Construction | Interior Lighting | 50497.29 | 0
CZ11 | cPVVG | New Construction | Exterior Lighting | 0 | 0
CZ11 | cPVVG | New Construction | Interior Equipment | 79808.82 | 0
CZ11 | cPVVG | New Construction | Exterior Equipment | 0 | 0
CZ11 | cPVVG | New Construction | Fans | 40385.92 | 0
CZ11 | cPVVG | New Construction | Pumps | 0 | 0
CZ11 | cPVVG | New Construction | Heat Rejection | 0 | 0
CZ11 | cPVVG | New Construction | Humidification | 0 | 0
CZ11 | cPVVG | New Construction | Heat Recovery | 0 | 0
CZ11 | cPVVG | New Construction | Water Systems | 0 | 39806.3
CZ11 | cPVVG | New Construction | Refrigeration | 0 | 0
CZ11 | cPVVG | New Construction | Generators | 0 | 0
CZ11 | cPVVG | New Construction | Total End Uses | 231361.13 | 94163.69
CZ12 | cPVVG | New Construction | Heating | 0 | 47076.9
CZ12 | cPVVG | New Construction | Cooling | 48579.95 | 0
CZ12 | cPVVG | New Construction | Interior Lighting | 50497.29 | 0
CZ12 | cPVVG | New Construction | Exterior Lighting | 0 | 0
CZ12 | cPVVG | New Construction | Interior Equipment | 79808.82 | 0
CZ12 | cPVVG | New Construction | Exterior Equipment | 0 | 0
CZ12 | cPVVG | New Construction | Fans | 36338.71 | 0
CZ12 | cPVVG | New Construction | Pumps | 0 | 0
CZ12 | cPVVG | New Construction | Heat Rejection | 0 | 0
CZ12 | cPVVG | New Construction | Humidification | 0 | 0
CZ12 | cPVVG | New Construction | Heat Recovery | 0 | 0
CZ12 | cPVVG | New Construction | Water Systems | 0 | 40960.59
CZ12 | cPVVG | New Construction | Refrigeration | 0 | 0
CZ12 | cPVVG | New Construction | Generators | 0 | 0
CZ12 | cPVVG | New Construction | Total End Uses | 215224.77 | 88037.49
CZ13 | cPVVG | New Construction | Heating | 0 | 38116.27
CZ13 | cPVVG | New Construction | Cooling | 68669.32 | 0
CZ13 | cPVVG | New Construction | Interior Lighting | 50497.29 | 0
CZ13 | cPVVG | New Construction | Exterior Lighting | 0 | 0
CZ13 | cPVVG | New Construction | Interior Equipment | 79808.82 | 0
CZ13 | cPVVG | New Construction | Exterior Equipment | 0 | 0
CZ13 | cPVVG | New Construction | Fans | 41854.16 | 0
CZ13 | cPVVG | New Construction | Pumps | 0 | 0
CZ13 | cPVVG | New Construction | Heat Rejection | 0 | 0
CZ13 | cPVVG | New Construction | Humidification | 0 | 0
CZ13 | cPVVG | New Construction | Heat Recovery | 0 | 0
CZ13 | cPVVG | New Construction | Water Systems | 0 | 38691.5
CZ13 | cPVVG | New Construction | Refrigeration | 0 | 0
CZ13 | cPVVG | New Construction | Generators | 0 | 0
CZ13 | cPVVG | New Construction | Total End Uses | 240829.6 | 76807.77
CZ14 | cPVVG | New Construction | Heating | 0 | 23468.49
CZ14 | cPVVG | New Construction | Cooling | 87896.39 | 0
CZ14 | cPVVG | New Construction | Interior Lighting | 50497.29 | 0
CZ14 | cPVVG | New Construction | Exterior Lighting | 0 | 0
CZ14 | cPVVG | New Construction | Interior Equipment | 79808.82 | 0
CZ14 | cPVVG | New Construction | Exterior Equipment | 0 | 0
CZ14 | cPVVG | New Construction | Fans | 48244.24 | 0
CZ14 | cPVVG | New Construction | Pumps | 0 | 0
CZ14 | cPVVG | New Construction | Heat Rejection | 0 | 0
CZ14 | cPVVG | New Construction | Humidification | 0 | 0
CZ14 | cPVVG | New Construction | Heat Recovery | 0 | 0
CZ14 | cPVVG | New Construction | Water Systems | 0 | 36741.64
CZ14 | cPVVG | New Construction | Refrigeration | 0 | 0
CZ14 | cPVVG | New Construction | Generators | 0 | 0
CZ14 | cPVVG | New Construction | Total End Uses | 266446.74 | 60210.13
CZ15 | cPVVG | New Construction | Heating | 0 | 7320.95
CZ15 | cPVVG | New Construction | Cooling | 123544.75 | 0
CZ15 | cPVVG | New Construction | Interior Lighting | 50497.29 | 0
CZ15 | cPVVG | New Construction | Exterior Lighting | 0 | 0
CZ15 | cPVVG | New Construction | Interior Equipment | 79808.82 | 0
CZ15 | cPVVG | New Construction | Exterior Equipment | 0 | 0
CZ15 | cPVVG | New Construction | Fans | 51522.01 | 0
CZ15 | cPVVG | New Construction | Pumps | 0 | 0
CZ15 | cPVVG | New Construction | Heat Rejection | 0 | 0
CZ15 | cPVVG | New Construction | Humidification | 0 | 0
CZ15 | cPVVG | New Construction | Heat Recovery | 0 | 0
CZ15 | cPVVG | New Construction | Water Systems | 0 | 32781.85
CZ15 | cPVVG | New Construction | Refrigeration | 0 | 0
CZ15 | cPVVG | New Construction | Generators | 0 | 0
CZ15 | cPVVG | New Construction | Total End Uses | 305372.88 | 40102.8
CZ16 | cPVVG | New Construction | Heating | 0 | 71187.29
CZ16 | cPVVG | New Construction | Cooling | 54975.57 | 0
CZ16 | cPVVG | New Construction | Interior Lighting | 50497.29 | 0
CZ16 | cPVVG | New Construction | Exterior Lighting | 0 | 0
CZ16 | cPVVG | New Construction | Interior Equipment | 79808.82 | 0
CZ16 | cPVVG | New Construction | Exterior Equipment | 0 | 0
CZ16 | cPVVG | New Construction | Fans | 45097.39 | 0
CZ16 | cPVVG | New Construction | Pumps | 0 | 0
CZ16 | cPVVG | New Construction | Heat Rejection | 0 | 0
CZ16 | cPVVG | New Construction | Humidification | 0 | 0
CZ16 | cPVVG | New Construction | Heat Recovery | 0 | 0
CZ16 | cPVVG | New Construction | Water Systems | 0 | 43129.71
CZ16 | cPVVG | New Construction | Refrigeration | 0 | 0
CZ16 | cPVVG | New Construction | Generators | 0 | 0
CZ16 | cPVVG | New Construction | Total End Uses | 230379.08 | 114317

## Raw_endusebreakdownannual (hidden)
Vintage | Climate Zone | HVAC System | End Use | Electricity [kBtu] | Natural Gas [kBtu]
Existing | CZ01 | cAVVG | Heating | 0 | 111926.07
Existing | CZ01 | cAVVG | Cooling | 2573.57 | 0
Existing | CZ01 | cAVVG | Interior Lighting | 100038.91 | 0
Existing | CZ01 | cAVVG | Exterior Lighting | 0 | 0
Existing | CZ01 | cAVVG | Interior Equipment | 79808.82 | 0
Existing | CZ01 | cAVVG | Exterior Equipment | 0 | 0
Existing | CZ01 | cAVVG | Fans | 32062.98 | 0
Existing | CZ01 | cAVVG | Pumps | 272.23 | 0
Existing | CZ01 | cAVVG | Heat Rejection | 0 | 0
Existing | CZ01 | cAVVG | Humidification | 0 | 0
Existing | CZ01 | cAVVG | Heat Recovery | 0 | 0
Existing | CZ01 | cAVVG | Water Systems | 0 | 47882.78
Existing | CZ01 | cAVVG | Refrigeration | 0 | 0
Existing | CZ01 | cAVVG | Generators | 0 | 0
Existing | CZ01 | cAVVG | Total End Uses | 214756.51 | 159808.85
Existing | CZ02 | cAVVG | Heating | 0 | 86228.06
Existing | CZ02 | cAVVG | Cooling | 51147.08 | 0
Existing | CZ02 | cAVVG | Interior Lighting | 100038.91 | 0
Existing | CZ02 | cAVVG | Exterior Lighting | 0 | 0
Existing | CZ02 | cAVVG | Interior Equipment | 79808.82 | 0
Existing | CZ02 | cAVVG | Exterior Equipment | 0 | 0
Existing | CZ02 | cAVVG | Fans | 45834.16 | 0
Existing | CZ02 | cAVVG | Pumps | 2225.25 | 0
Existing | CZ02 | cAVVG | Heat Rejection | 0 | 0
Existing | CZ02 | cAVVG | Humidification | 0 | 0
Existing | CZ02 | cAVVG | Heat Recovery | 0 | 0
Existing | CZ02 | cAVVG | Water Systems | 0 | 44079.66
Existing | CZ02 | cAVVG | Refrigeration | 0 | 0
Existing | CZ02 | cAVVG | Generators | 0 | 0
Existing | CZ02 | cAVVG | Total End Uses | 279054.22 | 130307.72
Existing | CZ03 | cAVVG | Heating | 0 | 44781.04
Existing | CZ03 | cAVVG | Cooling | 30894.65 | 0
Existing | CZ03 | cAVVG | Interior Lighting | 100038.91 | 0
Existing | CZ03 | cAVVG | Exterior Lighting | 0 | 0
Existing | CZ03 | cAVVG | Interior Equipment | 79808.82 | 0
Existing | CZ03 | cAVVG | Exterior Equipment | 0 | 0
Existing | CZ03 | cAVVG | Fans | 35754.16 | 0
Existing | CZ03 | cAVVG | Pumps | 1692.94 | 0
Existing | CZ03 | cAVVG | Heat Rejection | 0 | 0
Existing | CZ03 | cAVVG | Humidification | 0 | 0
Existing | CZ03 | cAVVG | Heat Recovery | 0 | 0
Existing | CZ03 | cAVVG | Water Systems | 0 | 43954.34
Existing | CZ03 | cAVVG | Refrigeration | 0 | 0
Existing | CZ03 | cAVVG | Generators | 0 | 0
Existing | CZ03 | cAVVG | Total End Uses | 248189.48 | 88735.39
Existing | CZ04 | cAVVG | Heating | 0 | 41261.09
Existing | CZ04 | cAVVG | Cooling | 62370.22 | 0
Existing | CZ04 | cAVVG | Interior Lighting | 100038.91 | 0
Existing | CZ04 | cAVVG | Exterior Lighting | 0 | 0
Existing | CZ04 | cAVVG | Interior Equipment | 79808.82 | 0
Existing | CZ04 | cAVVG | Exterior Equipment | 0 | 0
Existing | CZ04 | cAVVG | Fans | 45198.23 | 0
Existing | CZ04 | cAVVG | Pumps | 2611.4 | 0
Existing | CZ04 | cAVVG | Heat Rejection | 0 | 0
Existing | CZ04 | cAVVG | Humidification | 0 | 0
Existing | CZ04 | cAVVG | Heat Recovery | 0 | 0
Existing | CZ04 | cAVVG | Water Systems | 0 | 42451.67
Existing | CZ04 | cAVVG | Refrigeration | 0 | 0
Existing | CZ04 | cAVVG | Generators | 0 | 0
Existing | CZ04 | cAVVG | Total End Uses | 290027.57 | 83712.75
Existing | CZ05 | cAVVG | Heating | 0 | 40244.85
Existing | CZ05 | cAVVG | Cooling | 36721.49 | 0
Existing | CZ05 | cAVVG | Interior Lighting | 100038.91 | 0
Existing | CZ05 | cAVVG | Exterior Lighting | 0 | 0
Existing | CZ05 | cAVVG | Interior Equipment | 79808.82 | 0
Existing | CZ05 | cAVVG | Exterior Equipment | 0 | 0
Existing | CZ05 | cAVVG | Fans | 34120.13 | 0
Existing | CZ05 | cAVVG | Pumps | 1670.41 | 0
Existing | CZ05 | cAVVG | Heat Rejection | 0 | 0
Existing | CZ05 | cAVVG | Humidification | 0 | 0
Existing | CZ05 | cAVVG | Heat Recovery | 0 | 0
Existing | CZ05 | cAVVG | Water Systems | 0 | 43956.42
Existing | CZ05 | cAVVG | Refrigeration | 0 | 0
Existing | CZ05 | cAVVG | Generators | 0 | 0
Existing | CZ05 | cAVVG | Total End Uses | 252359.77 | 84201.27
Existing | CZ06 | cAVVG | Heating | 0 | 11699.06
Existing | CZ06 | cAVVG | Cooling | 66830.16 | 0
Existing | CZ06 | cAVVG | Interior Lighting | 100038.91 | 0
Existing | CZ06 | cAVVG | Exterior Lighting | 0 | 0
Existing | CZ06 | cAVVG | Interior Equipment | 79808.82 | 0
Existing | CZ06 | cAVVG | Exterior Equipment | 0 | 0
Existing | CZ06 | cAVVG | Fans | 46241.44 | 0
Existing | CZ06 | cAVVG | Pumps | 3041.88 | 0
Existing | CZ06 | cAVVG | Heat Rejection | 0 | 0
Existing | CZ06 | cAVVG | Humidification | 0 | 0
Existing | CZ06 | cAVVG | Heat Recovery | 0 | 0
Existing | CZ06 | cAVVG | Water Systems | 0 | 40628.83
Existing | CZ06 | cAVVG | Refrigeration | 0 | 0
Existing | CZ06 | cAVVG | Generators | 0 | 0
Existing | CZ06 | cAVVG | Total End Uses | 295961.22 | 52327.9
Existing | CZ07 | cAVVG | Heating | 0 | 12228.84
Existing | CZ07 | cAVVG | Cooling | 73445.12 | 0
Existing | CZ07 | cAVVG | Interior Lighting | 100038.91 | 0
Existing | CZ07 | cAVVG | Exterior Lighting | 0 | 0
Existing | CZ07 | cAVVG | Interior Equipment | 79808.82 | 0
Existing | CZ07 | cAVVG | Exterior Equipment | 0 | 0
Existing | CZ07 | cAVVG | Fans | 46299.53 | 0
Existing | CZ07 | cAVVG | Pumps | 3289.92 | 0
Existing | CZ07 | cAVVG | Heat Rejection | 0 | 0
Existing | CZ07 | cAVVG | Humidification | 0 | 0
Existing | CZ07 | cAVVG | Heat Recovery | 0 | 0
Existing | CZ07 | cAVVG | Water Systems | 0 | 40097.98
Existing | CZ07 | cAVVG | Refrigeration | 0 | 0
Existing | CZ07 | cAVVG | Generators | 0 | 0
Existing | CZ07 | cAVVG | Total End Uses | 302882.3 | 52326.82
Existing | CZ08 | cAVVG | Heating | 0 | 16886.38
Existing | CZ08 | cAVVG | Cooling | 92271.93 | 0
Existing | CZ08 | cAVVG | Interior Lighting | 100038.91 | 0
Existing | CZ08 | cAVVG | Exterior Lighting | 0 | 0
Existing | CZ08 | cAVVG | Interior Equipment | 79808.82 | 0
Existing | CZ08 | cAVVG | Exterior Equipment | 0 | 0
Existing | CZ08 | cAVVG | Fans | 55689.29 | 0
Existing | CZ08 | cAVVG | Pumps | 3633.6 | 0
Existing | CZ08 | cAVVG | Heat Rejection | 0 | 0
Existing | CZ08 | cAVVG | Humidification | 0 | 0
Existing | CZ08 | cAVVG | Heat Recovery | 0 | 0
Existing | CZ08 | cAVVG | Water Systems | 0 | 40035.26
Existing | CZ08 | cAVVG | Refrigeration | 0 | 0
Existing | CZ08 | cAVVG | Generators | 0 | 0
Existing | CZ08 | cAVVG | Total End Uses | 331442.55 | 56921.64
Existing | CZ09 | cAVVG | Heating | 0 | 17123.54
Existing | CZ09 | cAVVG | Cooling | 101262.8 | 0
Existing | CZ09 | cAVVG | Interior Lighting | 100038.91 | 0
Existing | CZ09 | cAVVG | Exterior Lighting | 0 | 0
Existing | CZ09 | cAVVG | Interior Equipment | 79808.82 | 0
Existing | CZ09 | cAVVG | Exterior Equipment | 0 | 0
Existing | CZ09 | cAVVG | Fans | 55981.37 | 0
Existing | CZ09 | cAVVG | Pumps | 3927.49 | 0
Existing | CZ09 | cAVVG | Heat Rejection | 0 | 0
Existing | CZ09 | cAVVG | Humidification | 0 | 0
Existing | CZ09 | cAVVG | Heat Recovery | 0 | 0
Existing | CZ09 | cAVVG | Water Systems | 0 | 39501.49
Existing | CZ09 | cAVVG | Refrigeration | 0 | 0
Existing | CZ09 | cAVVG | Generators | 0 | 0
Existing | CZ09 | cAVVG | Total End Uses | 341019.38 | 56625.03
Existing | CZ10 | cAVVG | Heating | 0 | 29521.2
Existing | CZ10 | cAVVG | Cooling | 108873.94 | 0
Existing | CZ10 | cAVVG | Interior Lighting | 100038.91 | 0
Existing | CZ10 | cAVVG | Exterior Lighting | 0 | 0
Existing | CZ10 | cAVVG | Interior Equipment | 79808.82 | 0
Existing | CZ10 | cAVVG | Exterior Equipment | 0 | 0
Existing | CZ10 | cAVVG | Fans | 51235.55 | 0
Existing | CZ10 | cAVVG | Pumps | 2881.93 | 0
Existing | CZ10 | cAVVG | Heat Rejection | 0 | 0
Existing | CZ10 | cAVVG | Humidification | 0 | 0
Existing | CZ10 | cAVVG | Heat Recovery | 0 | 0
Existing | CZ10 | cAVVG | Water Systems | 0 | 39080.26
Existing | CZ10 | cAVVG | Refrigeration | 0 | 0
Existing | CZ10 | cAVVG | Generators | 0 | 0
Existing | CZ10 | cAVVG | Total End Uses | 342839.15 | 68601.46
Existing | CZ11 | cAVVG | Heating | 0 | 75950.66
Existing | CZ11 | cAVVG | Cooling | 120650.28 | 0
Existing | CZ11 | cAVVG | Interior Lighting | 100038.91 | 0
Existing | CZ11 | cAVVG | Exterior Lighting | 0 | 0
Existing | CZ11 | cAVVG | Interior Equipment | 79808.82 | 0
Existing | CZ11 | cAVVG | Exterior Equipment | 0 | 0
Existing | CZ11 | cAVVG | Fans | 63199.24 | 0
Existing | CZ11 | cAVVG | Pumps | 2783.38 | 0
Existing | CZ11 | cAVVG | Heat Rejection | 0 | 0
Existing | CZ11 | cAVVG | Humidification | 0 | 0
Existing | CZ11 | cAVVG | Heat Recovery | 0 | 0
Existing | CZ11 | cAVVG | Water Systems | 0 | 39831.92
Existing | CZ11 | cAVVG | Refrigeration | 0 | 0
Existing | CZ11 | cAVVG | Generators | 0 | 0
Existing | CZ11 | cAVVG | Total End Uses | 366480.63 | 115782.58
Existing | CZ12 | cAVVG | Heating | 0 | 77765.27
Existing | CZ12 | cAVVG | Cooling | 100091.09 | 0
Existing | CZ12 | cAVVG | Interior Lighting | 100038.91 | 0
Existing | CZ12 | cAVVG | Exterior Lighting | 0 | 0
Existing | CZ12 | cAVVG | Interior Equipment | 79808.82 | 0
Existing | CZ12 | cAVVG | Exterior Equipment | 0 | 0
Existing | CZ12 | cAVVG | Fans | 58607.53 | 0
Existing | CZ12 | cAVVG | Pumps | 2705.76 | 0
Existing | CZ12 | cAVVG | Heat Rejection | 0 | 0
Existing | CZ12 | cAVVG | Humidification | 0 | 0
Existing | CZ12 | cAVVG | Heat Recovery | 0 | 0
Existing | CZ12 | cAVVG | Water Systems | 0 | 40988.87
Existing | CZ12 | cAVVG | Refrigeration | 0 | 0
Existing | CZ12 | cAVVG | Generators | 0 | 0
Existing | CZ12 | cAVVG | Total End Uses | 341252.11 | 118754.14
Existing | CZ13 | cAVVG | Heating | 0 | 54367.18
Existing | CZ13 | cAVVG | Cooling | 137058.45 | 0
Existing | CZ13 | cAVVG | Interior Lighting | 100038.91 | 0
Existing | CZ13 | cAVVG | Exterior Lighting | 0 | 0
Existing | CZ13 | cAVVG | Interior Equipment | 79808.82 | 0
Existing | CZ13 | cAVVG | Exterior Equipment | 0 | 0
Existing | CZ13 | cAVVG | Fans | 70326.53 | 0
Existing | CZ13 | cAVVG | Pumps | 3196.72 | 0
Existing | CZ13 | cAVVG | Heat Rejection | 0 | 0
Existing | CZ13 | cAVVG | Humidification | 0 | 0
Existing | CZ13 | cAVVG | Heat Recovery | 0 | 0
Existing | CZ13 | cAVVG | Water Systems | 0 | 38707.1
Existing | CZ13 | cAVVG | Refrigeration | 0 | 0
Existing | CZ13 | cAVVG | Generators | 0 | 0
Existing | CZ13 | cAVVG | Total End Uses | 390429.43 | 93074.28
Existing | CZ14 | cAVVG | Heating | 0 | 35918.7
Existing | CZ14 | cAVVG | Cooling | 179074.78 | 0
Existing | CZ14 | cAVVG | Interior Lighting | 100038.91 | 0
Existing | CZ14 | cAVVG | Exterior Lighting | 0 | 0
Existing | CZ14 | cAVVG | Interior Equipment | 79808.82 | 0
Existing | CZ14 | cAVVG | Exterior Equipment | 0 | 0
Existing | CZ14 | cAVVG | Fans | 92559.9 | 0
Existing | CZ14 | cAVVG | Pumps | 4542.92 | 0
Existing | CZ14 | cAVVG | Heat Rejection | 0 | 0
Existing | CZ14 | cAVVG | Humidification | 0 | 0
Existing | CZ14 | cAVVG | Heat Recovery | 0 | 0
Existing | CZ14 | cAVVG | Water Systems | 0 | 36758.62
Existing | CZ14 | cAVVG | Refrigeration | 0 | 0
Existing | CZ14 | cAVVG | Generators | 0 | 0
Existing | CZ14 | cAVVG | Total End Uses | 456025.32 | 72677.32
Existing | CZ15 | cAVVG | Heating | 0 | 16566.98
Existing | CZ15 | cAVVG | Cooling | 229973.32 | 0
Existing | CZ15 | cAVVG | Interior Lighting | 100038.91 | 0
Existing | CZ15 | cAVVG | Exterior Lighting | 0 | 0
Existing | CZ15 | cAVVG | Interior Equipment | 79808.82 | 0
Existing | CZ15 | cAVVG | Exterior Equipment | 0 | 0
Existing | CZ15 | cAVVG | Fans | 74421.37 | 0
Existing | CZ15 | cAVVG | Pumps | 4286.45 | 0
Existing | CZ15 | cAVVG | Heat Rejection | 0 | 0
Existing | CZ15 | cAVVG | Humidification | 0 | 0
Existing | CZ15 | cAVVG | Heat Recovery | 0 | 0
Existing | CZ15 | cAVVG | Water Systems | 0 | 32820.85
Existing | CZ15 | cAVVG | Refrigeration | 0 | 0
Existing | CZ15 | cAVVG | Generators | 0 | 0
Existing | CZ15 | cAVVG | Total End Uses | 488528.87 | 49387.83
Existing | CZ16 | cAVVG | Heating | 0 | 120646.16
Existing | CZ16 | cAVVG | Cooling | 112371.72 | 0
Existing | CZ16 | cAVVG | Interior Lighting | 100038.91 | 0
Existing | CZ16 | cAVVG | Exterior Lighting | 0 | 0
Existing | CZ16 | cAVVG | Interior Equipment | 79808.82 | 0
Existing | CZ16 | cAVVG | Exterior Equipment | 0 | 0
Existing | CZ16 | cAVVG | Fans | 82051.28 | 0
Existing | CZ16 | cAVVG | Pumps | 3201.7 | 0
Existing | CZ16 | cAVVG | Heat Rejection | 0 | 0
Existing | CZ16 | cAVVG | Humidification | 0 | 0
Existing | CZ16 | cAVVG | Heat Recovery | 0 | 0
Existing | CZ16 | cAVVG | Water Systems | 0 | 43171.2
Existing | CZ16 | cAVVG | Refrigeration | 0 | 0
Existing | CZ16 | cAVVG | Generators | 0 | 0
Existing | CZ16 | cAVVG | Total End Uses | 377472.43 | 163817.35
New Construction | CZ01 | cAVVG | Heating | 0 | 101248.64
New Construction | CZ01 | cAVVG | Cooling | 1563.66 | 0
New Construction | CZ01 | cAVVG | Interior Lighting | 50497.29 | 0
New Construction | CZ01 | cAVVG | Exterior Lighting | 0 | 0
New Construction | CZ01 | cAVVG | Interior Equipment | 79808.82 | 0
New Construction | CZ01 | cAVVG | Exterior Equipment | 0 | 0
New Construction | CZ01 | cAVVG | Fans | 27780.92 | 0
New Construction | CZ01 | cAVVG | Pumps | 154.83 | 0
New Construction | CZ01 | cAVVG | Heat Rejection | 0 | 0
New Construction | CZ01 | cAVVG | Humidification | 0 | 0
New Construction | CZ01 | cAVVG | Heat Recovery | 0 | 0
New Construction | CZ01 | cAVVG | Water Systems | 0 | 47882.13
New Construction | CZ01 | cAVVG | Refrigeration | 0 | 0
New Construction | CZ01 | cAVVG | Generators | 0 | 0
New Construction | CZ01 | cAVVG | Total End Uses | 159805.52 | 149130.77
New Construction | CZ02 | cAVVG | Heating | 0 | 67816.32
New Construction | CZ02 | cAVVG | Cooling | 29868.52 | 0
New Construction | CZ02 | cAVVG | Interior Lighting | 50497.29 | 0
New Construction | CZ02 | cAVVG | Exterior Lighting | 0 | 0
New Construction | CZ02 | cAVVG | Interior Equipment | 79808.82 | 0
New Construction | CZ02 | cAVVG | Exterior Equipment | 0 | 0
New Construction | CZ02 | cAVVG | Fans | 32484.49 | 0
New Construction | CZ02 | cAVVG | Pumps | 1021.27 | 0
New Construction | CZ02 | cAVVG | Heat Rejection | 0 | 0
New Construction | CZ02 | cAVVG | Humidification | 0 | 0
New Construction | CZ02 | cAVVG | Heat Recovery | 0 | 0
New Construction | CZ02 | cAVVG | Water Systems | 0 | 44057.17
New Construction | CZ02 | cAVVG | Refrigeration | 0 | 0
New Construction | CZ02 | cAVVG | Generators | 0 | 0
New Construction | CZ02 | cAVVG | Total End Uses | 193680.39 | 111873.5
New Construction | CZ03 | cAVVG | Heating | 0 | 41200.12
New Construction | CZ03 | cAVVG | Cooling | 18146.65 | 0
New Construction | CZ03 | cAVVG | Interior Lighting | 50497.29 | 0
New Construction | CZ03 | cAVVG | Exterior Lighting | 0 | 0
New Construction | CZ03 | cAVVG | Interior Equipment | 79808.82 | 0
New Construction | CZ03 | cAVVG | Exterior Equipment | 0 | 0
New Construction | CZ03 | cAVVG | Fans | 24139.87 | 0
New Construction | CZ03 | cAVVG | Pumps | 994.74 | 0
New Construction | CZ03 | cAVVG | Heat Rejection | 0 | 0
New Construction | CZ03 | cAVVG | Humidification | 0 | 0
New Construction | CZ03 | cAVVG | Heat Recovery | 0 | 0
New Construction | CZ03 | cAVVG | Water Systems | 0 | 43915.75
New Construction | CZ03 | cAVVG | Refrigeration | 0 | 0
New Construction | CZ03 | cAVVG | Generators | 0 | 0
New Construction | CZ03 | cAVVG | Total End Uses | 173587.38 | 85115.87
New Construction | CZ04 | cAVVG | Heating | 0 | 36805.26
New Construction | CZ04 | cAVVG | Cooling | 35355.13 | 0
New Construction | CZ04 | cAVVG | Interior Lighting | 50497.29 | 0
New Construction | CZ04 | cAVVG | Exterior Lighting | 0 | 0
New Construction | CZ04 | cAVVG | Interior Equipment | 79808.82 | 0
New Construction | CZ04 | cAVVG | Exterior Equipment | 0 | 0
New Construction | CZ04 | cAVVG | Fans | 28390.71 | 0
New Construction | CZ04 | cAVVG | Pumps | 1133.83 | 0
New Construction | CZ04 | cAVVG | Heat Rejection | 0 | 0
New Construction | CZ04 | cAVVG | Humidification | 0 | 0
New Construction | CZ04 | cAVVG | Heat Recovery | 0 | 0
New Construction | CZ04 | cAVVG | Water Systems | 0 | 42421.06
New Construction | CZ04 | cAVVG | Refrigeration | 0 | 0
New Construction | CZ04 | cAVVG | Generators | 0 | 0
New Construction | CZ04 | cAVVG | Total End Uses | 195185.79 | 79226.32
New Construction | CZ05 | cAVVG | Heating | 0 | 37340.65
New Construction | CZ05 | cAVVG | Cooling | 20930.67 | 0
New Construction | CZ05 | cAVVG | Interior Lighting | 50497.29 | 0
New Construction | CZ05 | cAVVG | Exterior Lighting | 0 | 0
New Construction | CZ05 | cAVVG | Interior Equipment | 79808.82 | 0
New Construction | CZ05 | cAVVG | Exterior Equipment | 0 | 0
New Construction | CZ05 | cAVVG | Fans | 22518.29 | 0
New Construction | CZ05 | cAVVG | Pumps | 943 | 0
New Construction | CZ05 | cAVVG | Heat Rejection | 0 | 0
New Construction | CZ05 | cAVVG | Humidification | 0 | 0
New Construction | CZ05 | cAVVG | Heat Recovery | 0 | 0
New Construction | CZ05 | cAVVG | Water Systems | 0 | 43922.86
New Construction | CZ05 | cAVVG | Refrigeration | 0 | 0
New Construction | CZ05 | cAVVG | Generators | 0 | 0
New Construction | CZ05 | cAVVG | Total End Uses | 174698.08 | 81263.51
New Construction | CZ06 | cAVVG | Heating | 0 | 12711.98
New Construction | CZ06 | cAVVG | Cooling | 41534.68 | 0
New Construction | CZ06 | cAVVG | Interior Lighting | 50497.29 | 0
New Construction | CZ06 | cAVVG | Exterior Lighting | 0 | 0
New Construction | CZ06 | cAVVG | Interior Equipment | 79808.82 | 0
New Construction | CZ06 | cAVVG | Exterior Equipment | 0 | 0
New Construction | CZ06 | cAVVG | Fans | 29034.77 | 0
New Construction | CZ06 | cAVVG | Pumps | 1841.35 | 0
New Construction | CZ06 | cAVVG | Heat Rejection | 0 | 0
New Construction | CZ06 | cAVVG | Humidification | 0 | 0
New Construction | CZ06 | cAVVG | Heat Recovery | 0 | 0
New Construction | CZ06 | cAVVG | Water Systems | 0 | 40586.18
New Construction | CZ06 | cAVVG | Refrigeration | 0 | 0
New Construction | CZ06 | cAVVG | Generators | 0 | 0
New Construction | CZ06 | cAVVG | Total End Uses | 202716.91 | 53298.16
New Construction | CZ07 | cAVVG | Heating | 0 | 13136.89
New Construction | CZ07 | cAVVG | Cooling | 47925.4 | 0
New Construction | CZ07 | cAVVG | Interior Lighting | 50497.29 | 0
New Construction | CZ07 | cAVVG | Exterior Lighting | 0 | 0
New Construction | CZ07 | cAVVG | Interior Equipment | 79808.82 | 0
New Construction | CZ07 | cAVVG | Exterior Equipment | 0 | 0
New Construction | CZ07 | cAVVG | Fans | 31035 | 0
New Construction | CZ07 | cAVVG | Pumps | 2090.57 | 0
New Construction | CZ07 | cAVVG | Heat Rejection | 0 | 0
New Construction | CZ07 | cAVVG | Humidification | 0 | 0
New Construction | CZ07 | cAVVG | Heat Recovery | 0 | 0
New Construction | CZ07 | cAVVG | Water Systems | 0 | 40057.75
New Construction | CZ07 | cAVVG | Refrigeration | 0 | 0
New Construction | CZ07 | cAVVG | Generators | 0 | 0
New Construction | CZ07 | cAVVG | Total End Uses | 211357.08 | 53194.64
New Construction | CZ08 | cAVVG | Heating | 0 | 17413.48
New Construction | CZ08 | cAVVG | Cooling | 52485.31 | 0
New Construction | CZ08 | cAVVG | Interior Lighting | 50497.29 | 0
New Construction | CZ08 | cAVVG | Exterior Lighting | 0 | 0
New Construction | CZ08 | cAVVG | Interior Equipment | 79808.82 | 0
New Construction | CZ08 | cAVVG | Exterior Equipment | 0 | 0
New Construction | CZ08 | cAVVG | Fans | 30887.37 | 0
New Construction | CZ08 | cAVVG | Pumps | 1675.34 | 0
New Construction | CZ08 | cAVVG | Heat Rejection | 0 | 0
New Construction | CZ08 | cAVVG | Humidification | 0 | 0
New Construction | CZ08 | cAVVG | Heat Recovery | 0 | 0
New Construction | CZ08 | cAVVG | Water Systems | 0 | 39990.27
New Construction | CZ08 | cAVVG | Refrigeration | 0 | 0
New Construction | CZ08 | cAVVG | Generators | 0 | 0
New Construction | CZ08 | cAVVG | Total End Uses | 215354.14 | 57403.76
New Construction | CZ09 | cAVVG | Heating | 0 | 14365.9
New Construction | CZ09 | cAVVG | Cooling | 56118.84 | 0
New Construction | CZ09 | cAVVG | Interior Lighting | 50497.29 | 0
New Construction | CZ09 | cAVVG | Exterior Lighting | 0 | 0
New Construction | CZ09 | cAVVG | Interior Equipment | 79808.82 | 0
New Construction | CZ09 | cAVVG | Exterior Equipment | 0 | 0
New Construction | CZ09 | cAVVG | Fans | 32081.97 | 0
New Construction | CZ09 | cAVVG | Pumps | 1639.45 | 0
New Construction | CZ09 | cAVVG | Heat Rejection | 0 | 0
New Construction | CZ09 | cAVVG | Humidification | 0 | 0
New Construction | CZ09 | cAVVG | Heat Recovery | 0 | 0
New Construction | CZ09 | cAVVG | Water Systems | 0 | 39458.07
New Construction | CZ09 | cAVVG | Refrigeration | 0 | 0
New Construction | CZ09 | cAVVG | Generators | 0 | 0
New Construction | CZ09 | cAVVG | Total End Uses | 220146.38 | 53823.97
New Construction | CZ10 | cAVVG | Heating | 0 | 26558.36
New Construction | CZ10 | cAVVG | Cooling | 72701.86 | 0
New Construction | CZ10 | cAVVG | Interior Lighting | 50497.29 | 0
New Construction | CZ10 | cAVVG | Exterior Lighting | 0 | 0
New Construction | CZ10 | cAVVG | Interior Equipment | 79808.82 | 0
New Construction | CZ10 | cAVVG | Exterior Equipment | 0 | 0
New Construction | CZ10 | cAVVG | Fans | 35704.14 | 0
New Construction | CZ10 | cAVVG | Pumps | 1730.46 | 0
New Construction | CZ10 | cAVVG | Heat Rejection | 0 | 0
New Construction | CZ10 | cAVVG | Humidification | 0 | 0
New Construction | CZ10 | cAVVG | Heat Recovery | 0 | 0
New Construction | CZ10 | cAVVG | Water Systems | 0 | 39046.27
New Construction | CZ10 | cAVVG | Refrigeration | 0 | 0
New Construction | CZ10 | cAVVG | Generators | 0 | 0
New Construction | CZ10 | cAVVG | Total End Uses | 240442.57 | 65604.63
New Construction | CZ11 | cAVVG | Heating | 0 | 61876.57
New Construction | CZ11 | cAVVG | Cooling | 76310.24 | 0
New Construction | CZ11 | cAVVG | Interior Lighting | 50497.29 | 0
New Construction | CZ11 | cAVVG | Exterior Lighting | 0 | 0
New Construction | CZ11 | cAVVG | Interior Equipment | 79808.82 | 0
New Construction | CZ11 | cAVVG | Exterior Equipment | 0 | 0
New Construction | CZ11 | cAVVG | Fans | 40154.9 | 0
New Construction | CZ11 | cAVVG | Pumps | 1543.11 | 0
New Construction | CZ11 | cAVVG | Heat Rejection | 0 | 0
New Construction | CZ11 | cAVVG | Humidification | 0 | 0
New Construction | CZ11 | cAVVG | Heat Recovery | 0 | 0
New Construction | CZ11 | cAVVG | Water Systems | 0 | 39808.43
New Construction | CZ11 | cAVVG | Refrigeration | 0 | 0
New Construction | CZ11 | cAVVG | Generators | 0 | 0
New Construction | CZ11 | cAVVG | Total End Uses | 248314.36 | 101685
New Construction | CZ12 | cAVVG | Heating | 0 | 60198.49
New Construction | CZ12 | cAVVG | Cooling | 63287.27 | 0
New Construction | CZ12 | cAVVG | Interior Lighting | 50497.29 | 0
New Construction | CZ12 | cAVVG | Exterior Lighting | 0 | 0
New Construction | CZ12 | cAVVG | Interior Equipment | 79808.82 | 0
New Construction | CZ12 | cAVVG | Exterior Equipment | 0 | 0
New Construction | CZ12 | cAVVG | Fans | 40473.23 | 0
New Construction | CZ12 | cAVVG | Pumps | 1540.23 | 0
New Construction | CZ12 | cAVVG | Heat Rejection | 0 | 0
New Construction | CZ12 | cAVVG | Humidification | 0 | 0
New Construction | CZ12 | cAVVG | Heat Recovery | 0 | 0
New Construction | CZ12 | cAVVG | Water Systems | 0 | 40956.07
New Construction | CZ12 | cAVVG | Refrigeration | 0 | 0
New Construction | CZ12 | cAVVG | Generators | 0 | 0
New Construction | CZ12 | cAVVG | Total End Uses | 235606.84 | 101154.56
New Construction | CZ13 | cAVVG | Heating | 0 | 45046.58
New Construction | CZ13 | cAVVG | Cooling | 86262.49 | 0
New Construction | CZ13 | cAVVG | Interior Lighting | 50497.29 | 0
New Construction | CZ13 | cAVVG | Exterior Lighting | 0 | 0
New Construction | CZ13 | cAVVG | Interior Equipment | 79808.82 | 0
New Construction | CZ13 | cAVVG | Exterior Equipment | 0 | 0
New Construction | CZ13 | cAVVG | Fans | 43696.1 | 0
New Construction | CZ13 | cAVVG | Pumps | 1829.16 | 0
New Construction | CZ13 | cAVVG | Heat Rejection | 0 | 0
New Construction | CZ13 | cAVVG | Humidification | 0 | 0
New Construction | CZ13 | cAVVG | Heat Recovery | 0 | 0
New Construction | CZ13 | cAVVG | Water Systems | 0 | 38694.79
New Construction | CZ13 | cAVVG | Refrigeration | 0 | 0
New Construction | CZ13 | cAVVG | Generators | 0 | 0
New Construction | CZ13 | cAVVG | Total End Uses | 262093.86 | 83741.37
New Construction | CZ14 | cAVVG | Heating | 0 | 31955.86
New Construction | CZ14 | cAVVG | Cooling | 107832.11 | 0
New Construction | CZ14 | cAVVG | Interior Lighting | 50497.29 | 0
New Construction | CZ14 | cAVVG | Exterior Lighting | 0 | 0
New Construction | CZ14 | cAVVG | Interior Equipment | 79808.82 | 0
New Construction | CZ14 | cAVVG | Exterior Equipment | 0 | 0
New Construction | CZ14 | cAVVG | Fans | 47490.02 | 0
New Construction | CZ14 | cAVVG | Pumps | 1737.4 | 0
New Construction | CZ14 | cAVVG | Heat Rejection | 0 | 0
New Construction | CZ14 | cAVVG | Humidification | 0 | 0
New Construction | CZ14 | cAVVG | Heat Recovery | 0 | 0
New Construction | CZ14 | cAVVG | Water Systems | 0 | 36744.5
New Construction | CZ14 | cAVVG | Refrigeration | 0 | 0
New Construction | CZ14 | cAVVG | Generators | 0 | 0
New Construction | CZ14 | cAVVG | Total End Uses | 287365.65 | 68700.36
New Construction | CZ15 | cAVVG | Heating | 0 | 15239.8
New Construction | CZ15 | cAVVG | Cooling | 158032.17 | 0
New Construction | CZ15 | cAVVG | Interior Lighting | 50497.29 | 0
New Construction | CZ15 | cAVVG | Exterior Lighting | 0 | 0
New Construction | CZ15 | cAVVG | Interior Equipment | 79808.82 | 0
New Construction | CZ15 | cAVVG | Exterior Equipment | 0 | 0
New Construction | CZ15 | cAVVG | Fans | 51492.2 | 0
New Construction | CZ15 | cAVVG | Pumps | 2586.58 | 0
New Construction | CZ15 | cAVVG | Heat Rejection | 0 | 0
New Construction | CZ15 | cAVVG | Humidification | 0 | 0
New Construction | CZ15 | cAVVG | Heat Recovery | 0 | 0
New Construction | CZ15 | cAVVG | Water Systems | 0 | 32788.68
New Construction | CZ15 | cAVVG | Refrigeration | 0 | 0
New Construction | CZ15 | cAVVG | Generators | 0 | 0
New Construction | CZ15 | cAVVG | Total End Uses | 342417.06 | 48028.48
New Construction | CZ16 | cAVVG | Heating | 0 | 89153.2
New Construction | CZ16 | cAVVG | Cooling | 66388.06 | 0
New Construction | CZ16 | cAVVG | Interior Lighting | 50497.29 | 0
New Construction | CZ16 | cAVVG | Exterior Lighting | 0 | 0
New Construction | CZ16 | cAVVG | Interior Equipment | 79808.82 | 0
New Construction | CZ16 | cAVVG | Exterior Equipment | 0 | 0
New Construction | CZ16 | cAVVG | Fans | 44519.49 | 0
New Construction | CZ16 | cAVVG | Pumps | 1682.8 | 0
New Construction | CZ16 | cAVVG | Heat Rejection | 0 | 0
New Construction | CZ16 | cAVVG | Humidification | 0 | 0
New Construction | CZ16 | cAVVG | Heat Recovery | 0 | 0
New Construction | CZ16 | cAVVG | Water Systems | 0 | 43138.65
New Construction | CZ16 | cAVVG | Refrigeration | 0 | 0
New Construction | CZ16 | cAVVG | Generators | 0 | 0
New Construction | CZ16 | cAVVG | Total End Uses | 242896.46 | 132291.85
Existing | CZ01 | cDXGF | Heating | 0 | 64411.02
Existing | CZ01 | cDXGF | Cooling | 986.7 | 0
Existing | CZ01 | cDXGF | Interior Lighting | 100038.91 | 0
Existing | CZ01 | cDXGF | Exterior Lighting | 0 | 0
Existing | CZ01 | cDXGF | Interior Equipment | 79808.82 | 0
Existing | CZ01 | cDXGF | Exterior Equipment | 0 | 0
Existing | CZ01 | cDXGF | Fans | 105251.48 | 0
Existing | CZ01 | cDXGF | Pumps | 0 | 0
Existing | CZ01 | cDXGF | Heat Rejection | 0 | 0
Existing | CZ01 | cDXGF | Humidification | 0 | 0
Existing | CZ01 | cDXGF | Heat Recovery | 0 | 0
Existing | CZ01 | cDXGF | Water Systems | 0 | 47884.04
Existing | CZ01 | cDXGF | Refrigeration | 0 | 0
Existing | CZ01 | cDXGF | Generators | 0 | 0
Existing | CZ01 | cDXGF | Total End Uses | 286085.91 | 112295.06
Existing | CZ02 | cDXGF | Heating | 0 | 35434.23
Existing | CZ02 | cDXGF | Cooling | 39848.84 | 0
Existing | CZ02 | cDXGF | Interior Lighting | 100038.91 | 0
Existing | CZ02 | cDXGF | Exterior Lighting | 0 | 0
Existing | CZ02 | cDXGF | Interior Equipment | 79808.82 | 0
Existing | CZ02 | cDXGF | Exterior Equipment | 0 | 0
Existing | CZ02 | cDXGF | Fans | 130651.63 | 0
Existing | CZ02 | cDXGF | Pumps | 0 | 0
Existing | CZ02 | cDXGF | Heat Rejection | 0 | 0
Existing | CZ02 | cDXGF | Humidification | 0 | 0
Existing | CZ02 | cDXGF | Heat Recovery | 0 | 0
Existing | CZ02 | cDXGF | Water Systems | 0 | 44079.73
Existing | CZ02 | cDXGF | Refrigeration | 0 | 0
Existing | CZ02 | cDXGF | Generators | 0 | 0
Existing | CZ02 | cDXGF | Total End Uses | 350348.2 | 79513.95
Existing | CZ03 | cDXGF | Heating | 0 | 19271.2
Existing | CZ03 | cDXGF | Cooling | 21376.13 | 0
Existing | CZ03 | cDXGF | Interior Lighting | 100038.91 | 0
Existing | CZ03 | cDXGF | Exterior Lighting | 0 | 0
Existing | CZ03 | cDXGF | Interior Equipment | 79808.82 | 0
Existing | CZ03 | cDXGF | Exterior Equipment | 0 | 0
Existing | CZ03 | cDXGF | Fans | 118837.5 | 0
Existing | CZ03 | cDXGF | Pumps | 0 | 0
Existing | CZ03 | cDXGF | Heat Rejection | 0 | 0
Existing | CZ03 | cDXGF | Humidification | 0 | 0
Existing | CZ03 | cDXGF | Heat Recovery | 0 | 0
Existing | CZ03 | cDXGF | Water Systems | 0 | 43955.99
Existing | CZ03 | cDXGF | Refrigeration | 0 | 0
Existing | CZ03 | cDXGF | Generators | 0 | 0
Existing | CZ03 | cDXGF | Total End Uses | 320061.36 | 63227.2
Existing | CZ04 | cDXGF | Heating | 0 | 16599.31
Existing | CZ04 | cDXGF | Cooling | 49747.53 | 0
Existing | CZ04 | cDXGF | Interior Lighting | 100038.91 | 0
Existing | CZ04 | cDXGF | Exterior Lighting | 0 | 0
Existing | CZ04 | cDXGF | Interior Equipment | 79808.82 | 0
Existing | CZ04 | cDXGF | Exterior Equipment | 0 | 0
Existing | CZ04 | cDXGF | Fans | 131211.64 | 0
Existing | CZ04 | cDXGF | Pumps | 0 | 0
Existing | CZ04 | cDXGF | Heat Rejection | 0 | 0
Existing | CZ04 | cDXGF | Humidification | 0 | 0
Existing | CZ04 | cDXGF | Heat Recovery | 0 | 0
Existing | CZ04 | cDXGF | Water Systems | 0 | 42449.27
Existing | CZ04 | cDXGF | Refrigeration | 0 | 0
Existing | CZ04 | cDXGF | Generators | 0 | 0
Existing | CZ04 | cDXGF | Total End Uses | 360806.9 | 59048.57
Existing | CZ05 | cDXGF | Heating | 0 | 16418.01
Existing | CZ05 | cDXGF | Cooling | 28642.74 | 0
Existing | CZ05 | cDXGF | Interior Lighting | 100038.91 | 0
Existing | CZ05 | cDXGF | Exterior Lighting | 0 | 0
Existing | CZ05 | cDXGF | Interior Equipment | 79808.82 | 0
Existing | CZ05 | cDXGF | Exterior Equipment | 0 | 0
Existing | CZ05 | cDXGF | Fans | 118083.03 | 0
Existing | CZ05 | cDXGF | Pumps | 0 | 0
Existing | CZ05 | cDXGF | Heat Rejection | 0 | 0
Existing | CZ05 | cDXGF | Humidification | 0 | 0
Existing | CZ05 | cDXGF | Heat Recovery | 0 | 0
Existing | CZ05 | cDXGF | Water Systems | 0 | 43958.18
Existing | CZ05 | cDXGF | Refrigeration | 0 | 0
Existing | CZ05 | cDXGF | Generators | 0 | 0
Existing | CZ05 | cDXGF | Total End Uses | 326573.5 | 60376.19
Existing | CZ06 | cDXGF | Heating | 0 | 3389.5
Existing | CZ06 | cDXGF | Cooling | 50205.23 | 0
Existing | CZ06 | cDXGF | Interior Lighting | 100038.91 | 0
Existing | CZ06 | cDXGF | Exterior Lighting | 0 | 0
Existing | CZ06 | cDXGF | Interior Equipment | 79808.82 | 0
Existing | CZ06 | cDXGF | Exterior Equipment | 0 | 0
Existing | CZ06 | cDXGF | Fans | 124827.8 | 0
Existing | CZ06 | cDXGF | Pumps | 0 | 0
Existing | CZ06 | cDXGF | Heat Rejection | 0 | 0
Existing | CZ06 | cDXGF | Humidification | 0 | 0
Existing | CZ06 | cDXGF | Heat Recovery | 0 | 0
Existing | CZ06 | cDXGF | Water Systems | 0 | 40624.97
Existing | CZ06 | cDXGF | Refrigeration | 0 | 0
Existing | CZ06 | cDXGF | Generators | 0 | 0
Existing | CZ06 | cDXGF | Total End Uses | 354880.76 | 44014.47
Existing | CZ07 | cDXGF | Heating | 0 | 3439.55
Existing | CZ07 | cDXGF | Cooling | 57313.19 | 0
Existing | CZ07 | cDXGF | Interior Lighting | 100038.91 | 0
Existing | CZ07 | cDXGF | Exterior Lighting | 0 | 0
Existing | CZ07 | cDXGF | Interior Equipment | 79808.82 | 0
Existing | CZ07 | cDXGF | Exterior Equipment | 0 | 0
Existing | CZ07 | cDXGF | Fans | 122560.34 | 0
Existing | CZ07 | cDXGF | Pumps | 0 | 0
Existing | CZ07 | cDXGF | Heat Rejection | 0 | 0
Existing | CZ07 | cDXGF | Humidification | 0 | 0
Existing | CZ07 | cDXGF | Heat Recovery | 0 | 0
Existing | CZ07 | cDXGF | Water Systems | 0 | 40096.04
Existing | CZ07 | cDXGF | Refrigeration | 0 | 0
Existing | CZ07 | cDXGF | Generators | 0 | 0
Existing | CZ07 | cDXGF | Total End Uses | 359721.27 | 43535.58
Existing | CZ08 | cDXGF | Heating | 0 | 5209.33
Existing | CZ08 | cDXGF | Cooling | 68878.54 | 0
Existing | CZ08 | cDXGF | Interior Lighting | 100038.91 | 0
Existing | CZ08 | cDXGF | Exterior Lighting | 0 | 0
Existing | CZ08 | cDXGF | Interior Equipment | 79808.82 | 0
Existing | CZ08 | cDXGF | Exterior Equipment | 0 | 0
Existing | CZ08 | cDXGF | Fans | 133863.35 | 0
Existing | CZ08 | cDXGF | Pumps | 0 | 0
Existing | CZ08 | cDXGF | Heat Rejection | 0 | 0
Existing | CZ08 | cDXGF | Humidification | 0 | 0
Existing | CZ08 | cDXGF | Heat Recovery | 0 | 0
Existing | CZ08 | cDXGF | Water Systems | 0 | 40032.31
Existing | CZ08 | cDXGF | Refrigeration | 0 | 0
Existing | CZ08 | cDXGF | Generators | 0 | 0
Existing | CZ08 | cDXGF | Total End Uses | 382589.62 | 45241.64
Existing | CZ09 | cDXGF | Heating | 0 | 3646.26
Existing | CZ09 | cDXGF | Cooling | 82016.53 | 0
Existing | CZ09 | cDXGF | Interior Lighting | 100038.91 | 0
Existing | CZ09 | cDXGF | Exterior Lighting | 0 | 0
Existing | CZ09 | cDXGF | Interior Equipment | 79808.82 | 0
Existing | CZ09 | cDXGF | Exterior Equipment | 0 | 0
Existing | CZ09 | cDXGF | Fans | 144633.32 | 0
Existing | CZ09 | cDXGF | Pumps | 0 | 0
Existing | CZ09 | cDXGF | Heat Rejection | 0 | 0
Existing | CZ09 | cDXGF | Humidification | 0 | 0
Existing | CZ09 | cDXGF | Heat Recovery | 0 | 0
Existing | CZ09 | cDXGF | Water Systems | 0 | 39500.63
Existing | CZ09 | cDXGF | Refrigeration | 0 | 0
Existing | CZ09 | cDXGF | Generators | 0 | 0
Existing | CZ09 | cDXGF | Total End Uses | 406497.58 | 43146.88
Existing | CZ10 | cDXGF | Heating | 0 | 11741.11
Existing | CZ10 | cDXGF | Cooling | 95962.17 | 0
Existing | CZ10 | cDXGF | Interior Lighting | 100038.91 | 0
Existing | CZ10 | cDXGF | Exterior Lighting | 0 | 0
Existing | CZ10 | cDXGF | Interior Equipment | 79808.82 | 0
Existing | CZ10 | cDXGF | Exterior Equipment | 0 | 0
Existing | CZ10 | cDXGF | Fans | 139305.2 | 0
Existing | CZ10 | cDXGF | Pumps | 0 | 0
Existing | CZ10 | cDXGF | Heat Rejection | 0 | 0
Existing | CZ10 | cDXGF | Humidification | 0 | 0
Existing | CZ10 | cDXGF | Heat Recovery | 0 | 0
Existing | CZ10 | cDXGF | Water Systems | 0 | 39078.35
Existing | CZ10 | cDXGF | Refrigeration | 0 | 0
Existing | CZ10 | cDXGF | Generators | 0 | 0
Existing | CZ10 | cDXGF | Total End Uses | 415115.1 | 50819.46
Existing | CZ11 | cDXGF | Heating | 0 | 34603.59
Existing | CZ11 | cDXGF | Cooling | 108122.99 | 0
Existing | CZ11 | cDXGF | Interior Lighting | 100038.91 | 0
Existing | CZ11 | cDXGF | Exterior Lighting | 0 | 0
Existing | CZ11 | cDXGF | Interior Equipment | 79808.82 | 0
Existing | CZ11 | cDXGF | Exterior Equipment | 0 | 0
Existing | CZ11 | cDXGF | Fans | 161375.59 | 0
Existing | CZ11 | cDXGF | Pumps | 0 | 0
Existing | CZ11 | cDXGF | Heat Rejection | 0 | 0
Existing | CZ11 | cDXGF | Humidification | 0 | 0
Existing | CZ11 | cDXGF | Heat Recovery | 0 | 0
Existing | CZ11 | cDXGF | Water Systems | 0 | 39829.64
Existing | CZ11 | cDXGF | Refrigeration | 0 | 0
Existing | CZ11 | cDXGF | Generators | 0 | 0
Existing | CZ11 | cDXGF | Total End Uses | 449346.3 | 74433.23
Existing | CZ12 | cDXGF | Heating | 0 | 29918.44
Existing | CZ12 | cDXGF | Cooling | 87768.18 | 0
Existing | CZ12 | cDXGF | Interior Lighting | 100038.91 | 0
Existing | CZ12 | cDXGF | Exterior Lighting | 0 | 0
Existing | CZ12 | cDXGF | Interior Equipment | 79808.82 | 0
Existing | CZ12 | cDXGF | Exterior Equipment | 0 | 0
Existing | CZ12 | cDXGF | Fans | 147389.92 | 0
Existing | CZ12 | cDXGF | Pumps | 0 | 0
Existing | CZ12 | cDXGF | Heat Rejection | 0 | 0
Existing | CZ12 | cDXGF | Humidification | 0 | 0
Existing | CZ12 | cDXGF | Heat Recovery | 0 | 0
Existing | CZ12 | cDXGF | Water Systems | 0 | 40989.48
Existing | CZ12 | cDXGF | Refrigeration | 0 | 0
Existing | CZ12 | cDXGF | Generators | 0 | 0
Existing | CZ12 | cDXGF | Total End Uses | 415005.83 | 70907.92
Existing | CZ13 | cDXGF | Heating | 0 | 21360.11
Existing | CZ13 | cDXGF | Cooling | 121057.85 | 0
Existing | CZ13 | cDXGF | Interior Lighting | 100038.91 | 0
Existing | CZ13 | cDXGF | Exterior Lighting | 0 | 0
Existing | CZ13 | cDXGF | Interior Equipment | 79808.82 | 0
Existing | CZ13 | cDXGF | Exterior Equipment | 0 | 0
Existing | CZ13 | cDXGF | Fans | 160708.45 | 0
Existing | CZ13 | cDXGF | Pumps | 0 | 0
Existing | CZ13 | cDXGF | Heat Rejection | 0 | 0
Existing | CZ13 | cDXGF | Humidification | 0 | 0
Existing | CZ13 | cDXGF | Heat Recovery | 0 | 0
Existing | CZ13 | cDXGF | Water Systems | 0 | 38704.65
Existing | CZ13 | cDXGF | Refrigeration | 0 | 0
Existing | CZ13 | cDXGF | Generators | 0 | 0
Existing | CZ13 | cDXGF | Total End Uses | 461614.03 | 60064.76
Existing | CZ14 | cDXGF | Heating | 0 | 12092.45
Existing | CZ14 | cDXGF | Cooling | 151579.37 | 0
Existing | CZ14 | cDXGF | Interior Lighting | 100038.91 | 0
Existing | CZ14 | cDXGF | Exterior Lighting | 0 | 0
Existing | CZ14 | cDXGF | Interior Equipment | 79808.82 | 0
Existing | CZ14 | cDXGF | Exterior Equipment | 0 | 0
Existing | CZ14 | cDXGF | Fans | 173199.49 | 0
Existing | CZ14 | cDXGF | Pumps | 0 | 0
Existing | CZ14 | cDXGF | Heat Rejection | 0 | 0
Existing | CZ14 | cDXGF | Humidification | 0 | 0
Existing | CZ14 | cDXGF | Heat Recovery | 0 | 0
Existing | CZ14 | cDXGF | Water Systems | 0 | 36755.25
Existing | CZ14 | cDXGF | Refrigeration | 0 | 0
Existing | CZ14 | cDXGF | Generators | 0 | 0
Existing | CZ14 | cDXGF | Total End Uses | 504626.59 | 48847.71
Existing | CZ15 | cDXGF | Heating | 0 | 3710.02
Existing | CZ15 | cDXGF | Cooling | 203264.28 | 0
Existing | CZ15 | cDXGF | Interior Lighting | 100038.91 | 0
Existing | CZ15 | cDXGF | Exterior Lighting | 0 | 0
Existing | CZ15 | cDXGF | Interior Equipment | 79808.82 | 0
Existing | CZ15 | cDXGF | Exterior Equipment | 0 | 0
Existing | CZ15 | cDXGF | Fans | 169075.05 | 0
Existing | CZ15 | cDXGF | Pumps | 0 | 0
Existing | CZ15 | cDXGF | Heat Rejection | 0 | 0
Existing | CZ15 | cDXGF | Humidification | 0 | 0
Existing | CZ15 | cDXGF | Heat Recovery | 0 | 0
Existing | CZ15 | cDXGF | Water Systems | 0 | 32818.68
Existing | CZ15 | cDXGF | Refrigeration | 0 | 0
Existing | CZ15 | cDXGF | Generators | 0 | 0
Existing | CZ15 | cDXGF | Total End Uses | 552187.06 | 36528.7
Existing | CZ16 | cDXGF | Heating | 0 | 49758.31
Existing | CZ16 | cDXGF | Cooling | 96127.76 | 0
Existing | CZ16 | cDXGF | Interior Lighting | 100038.91 | 0
Existing | CZ16 | cDXGF | Exterior Lighting | 0 | 0
Existing | CZ16 | cDXGF | Interior Equipment | 79808.82 | 0
Existing | CZ16 | cDXGF | Exterior Equipment | 0 | 0
Existing | CZ16 | cDXGF | Fans | 174463.13 | 0
Existing | CZ16 | cDXGF | Pumps | 0 | 0
Existing | CZ16 | cDXGF | Heat Rejection | 0 | 0
Existing | CZ16 | cDXGF | Humidification | 0 | 0
Existing | CZ16 | cDXGF | Heat Recovery | 0 | 0
Existing | CZ16 | cDXGF | Water Systems | 0 | 43171.53
Existing | CZ16 | cDXGF | Refrigeration | 0 | 0
Existing | CZ16 | cDXGF | Generators | 0 | 0
Existing | CZ16 | cDXGF | Total End Uses | 450438.62 | 92929.85
New Construction | CZ01 | cDXGF | Heating | 0 | 70735.25
New Construction | CZ01 | cDXGF | Cooling | 533.91 | 0
New Construction | CZ01 | cDXGF | Interior Lighting | 50497.29 | 0
New Construction | CZ01 | cDXGF | Exterior Lighting | 0 | 0
New Construction | CZ01 | cDXGF | Interior Equipment | 79808.82 | 0
New Construction | CZ01 | cDXGF | Exterior Equipment | 0 | 0
New Construction | CZ01 | cDXGF | Fans | 62038.29 | 0
New Construction | CZ01 | cDXGF | Pumps | 0 | 0
New Construction | CZ01 | cDXGF | Heat Rejection | 0 | 0
New Construction | CZ01 | cDXGF | Humidification | 0 | 0
New Construction | CZ01 | cDXGF | Heat Recovery | 0 | 0
New Construction | CZ01 | cDXGF | Water Systems | 0 | 47880.68
New Construction | CZ01 | cDXGF | Refrigeration | 0 | 0
New Construction | CZ01 | cDXGF | Generators | 0 | 0
New Construction | CZ01 | cDXGF | Total End Uses | 192878.31 | 118615.93
New Construction | CZ02 | cDXGF | Heating | 0 | 36319.34
New Construction | CZ02 | cDXGF | Cooling | 22268.85 | 0
New Construction | CZ02 | cDXGF | Interior Lighting | 50497.29 | 0
New Construction | CZ02 | cDXGF | Exterior Lighting | 0 | 0
New Construction | CZ02 | cDXGF | Interior Equipment | 79808.82 | 0
New Construction | CZ02 | cDXGF | Exterior Equipment | 0 | 0
New Construction | CZ02 | cDXGF | Fans | 71504.99 | 0
New Construction | CZ02 | cDXGF | Pumps | 0 | 0
New Construction | CZ02 | cDXGF | Heat Rejection | 0 | 0
New Construction | CZ02 | cDXGF | Humidification | 0 | 0
New Construction | CZ02 | cDXGF | Heat Recovery | 0 | 0
New Construction | CZ02 | cDXGF | Water Systems | 0 | 44047.04
New Construction | CZ02 | cDXGF | Refrigeration | 0 | 0
New Construction | CZ02 | cDXGF | Generators | 0 | 0
New Construction | CZ02 | cDXGF | Total End Uses | 224079.95 | 80366.38
New Construction | CZ03 | cDXGF | Heating | 0 | 22788.54
New Construction | CZ03 | cDXGF | Cooling | 11478.89 | 0
New Construction | CZ03 | cDXGF | Interior Lighting | 50497.29 | 0
New Construction | CZ03 | cDXGF | Exterior Lighting | 0 | 0
New Construction | CZ03 | cDXGF | Interior Equipment | 79808.82 | 0
New Construction | CZ03 | cDXGF | Exterior Equipment | 0 | 0
New Construction | CZ03 | cDXGF | Fans | 67886.54 | 0
New Construction | CZ03 | cDXGF | Pumps | 0 | 0
New Construction | CZ03 | cDXGF | Heat Rejection | 0 | 0
New Construction | CZ03 | cDXGF | Humidification | 0 | 0
New Construction | CZ03 | cDXGF | Heat Recovery | 0 | 0
New Construction | CZ03 | cDXGF | Water Systems | 0 | 43921.73
New Construction | CZ03 | cDXGF | Refrigeration | 0 | 0
New Construction | CZ03 | cDXGF | Generators | 0 | 0
New Construction | CZ03 | cDXGF | Total End Uses | 209671.55 | 66710.28
New Construction | CZ04 | cDXGF | Heating | 0 | 19172.37
New Construction | CZ04 | cDXGF | Cooling | 27652.25 | 0
New Construction | CZ04 | cDXGF | Interior Lighting | 50497.29 | 0
New Construction | CZ04 | cDXGF | Exterior Lighting | 0 | 0
New Construction | CZ04 | cDXGF | Interior Equipment | 79808.82 | 0
New Construction | CZ04 | cDXGF | Exterior Equipment | 0 | 0
New Construction | CZ04 | cDXGF | Fans | 70865.59 | 0
New Construction | CZ04 | cDXGF | Pumps | 0 | 0
New Construction | CZ04 | cDXGF | Heat Rejection | 0 | 0
New Construction | CZ04 | cDXGF | Humidification | 0 | 0
New Construction | CZ04 | cDXGF | Heat Recovery | 0 | 0
New Construction | CZ04 | cDXGF | Water Systems | 0 | 42419.14
New Construction | CZ04 | cDXGF | Refrigeration | 0 | 0
New Construction | CZ04 | cDXGF | Generators | 0 | 0
New Construction | CZ04 | cDXGF | Total End Uses | 228823.96 | 61591.51
New Construction | CZ05 | cDXGF | Heating | 0 | 19257.26
New Construction | CZ05 | cDXGF | Cooling | 15413.74 | 0
New Construction | CZ05 | cDXGF | Interior Lighting | 50497.29 | 0
New Construction | CZ05 | cDXGF | Exterior Lighting | 0 | 0
New Construction | CZ05 | cDXGF | Interior Equipment | 79808.82 | 0
New Construction | CZ05 | cDXGF | Exterior Equipment | 0 | 0
New Construction | CZ05 | cDXGF | Fans | 66488.37 | 0
New Construction | CZ05 | cDXGF | Pumps | 0 | 0
New Construction | CZ05 | cDXGF | Heat Rejection | 0 | 0
New Construction | CZ05 | cDXGF | Humidification | 0 | 0
New Construction | CZ05 | cDXGF | Heat Recovery | 0 | 0
New Construction | CZ05 | cDXGF | Water Systems | 0 | 43921.63
New Construction | CZ05 | cDXGF | Refrigeration | 0 | 0
New Construction | CZ05 | cDXGF | Generators | 0 | 0
New Construction | CZ05 | cDXGF | Total End Uses | 212208.22 | 63178.89
New Construction | CZ06 | cDXGF | Heating | 0 | 4580.4
New Construction | CZ06 | cDXGF | Cooling | 29048.46 | 0
New Construction | CZ06 | cDXGF | Interior Lighting | 50497.29 | 0
New Construction | CZ06 | cDXGF | Exterior Lighting | 0 | 0
New Construction | CZ06 | cDXGF | Interior Equipment | 79808.82 | 0
New Construction | CZ06 | cDXGF | Exterior Equipment | 0 | 0
New Construction | CZ06 | cDXGF | Fans | 71919.91 | 0
New Construction | CZ06 | cDXGF | Pumps | 0 | 0
New Construction | CZ06 | cDXGF | Heat Rejection | 0 | 0
New Construction | CZ06 | cDXGF | Humidification | 0 | 0
New Construction | CZ06 | cDXGF | Heat Recovery | 0 | 0
New Construction | CZ06 | cDXGF | Water Systems | 0 | 40589.33
New Construction | CZ06 | cDXGF | Refrigeration | 0 | 0
New Construction | CZ06 | cDXGF | Generators | 0 | 0
New Construction | CZ06 | cDXGF | Total End Uses | 231274.49 | 45169.73
New Construction | CZ07 | cDXGF | Heating | 0 | 4528.62
New Construction | CZ07 | cDXGF | Cooling | 33278.39 | 0
New Construction | CZ07 | cDXGF | Interior Lighting | 50497.29 | 0
New Construction | CZ07 | cDXGF | Exterior Lighting | 0 | 0
New Construction | CZ07 | cDXGF | Interior Equipment | 79808.82 | 0
New Construction | CZ07 | cDXGF | Exterior Equipment | 0 | 0
New Construction | CZ07 | cDXGF | Fans | 71282.87 | 0
New Construction | CZ07 | cDXGF | Pumps | 0 | 0
New Construction | CZ07 | cDXGF | Heat Rejection | 0 | 0
New Construction | CZ07 | cDXGF | Humidification | 0 | 0
New Construction | CZ07 | cDXGF | Heat Recovery | 0 | 0
New Construction | CZ07 | cDXGF | Water Systems | 0 | 40048.3
New Construction | CZ07 | cDXGF | Refrigeration | 0 | 0
New Construction | CZ07 | cDXGF | Generators | 0 | 0
New Construction | CZ07 | cDXGF | Total End Uses | 234867.38 | 44576.92
New Construction | CZ08 | cDXGF | Heating | 0 | 6716.47
New Construction | CZ08 | cDXGF | Cooling | 39981.05 | 0
New Construction | CZ08 | cDXGF | Interior Lighting | 50497.29 | 0
New Construction | CZ08 | cDXGF | Exterior Lighting | 0 | 0
New Construction | CZ08 | cDXGF | Interior Equipment | 79808.82 | 0
New Construction | CZ08 | cDXGF | Exterior Equipment | 0 | 0
New Construction | CZ08 | cDXGF | Fans | 75227.57 | 0
New Construction | CZ08 | cDXGF | Pumps | 0 | 0
New Construction | CZ08 | cDXGF | Heat Rejection | 0 | 0
New Construction | CZ08 | cDXGF | Humidification | 0 | 0
New Construction | CZ08 | cDXGF | Heat Recovery | 0 | 0
New Construction | CZ08 | cDXGF | Water Systems | 0 | 40000.3
New Construction | CZ08 | cDXGF | Refrigeration | 0 | 0
New Construction | CZ08 | cDXGF | Generators | 0 | 0
New Construction | CZ08 | cDXGF | Total End Uses | 245514.73 | 46716.77
New Construction | CZ09 | cDXGF | Heating | 0 | 4177.68
New Construction | CZ09 | cDXGF | Cooling | 43600.34 | 0
New Construction | CZ09 | cDXGF | Interior Lighting | 50497.29 | 0
New Construction | CZ09 | cDXGF | Exterior Lighting | 0 | 0
New Construction | CZ09 | cDXGF | Interior Equipment | 79808.82 | 0
New Construction | CZ09 | cDXGF | Exterior Equipment | 0 | 0
New Construction | CZ09 | cDXGF | Fans | 72038.08 | 0
New Construction | CZ09 | cDXGF | Pumps | 0 | 0
New Construction | CZ09 | cDXGF | Heat Rejection | 0 | 0
New Construction | CZ09 | cDXGF | Humidification | 0 | 0
New Construction | CZ09 | cDXGF | Heat Recovery | 0 | 0
New Construction | CZ09 | cDXGF | Water Systems | 0 | 39449.34
New Construction | CZ09 | cDXGF | Refrigeration | 0 | 0
New Construction | CZ09 | cDXGF | Generators | 0 | 0
New Construction | CZ09 | cDXGF | Total End Uses | 245944.53 | 43627.01
New Construction | CZ10 | cDXGF | Heating | 0 | 12774.48
New Construction | CZ10 | cDXGF | Cooling | 59550.01 | 0
New Construction | CZ10 | cDXGF | Interior Lighting | 50497.29 | 0
New Construction | CZ10 | cDXGF | Exterior Lighting | 0 | 0
New Construction | CZ10 | cDXGF | Interior Equipment | 79808.82 | 0
New Construction | CZ10 | cDXGF | Exterior Equipment | 0 | 0
New Construction | CZ10 | cDXGF | Fans | 77809.79 | 0
New Construction | CZ10 | cDXGF | Pumps | 0 | 0
New Construction | CZ10 | cDXGF | Heat Rejection | 0 | 0
New Construction | CZ10 | cDXGF | Humidification | 0 | 0
New Construction | CZ10 | cDXGF | Heat Recovery | 0 | 0
New Construction | CZ10 | cDXGF | Water Systems | 0 | 39037.15
New Construction | CZ10 | cDXGF | Refrigeration | 0 | 0
New Construction | CZ10 | cDXGF | Generators | 0 | 0
New Construction | CZ10 | cDXGF | Total End Uses | 267665.92 | 51811.62
New Construction | CZ11 | cDXGF | Heating | 0 | 36824.93
New Construction | CZ11 | cDXGF | Cooling | 64015.09 | 0
New Construction | CZ11 | cDXGF | Interior Lighting | 50497.29 | 0
New Construction | CZ11 | cDXGF | Exterior Lighting | 0 | 0
New Construction | CZ11 | cDXGF | Interior Equipment | 79808.82 | 0
New Construction | CZ11 | cDXGF | Exterior Equipment | 0 | 0
New Construction | CZ11 | cDXGF | Fans | 83217.69 | 0
New Construction | CZ11 | cDXGF | Pumps | 0 | 0
New Construction | CZ11 | cDXGF | Heat Rejection | 0 | 0
New Construction | CZ11 | cDXGF | Humidification | 0 | 0
New Construction | CZ11 | cDXGF | Heat Recovery | 0 | 0
New Construction | CZ11 | cDXGF | Water Systems | 0 | 39813.43
New Construction | CZ11 | cDXGF | Refrigeration | 0 | 0
New Construction | CZ11 | cDXGF | Generators | 0 | 0
New Construction | CZ11 | cDXGF | Total End Uses | 277538.89 | 76638.36
New Construction | CZ12 | cDXGF | Heating | 0 | 32081.27
New Construction | CZ12 | cDXGF | Cooling | 51258.74 | 0
New Construction | CZ12 | cDXGF | Interior Lighting | 50497.29 | 0
New Construction | CZ12 | cDXGF | Exterior Lighting | 0 | 0
New Construction | CZ12 | cDXGF | Interior Equipment | 79808.82 | 0
New Construction | CZ12 | cDXGF | Exterior Equipment | 0 | 0
New Construction | CZ12 | cDXGF | Fans | 77263.47 | 0
New Construction | CZ12 | cDXGF | Pumps | 0 | 0
New Construction | CZ12 | cDXGF | Heat Rejection | 0 | 0
New Construction | CZ12 | cDXGF | Humidification | 0 | 0
New Construction | CZ12 | cDXGF | Heat Recovery | 0 | 0
New Construction | CZ12 | cDXGF | Water Systems | 0 | 40961.39
New Construction | CZ12 | cDXGF | Refrigeration | 0 | 0
New Construction | CZ12 | cDXGF | Generators | 0 | 0
New Construction | CZ12 | cDXGF | Total End Uses | 258828.32 | 73042.66
New Construction | CZ13 | cDXGF | Heating | 0 | 25006.82
New Construction | CZ13 | cDXGF | Cooling | 72222.8 | 0
New Construction | CZ13 | cDXGF | Interior Lighting | 50497.29 | 0
New Construction | CZ13 | cDXGF | Exterior Lighting | 0 | 0
New Construction | CZ13 | cDXGF | Interior Equipment | 79808.82 | 0
New Construction | CZ13 | cDXGF | Exterior Equipment | 0 | 0
New Construction | CZ13 | cDXGF | Fans | 83590.03 | 0
New Construction | CZ13 | cDXGF | Pumps | 0 | 0
New Construction | CZ13 | cDXGF | Heat Rejection | 0 | 0
New Construction | CZ13 | cDXGF | Humidification | 0 | 0
New Construction | CZ13 | cDXGF | Heat Recovery | 0 | 0
New Construction | CZ13 | cDXGF | Water Systems | 0 | 38678.86
New Construction | CZ13 | cDXGF | Refrigeration | 0 | 0
New Construction | CZ13 | cDXGF | Generators | 0 | 0
New Construction | CZ13 | cDXGF | Total End Uses | 286118.94 | 63685.68
New Construction | CZ14 | cDXGF | Heating | 0 | 13793.84
New Construction | CZ14 | cDXGF | Cooling | 93068.4 | 0
New Construction | CZ14 | cDXGF | Interior Lighting | 50497.29 | 0
New Construction | CZ14 | cDXGF | Exterior Lighting | 0 | 0
New Construction | CZ14 | cDXGF | Interior Equipment | 79808.82 | 0
New Construction | CZ14 | cDXGF | Exterior Equipment | 0 | 0
New Construction | CZ14 | cDXGF | Fans | 91732.11 | 0
New Construction | CZ14 | cDXGF | Pumps | 0 | 0
New Construction | CZ14 | cDXGF | Heat Rejection | 0 | 0
New Construction | CZ14 | cDXGF | Humidification | 0 | 0
New Construction | CZ14 | cDXGF | Heat Recovery | 0 | 0
New Construction | CZ14 | cDXGF | Water Systems | 0 | 36745.52
New Construction | CZ14 | cDXGF | Refrigeration | 0 | 0
New Construction | CZ14 | cDXGF | Generators | 0 | 0
New Construction | CZ14 | cDXGF | Total End Uses | 315106.62 | 50539.37
New Construction | CZ15 | cDXGF | Heating | 0 | 4318.97
New Construction | CZ15 | cDXGF | Cooling | 129356.6 | 0
New Construction | CZ15 | cDXGF | Interior Lighting | 50497.29 | 0
New Construction | CZ15 | cDXGF | Exterior Lighting | 0 | 0
New Construction | CZ15 | cDXGF | Interior Equipment | 79808.82 | 0
New Construction | CZ15 | cDXGF | Exterior Equipment | 0 | 0
New Construction | CZ15 | cDXGF | Fans | 88744.63 | 0
New Construction | CZ15 | cDXGF | Pumps | 0 | 0
New Construction | CZ15 | cDXGF | Heat Rejection | 0 | 0
New Construction | CZ15 | cDXGF | Humidification | 0 | 0
New Construction | CZ15 | cDXGF | Heat Recovery | 0 | 0
New Construction | CZ15 | cDXGF | Water Systems | 0 | 32792.1
New Construction | CZ15 | cDXGF | Refrigeration | 0 | 0
New Construction | CZ15 | cDXGF | Generators | 0 | 0
New Construction | CZ15 | cDXGF | Total End Uses | 348407.34 | 37111.07
New Construction | CZ16 | cDXGF | Heating | 0 | 49255.59
New Construction | CZ16 | cDXGF | Cooling | 58447.04 | 0
New Construction | CZ16 | cDXGF | Interior Lighting | 50497.29 | 0
New Construction | CZ16 | cDXGF | Exterior Lighting | 0 | 0
New Construction | CZ16 | cDXGF | Interior Equipment | 79808.82 | 0
New Construction | CZ16 | cDXGF | Exterior Equipment | 0 | 0
New Construction | CZ16 | cDXGF | Fans | 94063.13 | 0
New Construction | CZ16 | cDXGF | Pumps | 0 | 0
New Construction | CZ16 | cDXGF | Heat Rejection | 0 | 0
New Construction | CZ16 | cDXGF | Humidification | 0 | 0
New Construction | CZ16 | cDXGF | Heat Recovery | 0 | 0
New Construction | CZ16 | cDXGF | Water Systems | 0 | 43139.49
New Construction | CZ16 | cDXGF | Refrigeration | 0 | 0
New Construction | CZ16 | cDXGF | Generators | 0 | 0
New Construction | CZ16 | cDXGF | Total End Uses | 282816.28 | 92395.08
Existing | CZ01 | cDXHP | Heating | 15876.12 | 0
Existing | CZ01 | cDXHP | Cooling | 775.05 | 0
Existing | CZ01 | cDXHP | Interior Lighting | 100038.91 | 0
Existing | CZ01 | cDXHP | Exterior Lighting | 0 | 0
Existing | CZ01 | cDXHP | Interior Equipment | 79808.82 | 0
Existing | CZ01 | cDXHP | Exterior Equipment | 0 | 0
Existing | CZ01 | cDXHP | Fans | 105251.48 | 0
Existing | CZ01 | cDXHP | Pumps | 0 | 0
Existing | CZ01 | cDXHP | Heat Rejection | 0 | 0
Existing | CZ01 | cDXHP | Humidification | 0 | 0
Existing | CZ01 | cDXHP | Heat Recovery | 0 | 0
Existing | CZ01 | cDXHP | Water Systems | 0 | 47884.04
Existing | CZ01 | cDXHP | Refrigeration | 0 | 0
Existing | CZ01 | cDXHP | Generators | 0 | 0
Existing | CZ01 | cDXHP | Total End Uses | 301750.37 | 47884.04
Existing | CZ02 | cDXHP | Heating | 9976.37 | 0
Existing | CZ02 | cDXHP | Cooling | 39402.11 | 0
Existing | CZ02 | cDXHP | Interior Lighting | 100038.91 | 0
Existing | CZ02 | cDXHP | Exterior Lighting | 0 | 0
Existing | CZ02 | cDXHP | Interior Equipment | 79808.82 | 0
Existing | CZ02 | cDXHP | Exterior Equipment | 0 | 0
Existing | CZ02 | cDXHP | Fans | 130655.1 | 0
Existing | CZ02 | cDXHP | Pumps | 0 | 0
Existing | CZ02 | cDXHP | Heat Rejection | 0 | 0
Existing | CZ02 | cDXHP | Humidification | 0 | 0
Existing | CZ02 | cDXHP | Heat Recovery | 0 | 0
Existing | CZ02 | cDXHP | Water Systems | 0 | 44079.83
Existing | CZ02 | cDXHP | Refrigeration | 0 | 0
Existing | CZ02 | cDXHP | Generators | 0 | 0
Existing | CZ02 | cDXHP | Total End Uses | 359881.32 | 44079.83
Existing | CZ03 | cDXHP | Heating | 4838 | 0
Existing | CZ03 | cDXHP | Cooling | 21041.56 | 0
Existing | CZ03 | cDXHP | Interior Lighting | 100038.91 | 0
Existing | CZ03 | cDXHP | Exterior Lighting | 0 | 0
Existing | CZ03 | cDXHP | Interior Equipment | 79808.82 | 0
Existing | CZ03 | cDXHP | Exterior Equipment | 0 | 0
Existing | CZ03 | cDXHP | Fans | 118837.5 | 0
Existing | CZ03 | cDXHP | Pumps | 0 | 0
Existing | CZ03 | cDXHP | Heat Rejection | 0 | 0
Existing | CZ03 | cDXHP | Humidification | 0 | 0
Existing | CZ03 | cDXHP | Heat Recovery | 0 | 0
Existing | CZ03 | cDXHP | Water Systems | 0 | 43955.99
Existing | CZ03 | cDXHP | Refrigeration | 0 | 0
Existing | CZ03 | cDXHP | Generators | 0 | 0
Existing | CZ03 | cDXHP | Total End Uses | 324564.79 | 43955.99
Existing | CZ04 | cDXHP | Heating | 4196.19 | 0
Existing | CZ04 | cDXHP | Cooling | 49630.92 | 0
Existing | CZ04 | cDXHP | Interior Lighting | 100038.91 | 0
Existing | CZ04 | cDXHP | Exterior Lighting | 0 | 0
Existing | CZ04 | cDXHP | Interior Equipment | 79808.82 | 0
Existing | CZ04 | cDXHP | Exterior Equipment | 0 | 0
Existing | CZ04 | cDXHP | Fans | 131211.64 | 0
Existing | CZ04 | cDXHP | Pumps | 0 | 0
Existing | CZ04 | cDXHP | Heat Rejection | 0 | 0
Existing | CZ04 | cDXHP | Humidification | 0 | 0
Existing | CZ04 | cDXHP | Heat Recovery | 0 | 0
Existing | CZ04 | cDXHP | Water Systems | 0 | 42449.28
Existing | CZ04 | cDXHP | Refrigeration | 0 | 0
Existing | CZ04 | cDXHP | Generators | 0 | 0
Existing | CZ04 | cDXHP | Total End Uses | 364886.48 | 42449.28
Existing | CZ05 | cDXHP | Heating | 4377.27 | 0
Existing | CZ05 | cDXHP | Cooling | 28272.9 | 0
Existing | CZ05 | cDXHP | Interior Lighting | 100038.91 | 0
Existing | CZ05 | cDXHP | Exterior Lighting | 0 | 0
Existing | CZ05 | cDXHP | Interior Equipment | 79808.82 | 0
Existing | CZ05 | cDXHP | Exterior Equipment | 0 | 0
Existing | CZ05 | cDXHP | Fans | 118083.88 | 0
Existing | CZ05 | cDXHP | Pumps | 0 | 0
Existing | CZ05 | cDXHP | Heat Rejection | 0 | 0
Existing | CZ05 | cDXHP | Humidification | 0 | 0
Existing | CZ05 | cDXHP | Heat Recovery | 0 | 0
Existing | CZ05 | cDXHP | Water Systems | 0 | 43958.18
Existing | CZ05 | cDXHP | Refrigeration | 0 | 0
Existing | CZ05 | cDXHP | Generators | 0 | 0
Existing | CZ05 | cDXHP | Total End Uses | 330581.78 | 43958.18
Existing | CZ06 | cDXHP | Heating | 805.37 | 0
Existing | CZ06 | cDXHP | Cooling | 48834.94 | 0
Existing | CZ06 | cDXHP | Interior Lighting | 100038.91 | 0
Existing | CZ06 | cDXHP | Exterior Lighting | 0 | 0
Existing | CZ06 | cDXHP | Interior Equipment | 79808.82 | 0
Existing | CZ06 | cDXHP | Exterior Equipment | 0 | 0
Existing | CZ06 | cDXHP | Fans | 124827.8 | 0
Existing | CZ06 | cDXHP | Pumps | 0 | 0
Existing | CZ06 | cDXHP | Heat Rejection | 0 | 0
Existing | CZ06 | cDXHP | Humidification | 0 | 0
Existing | CZ06 | cDXHP | Heat Recovery | 0 | 0
Existing | CZ06 | cDXHP | Water Systems | 0 | 40624.97
Existing | CZ06 | cDXHP | Refrigeration | 0 | 0
Existing | CZ06 | cDXHP | Generators | 0 | 0
Existing | CZ06 | cDXHP | Total End Uses | 354315.84 | 40624.97
Existing | CZ07 | cDXHP | Heating | 819.69 | 0
Existing | CZ07 | cDXHP | Cooling | 56529.4 | 0
Existing | CZ07 | cDXHP | Interior Lighting | 100038.91 | 0
Existing | CZ07 | cDXHP | Exterior Lighting | 0 | 0
Existing | CZ07 | cDXHP | Interior Equipment | 79808.82 | 0
Existing | CZ07 | cDXHP | Exterior Equipment | 0 | 0
Existing | CZ07 | cDXHP | Fans | 122560.34 | 0
Existing | CZ07 | cDXHP | Pumps | 0 | 0
Existing | CZ07 | cDXHP | Heat Rejection | 0 | 0
Existing | CZ07 | cDXHP | Humidification | 0 | 0
Existing | CZ07 | cDXHP | Heat Recovery | 0 | 0
Existing | CZ07 | cDXHP | Water Systems | 0 | 40096.04
Existing | CZ07 | cDXHP | Refrigeration | 0 | 0
Existing | CZ07 | cDXHP | Generators | 0 | 0
Existing | CZ07 | cDXHP | Total End Uses | 359757.16 | 40096.04
Existing | CZ08 | cDXHP | Heating | 1261.81 | 0
Existing | CZ08 | cDXHP | Cooling | 68463.36 | 0
Existing | CZ08 | cDXHP | Interior Lighting | 100038.91 | 0
Existing | CZ08 | cDXHP | Exterior Lighting | 0 | 0
Existing | CZ08 | cDXHP | Interior Equipment | 79808.82 | 0
Existing | CZ08 | cDXHP | Exterior Equipment | 0 | 0
Existing | CZ08 | cDXHP | Fans | 133863.35 | 0
Existing | CZ08 | cDXHP | Pumps | 0 | 0
Existing | CZ08 | cDXHP | Heat Rejection | 0 | 0
Existing | CZ08 | cDXHP | Humidification | 0 | 0
Existing | CZ08 | cDXHP | Heat Recovery | 0 | 0
Existing | CZ08 | cDXHP | Water Systems | 0 | 40032.31
Existing | CZ08 | cDXHP | Refrigeration | 0 | 0
Existing | CZ08 | cDXHP | Generators | 0 | 0
Existing | CZ08 | cDXHP | Total End Uses | 383436.25 | 40032.31
Existing | CZ09 | cDXHP | Heating | 876.56 | 0
Existing | CZ09 | cDXHP | Cooling | 81659.81 | 0
Existing | CZ09 | cDXHP | Interior Lighting | 100038.91 | 0
Existing | CZ09 | cDXHP | Exterior Lighting | 0 | 0
Existing | CZ09 | cDXHP | Interior Equipment | 79808.82 | 0
Existing | CZ09 | cDXHP | Exterior Equipment | 0 | 0
Existing | CZ09 | cDXHP | Fans | 144633.32 | 0
Existing | CZ09 | cDXHP | Pumps | 0 | 0
Existing | CZ09 | cDXHP | Heat Rejection | 0 | 0
Existing | CZ09 | cDXHP | Humidification | 0 | 0
Existing | CZ09 | cDXHP | Heat Recovery | 0 | 0
Existing | CZ09 | cDXHP | Water Systems | 0 | 39500.62
Existing | CZ09 | cDXHP | Refrigeration | 0 | 0
Existing | CZ09 | cDXHP | Generators | 0 | 0
Existing | CZ09 | cDXHP | Total End Uses | 407017.42 | 39500.62
Existing | CZ10 | cDXHP | Heating | 3387.91 | 0
Existing | CZ10 | cDXHP | Cooling | 95825.46 | 0
Existing | CZ10 | cDXHP | Interior Lighting | 100038.91 | 0
Existing | CZ10 | cDXHP | Exterior Lighting | 0 | 0
Existing | CZ10 | cDXHP | Interior Equipment | 79808.82 | 0
Existing | CZ10 | cDXHP | Exterior Equipment | 0 | 0
Existing | CZ10 | cDXHP | Fans | 139305.2 | 0
Existing | CZ10 | cDXHP | Pumps | 0 | 0
Existing | CZ10 | cDXHP | Heat Rejection | 0 | 0
Existing | CZ10 | cDXHP | Humidification | 0 | 0
Existing | CZ10 | cDXHP | Heat Recovery | 0 | 0
Existing | CZ10 | cDXHP | Water Systems | 0 | 39078.36
Existing | CZ10 | cDXHP | Refrigeration | 0 | 0
Existing | CZ10 | cDXHP | Generators | 0 | 0
Existing | CZ10 | cDXHP | Total End Uses | 418366.31 | 39078.36
Existing | CZ11 | cDXHP | Heating | 9433.81 | 0
Existing | CZ11 | cDXHP | Cooling | 108095.44 | 0
Existing | CZ11 | cDXHP | Interior Lighting | 100038.91 | 0
Existing | CZ11 | cDXHP | Exterior Lighting | 0 | 0
Existing | CZ11 | cDXHP | Interior Equipment | 79808.82 | 0
Existing | CZ11 | cDXHP | Exterior Equipment | 0 | 0
Existing | CZ11 | cDXHP | Fans | 161376.09 | 0
Existing | CZ11 | cDXHP | Pumps | 0 | 0
Existing | CZ11 | cDXHP | Heat Rejection | 0 | 0
Existing | CZ11 | cDXHP | Humidification | 0 | 0
Existing | CZ11 | cDXHP | Heat Recovery | 0 | 0
Existing | CZ11 | cDXHP | Water Systems | 0 | 39829.63
Existing | CZ11 | cDXHP | Refrigeration | 0 | 0
Existing | CZ11 | cDXHP | Generators | 0 | 0
Existing | CZ11 | cDXHP | Total End Uses | 458753.07 | 39829.63
Existing | CZ12 | cDXHP | Heating | 8321.54 | 0
Existing | CZ12 | cDXHP | Cooling | 87615.91 | 0
Existing | CZ12 | cDXHP | Interior Lighting | 100038.91 | 0
Existing | CZ12 | cDXHP | Exterior Lighting | 0 | 0
Existing | CZ12 | cDXHP | Interior Equipment | 79808.82 | 0
Existing | CZ12 | cDXHP | Exterior Equipment | 0 | 0
Existing | CZ12 | cDXHP | Fans | 147390.07 | 0
Existing | CZ12 | cDXHP | Pumps | 0 | 0
Existing | CZ12 | cDXHP | Heat Rejection | 0 | 0
Existing | CZ12 | cDXHP | Humidification | 0 | 0
Existing | CZ12 | cDXHP | Heat Recovery | 0 | 0
Existing | CZ12 | cDXHP | Water Systems | 0 | 40989.49
Existing | CZ12 | cDXHP | Refrigeration | 0 | 0
Existing | CZ12 | cDXHP | Generators | 0 | 0
Existing | CZ12 | cDXHP | Total End Uses | 423175.25 | 40989.49
Existing | CZ13 | cDXHP | Heating | 5845.69 | 0
Existing | CZ13 | cDXHP | Cooling | 120923.4 | 0
Existing | CZ13 | cDXHP | Interior Lighting | 100038.91 | 0
Existing | CZ13 | cDXHP | Exterior Lighting | 0 | 0
Existing | CZ13 | cDXHP | Interior Equipment | 79808.82 | 0
Existing | CZ13 | cDXHP | Exterior Equipment | 0 | 0
Existing | CZ13 | cDXHP | Fans | 160708.3 | 0
Existing | CZ13 | cDXHP | Pumps | 0 | 0
Existing | CZ13 | cDXHP | Heat Rejection | 0 | 0
Existing | CZ13 | cDXHP | Humidification | 0 | 0
Existing | CZ13 | cDXHP | Heat Recovery | 0 | 0
Existing | CZ13 | cDXHP | Water Systems | 0 | 38704.65
Existing | CZ13 | cDXHP | Refrigeration | 0 | 0
Existing | CZ13 | cDXHP | Generators | 0 | 0
Existing | CZ13 | cDXHP | Total End Uses | 467325.12 | 38704.65
Existing | CZ14 | cDXHP | Heating | 3527.81 | 0
Existing | CZ14 | cDXHP | Cooling | 151409.15 | 0
Existing | CZ14 | cDXHP | Interior Lighting | 100038.91 | 0
Existing | CZ14 | cDXHP | Exterior Lighting | 0 | 0
Existing | CZ14 | cDXHP | Interior Equipment | 79808.82 | 0
Existing | CZ14 | cDXHP | Exterior Equipment | 0 | 0
Existing | CZ14 | cDXHP | Fans | 173199.49 | 0
Existing | CZ14 | cDXHP | Pumps | 0 | 0
Existing | CZ14 | cDXHP | Heat Rejection | 0 | 0
Existing | CZ14 | cDXHP | Humidification | 0 | 0
Existing | CZ14 | cDXHP | Heat Recovery | 0 | 0
Existing | CZ14 | cDXHP | Water Systems | 0 | 36755.25
Existing | CZ14 | cDXHP | Refrigeration | 0 | 0
Existing | CZ14 | cDXHP | Generators | 0 | 0
Existing | CZ14 | cDXHP | Total End Uses | 507984.18 | 36755.25
Existing | CZ15 | cDXHP | Heating | 1000.98 | 0
Existing | CZ15 | cDXHP | Cooling | 203214.43 | 0
Existing | CZ15 | cDXHP | Interior Lighting | 100038.91 | 0
Existing | CZ15 | cDXHP | Exterior Lighting | 0 | 0
Existing | CZ15 | cDXHP | Interior Equipment | 79808.82 | 0
Existing | CZ15 | cDXHP | Exterior Equipment | 0 | 0
Existing | CZ15 | cDXHP | Fans | 169075.05 | 0
Existing | CZ15 | cDXHP | Pumps | 0 | 0
Existing | CZ15 | cDXHP | Heat Rejection | 0 | 0
Existing | CZ15 | cDXHP | Humidification | 0 | 0
Existing | CZ15 | cDXHP | Heat Recovery | 0 | 0
Existing | CZ15 | cDXHP | Water Systems | 0 | 32818.68
Existing | CZ15 | cDXHP | Refrigeration | 0 | 0
Existing | CZ15 | cDXHP | Generators | 0 | 0
Existing | CZ15 | cDXHP | Total End Uses | 553138.19 | 32818.68
Existing | CZ16 | cDXHP | Heating | 17488.98 | 0
Existing | CZ16 | cDXHP | Cooling | 95750.84 | 0
Existing | CZ16 | cDXHP | Interior Lighting | 100038.91 | 0
Existing | CZ16 | cDXHP | Exterior Lighting | 0 | 0
Existing | CZ16 | cDXHP | Interior Equipment | 79808.82 | 0
Existing | CZ16 | cDXHP | Exterior Equipment | 0 | 0
Existing | CZ16 | cDXHP | Fans | 174504.37 | 0
Existing | CZ16 | cDXHP | Pumps | 0 | 0
Existing | CZ16 | cDXHP | Heat Rejection | 0 | 0
Existing | CZ16 | cDXHP | Humidification | 0 | 0
Existing | CZ16 | cDXHP | Heat Recovery | 0 | 0
Existing | CZ16 | cDXHP | Water Systems | 0 | 43171.54
Existing | CZ16 | cDXHP | Refrigeration | 0 | 0
Existing | CZ16 | cDXHP | Generators | 0 | 0
Existing | CZ16 | cDXHP | Total End Uses | 467591.92 | 43171.54
New Construction | CZ01 | cDXHP | Heating | 17198.63 | 0
New Construction | CZ01 | cDXHP | Cooling | 335.65 | 0
New Construction | CZ01 | cDXHP | Interior Lighting | 50497.29 | 0
New Construction | CZ01 | cDXHP | Exterior Lighting | 0 | 0
New Construction | CZ01 | cDXHP | Interior Equipment | 79808.82 | 0
New Construction | CZ01 | cDXHP | Exterior Equipment | 0 | 0
New Construction | CZ01 | cDXHP | Fans | 62038.29 | 0
New Construction | CZ01 | cDXHP | Pumps | 0 | 0
New Construction | CZ01 | cDXHP | Heat Rejection | 0 | 0
New Construction | CZ01 | cDXHP | Humidification | 0 | 0
New Construction | CZ01 | cDXHP | Heat Recovery | 0 | 0
New Construction | CZ01 | cDXHP | Water Systems | 0 | 47880.68
New Construction | CZ01 | cDXHP | Refrigeration | 0 | 0
New Construction | CZ01 | cDXHP | Generators | 0 | 0
New Construction | CZ01 | cDXHP | Total End Uses | 209878.69 | 47880.68
New Construction | CZ02 | cDXHP | Heating | 9688.17 | 0
New Construction | CZ02 | cDXHP | Cooling | 21882.08 | 0
New Construction | CZ02 | cDXHP | Interior Lighting | 50497.29 | 0
New Construction | CZ02 | cDXHP | Exterior Lighting | 0 | 0
New Construction | CZ02 | cDXHP | Interior Equipment | 79808.82 | 0
New Construction | CZ02 | cDXHP | Exterior Equipment | 0 | 0
New Construction | CZ02 | cDXHP | Fans | 71504.99 | 0
New Construction | CZ02 | cDXHP | Pumps | 0 | 0
New Construction | CZ02 | cDXHP | Heat Rejection | 0 | 0
New Construction | CZ02 | cDXHP | Humidification | 0 | 0
New Construction | CZ02 | cDXHP | Heat Recovery | 0 | 0
New Construction | CZ02 | cDXHP | Water Systems | 0 | 44047.05
New Construction | CZ02 | cDXHP | Refrigeration | 0 | 0
New Construction | CZ02 | cDXHP | Generators | 0 | 0
New Construction | CZ02 | cDXHP | Total End Uses | 233381.35 | 44047.05
New Construction | CZ03 | cDXHP | Heating | 5576.07 | 0
New Construction | CZ03 | cDXHP | Cooling | 11264.43 | 0
New Construction | CZ03 | cDXHP | Interior Lighting | 50497.29 | 0
New Construction | CZ03 | cDXHP | Exterior Lighting | 0 | 0
New Construction | CZ03 | cDXHP | Interior Equipment | 79808.82 | 0
New Construction | CZ03 | cDXHP | Exterior Equipment | 0 | 0
New Construction | CZ03 | cDXHP | Fans | 67886.54 | 0
New Construction | CZ03 | cDXHP | Pumps | 0 | 0
New Construction | CZ03 | cDXHP | Heat Rejection | 0 | 0
New Construction | CZ03 | cDXHP | Humidification | 0 | 0
New Construction | CZ03 | cDXHP | Heat Recovery | 0 | 0
New Construction | CZ03 | cDXHP | Water Systems | 0 | 43921.76
New Construction | CZ03 | cDXHP | Refrigeration | 0 | 0
New Construction | CZ03 | cDXHP | Generators | 0 | 0
New Construction | CZ03 | cDXHP | Total End Uses | 215033.16 | 43921.76
New Construction | CZ04 | cDXHP | Heating | 4725.79 | 0
New Construction | CZ04 | cDXHP | Cooling | 27523.68 | 0
New Construction | CZ04 | cDXHP | Interior Lighting | 50497.29 | 0
New Construction | CZ04 | cDXHP | Exterior Lighting | 0 | 0
New Construction | CZ04 | cDXHP | Interior Equipment | 79808.82 | 0
New Construction | CZ04 | cDXHP | Exterior Equipment | 0 | 0
New Construction | CZ04 | cDXHP | Fans | 70865.59 | 0
New Construction | CZ04 | cDXHP | Pumps | 0 | 0
New Construction | CZ04 | cDXHP | Heat Rejection | 0 | 0
New Construction | CZ04 | cDXHP | Humidification | 0 | 0
New Construction | CZ04 | cDXHP | Heat Recovery | 0 | 0
New Construction | CZ04 | cDXHP | Water Systems | 0 | 42418.82
New Construction | CZ04 | cDXHP | Refrigeration | 0 | 0
New Construction | CZ04 | cDXHP | Generators | 0 | 0
New Construction | CZ04 | cDXHP | Total End Uses | 233421.18 | 42418.82
New Construction | CZ05 | cDXHP | Heating | 4925.71 | 0
New Construction | CZ05 | cDXHP | Cooling | 15216.24 | 0
New Construction | CZ05 | cDXHP | Interior Lighting | 50497.29 | 0
New Construction | CZ05 | cDXHP | Exterior Lighting | 0 | 0
New Construction | CZ05 | cDXHP | Interior Equipment | 79808.82 | 0
New Construction | CZ05 | cDXHP | Exterior Equipment | 0 | 0
New Construction | CZ05 | cDXHP | Fans | 66488.37 | 0
New Construction | CZ05 | cDXHP | Pumps | 0 | 0
New Construction | CZ05 | cDXHP | Heat Rejection | 0 | 0
New Construction | CZ05 | cDXHP | Humidification | 0 | 0
New Construction | CZ05 | cDXHP | Heat Recovery | 0 | 0
New Construction | CZ05 | cDXHP | Water Systems | 0 | 43921.67
New Construction | CZ05 | cDXHP | Refrigeration | 0 | 0
New Construction | CZ05 | cDXHP | Generators | 0 | 0
New Construction | CZ05 | cDXHP | Total End Uses | 216936.44 | 43921.67
New Construction | CZ06 | cDXHP | Heating | 1080.96 | 0
New Construction | CZ06 | cDXHP | Cooling | 27559.64 | 0
New Construction | CZ06 | cDXHP | Interior Lighting | 50497.29 | 0
New Construction | CZ06 | cDXHP | Exterior Lighting | 0 | 0
New Construction | CZ06 | cDXHP | Interior Equipment | 79808.82 | 0
New Construction | CZ06 | cDXHP | Exterior Equipment | 0 | 0
New Construction | CZ06 | cDXHP | Fans | 71919.91 | 0
New Construction | CZ06 | cDXHP | Pumps | 0 | 0
New Construction | CZ06 | cDXHP | Heat Rejection | 0 | 0
New Construction | CZ06 | cDXHP | Humidification | 0 | 0
New Construction | CZ06 | cDXHP | Heat Recovery | 0 | 0
New Construction | CZ06 | cDXHP | Water Systems | 0 | 40589.33
New Construction | CZ06 | cDXHP | Refrigeration | 0 | 0
New Construction | CZ06 | cDXHP | Generators | 0 | 0
New Construction | CZ06 | cDXHP | Total End Uses | 230866.62 | 40589.33
New Construction | CZ07 | cDXHP | Heating | 1069.12 | 0
New Construction | CZ07 | cDXHP | Cooling | 32277.84 | 0
New Construction | CZ07 | cDXHP | Interior Lighting | 50497.29 | 0
New Construction | CZ07 | cDXHP | Exterior Lighting | 0 | 0
New Construction | CZ07 | cDXHP | Interior Equipment | 79808.82 | 0
New Construction | CZ07 | cDXHP | Exterior Equipment | 0 | 0
New Construction | CZ07 | cDXHP | Fans | 71282.87 | 0
New Construction | CZ07 | cDXHP | Pumps | 0 | 0
New Construction | CZ07 | cDXHP | Heat Rejection | 0 | 0
New Construction | CZ07 | cDXHP | Humidification | 0 | 0
New Construction | CZ07 | cDXHP | Heat Recovery | 0 | 0
New Construction | CZ07 | cDXHP | Water Systems | 0 | 40048.3
New Construction | CZ07 | cDXHP | Refrigeration | 0 | 0
New Construction | CZ07 | cDXHP | Generators | 0 | 0
New Construction | CZ07 | cDXHP | Total End Uses | 234935.95 | 40048.3
New Construction | CZ08 | cDXHP | Heating | 1610.44 | 0
New Construction | CZ08 | cDXHP | Cooling | 39471.45 | 0
New Construction | CZ08 | cDXHP | Interior Lighting | 50497.29 | 0
New Construction | CZ08 | cDXHP | Exterior Lighting | 0 | 0
New Construction | CZ08 | cDXHP | Interior Equipment | 79808.82 | 0
New Construction | CZ08 | cDXHP | Exterior Equipment | 0 | 0
New Construction | CZ08 | cDXHP | Fans | 75217.7 | 0
New Construction | CZ08 | cDXHP | Pumps | 0 | 0
New Construction | CZ08 | cDXHP | Heat Rejection | 0 | 0
New Construction | CZ08 | cDXHP | Humidification | 0 | 0
New Construction | CZ08 | cDXHP | Heat Recovery | 0 | 0
New Construction | CZ08 | cDXHP | Water Systems | 0 | 40000.3
New Construction | CZ08 | cDXHP | Refrigeration | 0 | 0
New Construction | CZ08 | cDXHP | Generators | 0 | 0
New Construction | CZ08 | cDXHP | Total End Uses | 246605.7 | 40000.3
New Construction | CZ09 | cDXHP | Heating | 996.28 | 0
New Construction | CZ09 | cDXHP | Cooling | 42913.11 | 0
New Construction | CZ09 | cDXHP | Interior Lighting | 50497.29 | 0
New Construction | CZ09 | cDXHP | Exterior Lighting | 0 | 0
New Construction | CZ09 | cDXHP | Interior Equipment | 79808.82 | 0
New Construction | CZ09 | cDXHP | Exterior Equipment | 0 | 0
New Construction | CZ09 | cDXHP | Fans | 72038.08 | 0
New Construction | CZ09 | cDXHP | Pumps | 0 | 0
New Construction | CZ09 | cDXHP | Heat Rejection | 0 | 0
New Construction | CZ09 | cDXHP | Humidification | 0 | 0
New Construction | CZ09 | cDXHP | Heat Recovery | 0 | 0
New Construction | CZ09 | cDXHP | Water Systems | 0 | 39447.85
New Construction | CZ09 | cDXHP | Refrigeration | 0 | 0
New Construction | CZ09 | cDXHP | Generators | 0 | 0
New Construction | CZ09 | cDXHP | Total End Uses | 246253.58 | 39447.85
New Construction | CZ10 | cDXHP | Heating | 3522.24 | 0
New Construction | CZ10 | cDXHP | Cooling | 59423.53 | 0
New Construction | CZ10 | cDXHP | Interior Lighting | 50497.29 | 0
New Construction | CZ10 | cDXHP | Exterior Lighting | 0 | 0
New Construction | CZ10 | cDXHP | Interior Equipment | 79808.82 | 0
New Construction | CZ10 | cDXHP | Exterior Equipment | 0 | 0
New Construction | CZ10 | cDXHP | Fans | 77809.79 | 0
New Construction | CZ10 | cDXHP | Pumps | 0 | 0
New Construction | CZ10 | cDXHP | Heat Rejection | 0 | 0
New Construction | CZ10 | cDXHP | Humidification | 0 | 0
New Construction | CZ10 | cDXHP | Heat Recovery | 0 | 0
New Construction | CZ10 | cDXHP | Water Systems | 0 | 39037.17
New Construction | CZ10 | cDXHP | Refrigeration | 0 | 0
New Construction | CZ10 | cDXHP | Generators | 0 | 0
New Construction | CZ10 | cDXHP | Total End Uses | 271061.68 | 39037.17
New Construction | CZ11 | cDXHP | Heating | 9708.53 | 0
New Construction | CZ11 | cDXHP | Cooling | 63962.02 | 0
New Construction | CZ11 | cDXHP | Interior Lighting | 50497.29 | 0
New Construction | CZ11 | cDXHP | Exterior Lighting | 0 | 0
New Construction | CZ11 | cDXHP | Interior Equipment | 79808.82 | 0
New Construction | CZ11 | cDXHP | Exterior Equipment | 0 | 0
New Construction | CZ11 | cDXHP | Fans | 83217.69 | 0
New Construction | CZ11 | cDXHP | Pumps | 0 | 0
New Construction | CZ11 | cDXHP | Heat Rejection | 0 | 0
New Construction | CZ11 | cDXHP | Humidification | 0 | 0
New Construction | CZ11 | cDXHP | Heat Recovery | 0 | 0
New Construction | CZ11 | cDXHP | Water Systems | 0 | 39813.44
New Construction | CZ11 | cDXHP | Refrigeration | 0 | 0
New Construction | CZ11 | cDXHP | Generators | 0 | 0
New Construction | CZ11 | cDXHP | Total End Uses | 287194.35 | 39813.44
New Construction | CZ12 | cDXHP | Heating | 8508.8 | 0
New Construction | CZ12 | cDXHP | Cooling | 51081.51 | 0
New Construction | CZ12 | cDXHP | Interior Lighting | 50497.29 | 0
New Construction | CZ12 | cDXHP | Exterior Lighting | 0 | 0
New Construction | CZ12 | cDXHP | Interior Equipment | 79808.82 | 0
New Construction | CZ12 | cDXHP | Exterior Equipment | 0 | 0
New Construction | CZ12 | cDXHP | Fans | 77261.46 | 0
New Construction | CZ12 | cDXHP | Pumps | 0 | 0
New Construction | CZ12 | cDXHP | Heat Rejection | 0 | 0
New Construction | CZ12 | cDXHP | Humidification | 0 | 0
New Construction | CZ12 | cDXHP | Heat Recovery | 0 | 0
New Construction | CZ12 | cDXHP | Water Systems | 0 | 40960.66
New Construction | CZ12 | cDXHP | Refrigeration | 0 | 0
New Construction | CZ12 | cDXHP | Generators | 0 | 0
New Construction | CZ12 | cDXHP | Total End Uses | 267157.88 | 40960.66
New Construction | CZ13 | cDXHP | Heating | 6552.94 | 0
New Construction | CZ13 | cDXHP | Cooling | 72140.65 | 0
New Construction | CZ13 | cDXHP | Interior Lighting | 50497.29 | 0
New Construction | CZ13 | cDXHP | Exterior Lighting | 0 | 0
New Construction | CZ13 | cDXHP | Interior Equipment | 79808.82 | 0
New Construction | CZ13 | cDXHP | Exterior Equipment | 0 | 0
New Construction | CZ13 | cDXHP | Fans | 83586.32 | 0
New Construction | CZ13 | cDXHP | Pumps | 0 | 0
New Construction | CZ13 | cDXHP | Heat Rejection | 0 | 0
New Construction | CZ13 | cDXHP | Humidification | 0 | 0
New Construction | CZ13 | cDXHP | Heat Recovery | 0 | 0
New Construction | CZ13 | cDXHP | Water Systems | 0 | 38678.88
New Construction | CZ13 | cDXHP | Refrigeration | 0 | 0
New Construction | CZ13 | cDXHP | Generators | 0 | 0
New Construction | CZ13 | cDXHP | Total End Uses | 292586.03 | 38678.88
New Construction | CZ14 | cDXHP | Heating | 3843.38 | 0
New Construction | CZ14 | cDXHP | Cooling | 93134.64 | 0
New Construction | CZ14 | cDXHP | Interior Lighting | 50497.29 | 0
New Construction | CZ14 | cDXHP | Exterior Lighting | 0 | 0
New Construction | CZ14 | cDXHP | Interior Equipment | 79808.82 | 0
New Construction | CZ14 | cDXHP | Exterior Equipment | 0 | 0
New Construction | CZ14 | cDXHP | Fans | 91732.11 | 0
New Construction | CZ14 | cDXHP | Pumps | 0 | 0
New Construction | CZ14 | cDXHP | Heat Rejection | 0 | 0
New Construction | CZ14 | cDXHP | Humidification | 0 | 0
New Construction | CZ14 | cDXHP | Heat Recovery | 0 | 0
New Construction | CZ14 | cDXHP | Water Systems | 0 | 36745.57
New Construction | CZ14 | cDXHP | Refrigeration | 0 | 0
New Construction | CZ14 | cDXHP | Generators | 0 | 0
New Construction | CZ14 | cDXHP | Total End Uses | 319016.25 | 36745.57
New Construction | CZ15 | cDXHP | Heating | 1136.82 | 0
New Construction | CZ15 | cDXHP | Cooling | 129303.33 | 0
New Construction | CZ15 | cDXHP | Interior Lighting | 50497.29 | 0
New Construction | CZ15 | cDXHP | Exterior Lighting | 0 | 0
New Construction | CZ15 | cDXHP | Interior Equipment | 79808.82 | 0
New Construction | CZ15 | cDXHP | Exterior Equipment | 0 | 0
New Construction | CZ15 | cDXHP | Fans | 88744.63 | 0
New Construction | CZ15 | cDXHP | Pumps | 0 | 0
New Construction | CZ15 | cDXHP | Heat Rejection | 0 | 0
New Construction | CZ15 | cDXHP | Humidification | 0 | 0
New Construction | CZ15 | cDXHP | Heat Recovery | 0 | 0
New Construction | CZ15 | cDXHP | Water Systems | 0 | 32792.1
New Construction | CZ15 | cDXHP | Refrigeration | 0 | 0
New Construction | CZ15 | cDXHP | Generators | 0 | 0
New Construction | CZ15 | cDXHP | Total End Uses | 349490.89 | 32792.1
New Construction | CZ16 | cDXHP | Heating | 16046.51 | 0
New Construction | CZ16 | cDXHP | Cooling | 58318.74 | 0
New Construction | CZ16 | cDXHP | Interior Lighting | 50497.29 | 0
New Construction | CZ16 | cDXHP | Exterior Lighting | 0 | 0
New Construction | CZ16 | cDXHP | Interior Equipment | 79808.82 | 0
New Construction | CZ16 | cDXHP | Exterior Equipment | 0 | 0
New Construction | CZ16 | cDXHP | Fans | 94083.6 | 0
New Construction | CZ16 | cDXHP | Pumps | 0 | 0
New Construction | CZ16 | cDXHP | Heat Rejection | 0 | 0
New Construction | CZ16 | cDXHP | Humidification | 0 | 0
New Construction | CZ16 | cDXHP | Heat Recovery | 0 | 0
New Construction | CZ16 | cDXHP | Water Systems | 0 | 43137.48
New Construction | CZ16 | cDXHP | Refrigeration | 0 | 0
New Construction | CZ16 | cDXHP | Generators | 0 | 0
New Construction | CZ16 | cDXHP | Total End Uses | 298754.96 | 43137.48
Existing | CZ01 | cDXOH | Heating | 0 | 0
Existing | CZ01 | cDXOH | Cooling | 976.29 | 0
Existing | CZ01 | cDXOH | Interior Lighting | 100038.91 | 0
Existing | CZ01 | cDXOH | Exterior Lighting | 0 | 0
Existing | CZ01 | cDXOH | Interior Equipment | 79808.82 | 0
Existing | CZ01 | cDXOH | Exterior Equipment | 0 | 0
Existing | CZ01 | cDXOH | Fans | 108353.45 | 0
Existing | CZ01 | cDXOH | Pumps | 0 | 0
Existing | CZ01 | cDXOH | Heat Rejection | 0 | 0
Existing | CZ01 | cDXOH | Humidification | 0 | 0
Existing | CZ01 | cDXOH | Heat Recovery | 0 | 0
Existing | CZ01 | cDXOH | Water Systems | 0 | 47883.6
Existing | CZ01 | cDXOH | Refrigeration | 0 | 0
Existing | CZ01 | cDXOH | Generators | 0 | 0
Existing | CZ01 | cDXOH | Total End Uses | 289177.47 | 47883.6
Existing | CZ02 | cDXOH | Heating | 0 | 0
Existing | CZ02 | cDXOH | Cooling | 39679.41 | 0
Existing | CZ02 | cDXOH | Interior Lighting | 100038.91 | 0
Existing | CZ02 | cDXOH | Exterior Lighting | 0 | 0
Existing | CZ02 | cDXOH | Interior Equipment | 79808.82 | 0
Existing | CZ02 | cDXOH | Exterior Equipment | 0 | 0
Existing | CZ02 | cDXOH | Fans | 132304.65 | 0
Existing | CZ02 | cDXOH | Pumps | 0 | 0
Existing | CZ02 | cDXOH | Heat Rejection | 0 | 0
Existing | CZ02 | cDXOH | Humidification | 0 | 0
Existing | CZ02 | cDXOH | Heat Recovery | 0 | 0
Existing | CZ02 | cDXOH | Water Systems | 0 | 44081.99
Existing | CZ02 | cDXOH | Refrigeration | 0 | 0
Existing | CZ02 | cDXOH | Generators | 0 | 0
Existing | CZ02 | cDXOH | Total End Uses | 351831.79 | 44081.99
Existing | CZ03 | cDXOH | Heating | 0 | 0
Existing | CZ03 | cDXOH | Cooling | 21337.16 | 0
Existing | CZ03 | cDXOH | Interior Lighting | 100038.91 | 0
Existing | CZ03 | cDXOH | Exterior Lighting | 0 | 0
Existing | CZ03 | cDXOH | Interior Equipment | 79808.82 | 0
Existing | CZ03 | cDXOH | Exterior Equipment | 0 | 0
Existing | CZ03 | cDXOH | Fans | 119217.92 | 0
Existing | CZ03 | cDXOH | Pumps | 0 | 0
Existing | CZ03 | cDXOH | Heat Rejection | 0 | 0
Existing | CZ03 | cDXOH | Humidification | 0 | 0
Existing | CZ03 | cDXOH | Heat Recovery | 0 | 0
Existing | CZ03 | cDXOH | Water Systems | 0 | 43956.32
Existing | CZ03 | cDXOH | Refrigeration | 0 | 0
Existing | CZ03 | cDXOH | Generators | 0 | 0
Existing | CZ03 | cDXOH | Total End Uses | 320402.8 | 43956.32
Existing | CZ04 | cDXOH | Heating | 0 | 0
Existing | CZ04 | cDXOH | Cooling | 49669.37 | 0
Existing | CZ04 | cDXOH | Interior Lighting | 100038.91 | 0
Existing | CZ04 | cDXOH | Exterior Lighting | 0 | 0
Existing | CZ04 | cDXOH | Interior Equipment | 79808.82 | 0
Existing | CZ04 | cDXOH | Exterior Equipment | 0 | 0
Existing | CZ04 | cDXOH | Fans | 131522.42 | 0
Existing | CZ04 | cDXOH | Pumps | 0 | 0
Existing | CZ04 | cDXOH | Heat Rejection | 0 | 0
Existing | CZ04 | cDXOH | Humidification | 0 | 0
Existing | CZ04 | cDXOH | Heat Recovery | 0 | 0
Existing | CZ04 | cDXOH | Water Systems | 0 | 42450.51
Existing | CZ04 | cDXOH | Refrigeration | 0 | 0
Existing | CZ04 | cDXOH | Generators | 0 | 0
Existing | CZ04 | cDXOH | Total End Uses | 361039.52 | 42450.51
Existing | CZ05 | cDXOH | Heating | 0 | 0
Existing | CZ05 | cDXOH | Cooling | 28518.77 | 0
Existing | CZ05 | cDXOH | Interior Lighting | 100038.91 | 0
Existing | CZ05 | cDXOH | Exterior Lighting | 0 | 0
Existing | CZ05 | cDXOH | Interior Equipment | 79808.82 | 0
Existing | CZ05 | cDXOH | Exterior Equipment | 0 | 0
Existing | CZ05 | cDXOH | Fans | 118255.12 | 0
Existing | CZ05 | cDXOH | Pumps | 0 | 0
Existing | CZ05 | cDXOH | Heat Rejection | 0 | 0
Existing | CZ05 | cDXOH | Humidification | 0 | 0
Existing | CZ05 | cDXOH | Heat Recovery | 0 | 0
Existing | CZ05 | cDXOH | Water Systems | 0 | 43958.82
Existing | CZ05 | cDXOH | Refrigeration | 0 | 0
Existing | CZ05 | cDXOH | Generators | 0 | 0
Existing | CZ05 | cDXOH | Total End Uses | 326621.61 | 43958.82
Existing | CZ06 | cDXOH | Heating | 0 | 0
Existing | CZ06 | cDXOH | Cooling | 50182.46 | 0
Existing | CZ06 | cDXOH | Interior Lighting | 100038.91 | 0
Existing | CZ06 | cDXOH | Exterior Lighting | 0 | 0
Existing | CZ06 | cDXOH | Interior Equipment | 79808.82 | 0
Existing | CZ06 | cDXOH | Exterior Equipment | 0 | 0
Existing | CZ06 | cDXOH | Fans | 124827.82 | 0
Existing | CZ06 | cDXOH | Pumps | 0 | 0
Existing | CZ06 | cDXOH | Heat Rejection | 0 | 0
Existing | CZ06 | cDXOH | Humidification | 0 | 0
Existing | CZ06 | cDXOH | Heat Recovery | 0 | 0
Existing | CZ06 | cDXOH | Water Systems | 0 | 40624.68
Existing | CZ06 | cDXOH | Refrigeration | 0 | 0
Existing | CZ06 | cDXOH | Generators | 0 | 0
Existing | CZ06 | cDXOH | Total End Uses | 354858.02 | 40624.68
Existing | CZ07 | cDXOH | Heating | 0 | 0
Existing | CZ07 | cDXOH | Cooling | 57293.16 | 0
Existing | CZ07 | cDXOH | Interior Lighting | 100038.91 | 0
Existing | CZ07 | cDXOH | Exterior Lighting | 0 | 0
Existing | CZ07 | cDXOH | Interior Equipment | 79808.82 | 0
Existing | CZ07 | cDXOH | Exterior Equipment | 0 | 0
Existing | CZ07 | cDXOH | Fans | 122560.34 | 0
Existing | CZ07 | cDXOH | Pumps | 0 | 0
Existing | CZ07 | cDXOH | Heat Rejection | 0 | 0
Existing | CZ07 | cDXOH | Humidification | 0 | 0
Existing | CZ07 | cDXOH | Heat Recovery | 0 | 0
Existing | CZ07 | cDXOH | Water Systems | 0 | 40095.97
Existing | CZ07 | cDXOH | Refrigeration | 0 | 0
Existing | CZ07 | cDXOH | Generators | 0 | 0
Existing | CZ07 | cDXOH | Total End Uses | 359701.23 | 40095.97
Existing | CZ08 | cDXOH | Heating | 0 | 0
Existing | CZ08 | cDXOH | Cooling | 68822.38 | 0
Existing | CZ08 | cDXOH | Interior Lighting | 100038.91 | 0
Existing | CZ08 | cDXOH | Exterior Lighting | 0 | 0
Existing | CZ08 | cDXOH | Interior Equipment | 79808.82 | 0
Existing | CZ08 | cDXOH | Exterior Equipment | 0 | 0
Existing | CZ08 | cDXOH | Fans | 133828.33 | 0
Existing | CZ08 | cDXOH | Pumps | 0 | 0
Existing | CZ08 | cDXOH | Heat Rejection | 0 | 0
Existing | CZ08 | cDXOH | Humidification | 0 | 0
Existing | CZ08 | cDXOH | Heat Recovery | 0 | 0
Existing | CZ08 | cDXOH | Water Systems | 0 | 40032.76
Existing | CZ08 | cDXOH | Refrigeration | 0 | 0
Existing | CZ08 | cDXOH | Generators | 0 | 0
Existing | CZ08 | cDXOH | Total End Uses | 382498.44 | 40032.76
Existing | CZ09 | cDXOH | Heating | 0 | 0
Existing | CZ09 | cDXOH | Cooling | 81974.21 | 0
Existing | CZ09 | cDXOH | Interior Lighting | 100038.91 | 0
Existing | CZ09 | cDXOH | Exterior Lighting | 0 | 0
Existing | CZ09 | cDXOH | Interior Equipment | 79808.82 | 0
Existing | CZ09 | cDXOH | Exterior Equipment | 0 | 0
Existing | CZ09 | cDXOH | Fans | 144623.45 | 0
Existing | CZ09 | cDXOH | Pumps | 0 | 0
Existing | CZ09 | cDXOH | Heat Rejection | 0 | 0
Existing | CZ09 | cDXOH | Humidification | 0 | 0
Existing | CZ09 | cDXOH | Heat Recovery | 0 | 0
Existing | CZ09 | cDXOH | Water Systems | 0 | 39500.99
Existing | CZ09 | cDXOH | Refrigeration | 0 | 0
Existing | CZ09 | cDXOH | Generators | 0 | 0
Existing | CZ09 | cDXOH | Total End Uses | 406445.4 | 39500.99
Existing | CZ10 | cDXOH | Heating | 0 | 0
Existing | CZ10 | cDXOH | Cooling | 95820.89 | 0
Existing | CZ10 | cDXOH | Interior Lighting | 100038.91 | 0
Existing | CZ10 | cDXOH | Exterior Lighting | 0 | 0
Existing | CZ10 | cDXOH | Interior Equipment | 79808.82 | 0
Existing | CZ10 | cDXOH | Exterior Equipment | 0 | 0
Existing | CZ10 | cDXOH | Fans | 139370.65 | 0
Existing | CZ10 | cDXOH | Pumps | 0 | 0
Existing | CZ10 | cDXOH | Heat Rejection | 0 | 0
Existing | CZ10 | cDXOH | Humidification | 0 | 0
Existing | CZ10 | cDXOH | Heat Recovery | 0 | 0
Existing | CZ10 | cDXOH | Water Systems | 0 | 39078.56
Existing | CZ10 | cDXOH | Refrigeration | 0 | 0
Existing | CZ10 | cDXOH | Generators | 0 | 0
Existing | CZ10 | cDXOH | Total End Uses | 415039.27 | 39078.56
Existing | CZ11 | cDXOH | Heating | 0 | 0
Existing | CZ11 | cDXOH | Cooling | 108020.54 | 0
Existing | CZ11 | cDXOH | Interior Lighting | 100038.91 | 0
Existing | CZ11 | cDXOH | Exterior Lighting | 0 | 0
Existing | CZ11 | cDXOH | Interior Equipment | 79808.82 | 0
Existing | CZ11 | cDXOH | Exterior Equipment | 0 | 0
Existing | CZ11 | cDXOH | Fans | 163852.56 | 0
Existing | CZ11 | cDXOH | Pumps | 0 | 0
Existing | CZ11 | cDXOH | Heat Rejection | 0 | 0
Existing | CZ11 | cDXOH | Humidification | 0 | 0
Existing | CZ11 | cDXOH | Heat Recovery | 0 | 0
Existing | CZ11 | cDXOH | Water Systems | 0 | 39831.95
Existing | CZ11 | cDXOH | Refrigeration | 0 | 0
Existing | CZ11 | cDXOH | Generators | 0 | 0
Existing | CZ11 | cDXOH | Total End Uses | 451720.83 | 39831.95
Existing | CZ12 | cDXOH | Heating | 0 | 0
Existing | CZ12 | cDXOH | Cooling | 87658.7 | 0
Existing | CZ12 | cDXOH | Interior Lighting | 100038.91 | 0
Existing | CZ12 | cDXOH | Exterior Lighting | 0 | 0
Existing | CZ12 | cDXOH | Interior Equipment | 79808.82 | 0
Existing | CZ12 | cDXOH | Exterior Equipment | 0 | 0
Existing | CZ12 | cDXOH | Fans | 149570.07 | 0
Existing | CZ12 | cDXOH | Pumps | 0 | 0
Existing | CZ12 | cDXOH | Heat Rejection | 0 | 0
Existing | CZ12 | cDXOH | Humidification | 0 | 0
Existing | CZ12 | cDXOH | Heat Recovery | 0 | 0
Existing | CZ12 | cDXOH | Water Systems | 0 | 40989.95
Existing | CZ12 | cDXOH | Refrigeration | 0 | 0
Existing | CZ12 | cDXOH | Generators | 0 | 0
Existing | CZ12 | cDXOH | Total End Uses | 417076.5 | 40989.95
Existing | CZ13 | cDXOH | Heating | 0 | 0
Existing | CZ13 | cDXOH | Cooling | 121011.07 | 0
Existing | CZ13 | cDXOH | Interior Lighting | 100038.91 | 0
Existing | CZ13 | cDXOH | Exterior Lighting | 0 | 0
Existing | CZ13 | cDXOH | Interior Equipment | 79808.82 | 0
Existing | CZ13 | cDXOH | Exterior Equipment | 0 | 0
Existing | CZ13 | cDXOH | Fans | 162089.8 | 0
Existing | CZ13 | cDXOH | Pumps | 0 | 0
Existing | CZ13 | cDXOH | Heat Rejection | 0 | 0
Existing | CZ13 | cDXOH | Humidification | 0 | 0
Existing | CZ13 | cDXOH | Heat Recovery | 0 | 0
Existing | CZ13 | cDXOH | Water Systems | 0 | 38705.64
Existing | CZ13 | cDXOH | Refrigeration | 0 | 0
Existing | CZ13 | cDXOH | Generators | 0 | 0
Existing | CZ13 | cDXOH | Total End Uses | 462948.59 | 38705.64
Existing | CZ14 | cDXOH | Heating | 0 | 0
Existing | CZ14 | cDXOH | Cooling | 151495.2 | 0
Existing | CZ14 | cDXOH | Interior Lighting | 100038.91 | 0
Existing | CZ14 | cDXOH | Exterior Lighting | 0 | 0
Existing | CZ14 | cDXOH | Interior Equipment | 79808.82 | 0
Existing | CZ14 | cDXOH | Exterior Equipment | 0 | 0
Existing | CZ14 | cDXOH | Fans | 173573.22 | 0
Existing | CZ14 | cDXOH | Pumps | 0 | 0
Existing | CZ14 | cDXOH | Heat Rejection | 0 | 0
Existing | CZ14 | cDXOH | Humidification | 0 | 0
Existing | CZ14 | cDXOH | Heat Recovery | 0 | 0
Existing | CZ14 | cDXOH | Water Systems | 0 | 36754.82
Existing | CZ14 | cDXOH | Refrigeration | 0 | 0
Existing | CZ14 | cDXOH | Generators | 0 | 0
Existing | CZ14 | cDXOH | Total End Uses | 504916.14 | 36754.82
Existing | CZ15 | cDXOH | Heating | 0 | 0
Existing | CZ15 | cDXOH | Cooling | 203192.64 | 0
Existing | CZ15 | cDXOH | Interior Lighting | 100038.91 | 0
Existing | CZ15 | cDXOH | Exterior Lighting | 0 | 0
Existing | CZ15 | cDXOH | Interior Equipment | 79808.82 | 0
Existing | CZ15 | cDXOH | Exterior Equipment | 0 | 0
Existing | CZ15 | cDXOH | Fans | 169078.52 | 0
Existing | CZ15 | cDXOH | Pumps | 0 | 0
Existing | CZ15 | cDXOH | Heat Rejection | 0 | 0
Existing | CZ15 | cDXOH | Humidification | 0 | 0
Existing | CZ15 | cDXOH | Heat Recovery | 0 | 0
Existing | CZ15 | cDXOH | Water Systems | 0 | 32818.87
Existing | CZ15 | cDXOH | Refrigeration | 0 | 0
Existing | CZ15 | cDXOH | Generators | 0 | 0
Existing | CZ15 | cDXOH | Total End Uses | 552118.89 | 32818.87
Existing | CZ16 | cDXOH | Heating | 0 | 0
Existing | CZ16 | cDXOH | Cooling | 95861.29 | 0
Existing | CZ16 | cDXOH | Interior Lighting | 100038.91 | 0
Existing | CZ16 | cDXOH | Exterior Lighting | 0 | 0
Existing | CZ16 | cDXOH | Interior Equipment | 79808.82 | 0
Existing | CZ16 | cDXOH | Exterior Equipment | 0 | 0
Existing | CZ16 | cDXOH | Fans | 178960 | 0
Existing | CZ16 | cDXOH | Pumps | 0 | 0
Existing | CZ16 | cDXOH | Heat Rejection | 0 | 0
Existing | CZ16 | cDXOH | Humidification | 0 | 0
Existing | CZ16 | cDXOH | Heat Recovery | 0 | 0
Existing | CZ16 | cDXOH | Water Systems | 0 | 43172.33
Existing | CZ16 | cDXOH | Refrigeration | 0 | 0
Existing | CZ16 | cDXOH | Generators | 0 | 0
Existing | CZ16 | cDXOH | Total End Uses | 454669.01 | 43172.33
New Construction | CZ01 | cDXOH | Heating | 0 | 0
New Construction | CZ01 | cDXOH | Cooling | 516.78 | 0
New Construction | CZ01 | cDXOH | Interior Lighting | 50497.29 | 0
New Construction | CZ01 | cDXOH | Exterior Lighting | 0 | 0
New Construction | CZ01 | cDXOH | Interior Equipment | 79808.82 | 0
New Construction | CZ01 | cDXOH | Exterior Equipment | 0 | 0
New Construction | CZ01 | cDXOH | Fans | 63282.61 | 0
New Construction | CZ01 | cDXOH | Pumps | 0 | 0
New Construction | CZ01 | cDXOH | Heat Rejection | 0 | 0
New Construction | CZ01 | cDXOH | Humidification | 0 | 0
New Construction | CZ01 | cDXOH | Heat Recovery | 0 | 0
New Construction | CZ01 | cDXOH | Water Systems | 0 | 47880.97
New Construction | CZ01 | cDXOH | Refrigeration | 0 | 0
New Construction | CZ01 | cDXOH | Generators | 0 | 0
New Construction | CZ01 | cDXOH | Total End Uses | 194105.5 | 47880.97
New Construction | CZ02 | cDXOH | Heating | 0 | 0
New Construction | CZ02 | cDXOH | Cooling | 21983.08 | 0
New Construction | CZ02 | cDXOH | Interior Lighting | 50497.29 | 0
New Construction | CZ02 | cDXOH | Exterior Lighting | 0 | 0
New Construction | CZ02 | cDXOH | Interior Equipment | 79808.82 | 0
New Construction | CZ02 | cDXOH | Exterior Equipment | 0 | 0
New Construction | CZ02 | cDXOH | Fans | 71951.89 | 0
New Construction | CZ02 | cDXOH | Pumps | 0 | 0
New Construction | CZ02 | cDXOH | Heat Rejection | 0 | 0
New Construction | CZ02 | cDXOH | Humidification | 0 | 0
New Construction | CZ02 | cDXOH | Heat Recovery | 0 | 0
New Construction | CZ02 | cDXOH | Water Systems | 0 | 44052.38
New Construction | CZ02 | cDXOH | Refrigeration | 0 | 0
New Construction | CZ02 | cDXOH | Generators | 0 | 0
New Construction | CZ02 | cDXOH | Total End Uses | 224241.08 | 44052.38
New Construction | CZ03 | cDXOH | Heating | 0 | 0
New Construction | CZ03 | cDXOH | Cooling | 11380.13 | 0
New Construction | CZ03 | cDXOH | Interior Lighting | 50497.29 | 0
New Construction | CZ03 | cDXOH | Exterior Lighting | 0 | 0
New Construction | CZ03 | cDXOH | Interior Equipment | 79808.82 | 0
New Construction | CZ03 | cDXOH | Exterior Equipment | 0 | 0
New Construction | CZ03 | cDXOH | Fans | 67967.47 | 0
New Construction | CZ03 | cDXOH | Pumps | 0 | 0
New Construction | CZ03 | cDXOH | Heat Rejection | 0 | 0
New Construction | CZ03 | cDXOH | Humidification | 0 | 0
New Construction | CZ03 | cDXOH | Heat Recovery | 0 | 0
New Construction | CZ03 | cDXOH | Water Systems | 0 | 43928.17
New Construction | CZ03 | cDXOH | Refrigeration | 0 | 0
New Construction | CZ03 | cDXOH | Generators | 0 | 0
New Construction | CZ03 | cDXOH | Total End Uses | 209653.71 | 43928.17
New Construction | CZ04 | cDXOH | Heating | 0 | 0
New Construction | CZ04 | cDXOH | Cooling | 27498.59 | 0
New Construction | CZ04 | cDXOH | Interior Lighting | 50497.29 | 0
New Construction | CZ04 | cDXOH | Exterior Lighting | 0 | 0
New Construction | CZ04 | cDXOH | Interior Equipment | 79808.82 | 0
New Construction | CZ04 | cDXOH | Exterior Equipment | 0 | 0
New Construction | CZ04 | cDXOH | Fans | 70921.82 | 0
New Construction | CZ04 | cDXOH | Pumps | 0 | 0
New Construction | CZ04 | cDXOH | Heat Rejection | 0 | 0
New Construction | CZ04 | cDXOH | Humidification | 0 | 0
New Construction | CZ04 | cDXOH | Heat Recovery | 0 | 0
New Construction | CZ04 | cDXOH | Water Systems | 0 | 42423.29
New Construction | CZ04 | cDXOH | Refrigeration | 0 | 0
New Construction | CZ04 | cDXOH | Generators | 0 | 0
New Construction | CZ04 | cDXOH | Total End Uses | 228726.53 | 42423.29
New Construction | CZ05 | cDXOH | Heating | 0 | 0
New Construction | CZ05 | cDXOH | Cooling | 15142.51 | 0
New Construction | CZ05 | cDXOH | Interior Lighting | 50497.29 | 0
New Construction | CZ05 | cDXOH | Exterior Lighting | 0 | 0
New Construction | CZ05 | cDXOH | Interior Equipment | 79808.82 | 0
New Construction | CZ05 | cDXOH | Exterior Equipment | 0 | 0
New Construction | CZ05 | cDXOH | Fans | 66509.91 | 0
New Construction | CZ05 | cDXOH | Pumps | 0 | 0
New Construction | CZ05 | cDXOH | Heat Rejection | 0 | 0
New Construction | CZ05 | cDXOH | Humidification | 0 | 0
New Construction | CZ05 | cDXOH | Heat Recovery | 0 | 0
New Construction | CZ05 | cDXOH | Water Systems | 0 | 43923.74
New Construction | CZ05 | cDXOH | Refrigeration | 0 | 0
New Construction | CZ05 | cDXOH | Generators | 0 | 0
New Construction | CZ05 | cDXOH | Total End Uses | 211958.53 | 43923.74
New Construction | CZ06 | cDXOH | Heating | 0 | 0
New Construction | CZ06 | cDXOH | Cooling | 29002.01 | 0
New Construction | CZ06 | cDXOH | Interior Lighting | 50497.29 | 0
New Construction | CZ06 | cDXOH | Exterior Lighting | 0 | 0
New Construction | CZ06 | cDXOH | Interior Equipment | 79808.82 | 0
New Construction | CZ06 | cDXOH | Exterior Equipment | 0 | 0
New Construction | CZ06 | cDXOH | Fans | 71919.91 | 0
New Construction | CZ06 | cDXOH | Pumps | 0 | 0
New Construction | CZ06 | cDXOH | Heat Rejection | 0 | 0
New Construction | CZ06 | cDXOH | Humidification | 0 | 0
New Construction | CZ06 | cDXOH | Heat Recovery | 0 | 0
New Construction | CZ06 | cDXOH | Water Systems | 0 | 40599
New Construction | CZ06 | cDXOH | Refrigeration | 0 | 0
New Construction | CZ06 | cDXOH | Generators | 0 | 0
New Construction | CZ06 | cDXOH | Total End Uses | 231228.03 | 40599
New Construction | CZ07 | cDXOH | Heating | 0 | 0
New Construction | CZ07 | cDXOH | Cooling | 33231.35 | 0
New Construction | CZ07 | cDXOH | Interior Lighting | 50497.29 | 0
New Construction | CZ07 | cDXOH | Exterior Lighting | 0 | 0
New Construction | CZ07 | cDXOH | Interior Equipment | 79808.82 | 0
New Construction | CZ07 | cDXOH | Exterior Equipment | 0 | 0
New Construction | CZ07 | cDXOH | Fans | 71282.87 | 0
New Construction | CZ07 | cDXOH | Pumps | 0 | 0
New Construction | CZ07 | cDXOH | Heat Rejection | 0 | 0
New Construction | CZ07 | cDXOH | Humidification | 0 | 0
New Construction | CZ07 | cDXOH | Heat Recovery | 0 | 0
New Construction | CZ07 | cDXOH | Water Systems | 0 | 40052.4
New Construction | CZ07 | cDXOH | Refrigeration | 0 | 0
New Construction | CZ07 | cDXOH | Generators | 0 | 0
New Construction | CZ07 | cDXOH | Total End Uses | 234820.33 | 40052.4
New Construction | CZ08 | cDXOH | Heating | 0 | 0
New Construction | CZ08 | cDXOH | Cooling | 39883.91 | 0
New Construction | CZ08 | cDXOH | Interior Lighting | 50497.29 | 0
New Construction | CZ08 | cDXOH | Exterior Lighting | 0 | 0
New Construction | CZ08 | cDXOH | Interior Equipment | 79808.82 | 0
New Construction | CZ08 | cDXOH | Exterior Equipment | 0 | 0
New Construction | CZ08 | cDXOH | Fans | 75227.51 | 0
New Construction | CZ08 | cDXOH | Pumps | 0 | 0
New Construction | CZ08 | cDXOH | Heat Rejection | 0 | 0
New Construction | CZ08 | cDXOH | Humidification | 0 | 0
New Construction | CZ08 | cDXOH | Heat Recovery | 0 | 0
New Construction | CZ08 | cDXOH | Water Systems | 0 | 39995.4
New Construction | CZ08 | cDXOH | Refrigeration | 0 | 0
New Construction | CZ08 | cDXOH | Generators | 0 | 0
New Construction | CZ08 | cDXOH | Total End Uses | 245417.53 | 39995.4
New Construction | CZ09 | cDXOH | Heating | 0 | 0
New Construction | CZ09 | cDXOH | Cooling | 43520.26 | 0
New Construction | CZ09 | cDXOH | Interior Lighting | 50497.29 | 0
New Construction | CZ09 | cDXOH | Exterior Lighting | 0 | 0
New Construction | CZ09 | cDXOH | Interior Equipment | 79808.82 | 0
New Construction | CZ09 | cDXOH | Exterior Equipment | 0 | 0
New Construction | CZ09 | cDXOH | Fans | 72038.08 | 0
New Construction | CZ09 | cDXOH | Pumps | 0 | 0
New Construction | CZ09 | cDXOH | Heat Rejection | 0 | 0
New Construction | CZ09 | cDXOH | Humidification | 0 | 0
New Construction | CZ09 | cDXOH | Heat Recovery | 0 | 0
New Construction | CZ09 | cDXOH | Water Systems | 0 | 39442
New Construction | CZ09 | cDXOH | Refrigeration | 0 | 0
New Construction | CZ09 | cDXOH | Generators | 0 | 0
New Construction | CZ09 | cDXOH | Total End Uses | 245864.45 | 39442
New Construction | CZ10 | cDXOH | Heating | 0 | 0
New Construction | CZ10 | cDXOH | Cooling | 59306.41 | 0
New Construction | CZ10 | cDXOH | Interior Lighting | 50497.29 | 0
New Construction | CZ10 | cDXOH | Exterior Lighting | 0 | 0
New Construction | CZ10 | cDXOH | Interior Equipment | 79808.82 | 0
New Construction | CZ10 | cDXOH | Exterior Equipment | 0 | 0
New Construction | CZ10 | cDXOH | Fans | 77831 | 0
New Construction | CZ10 | cDXOH | Pumps | 0 | 0
New Construction | CZ10 | cDXOH | Heat Rejection | 0 | 0
New Construction | CZ10 | cDXOH | Humidification | 0 | 0
New Construction | CZ10 | cDXOH | Heat Recovery | 0 | 0
New Construction | CZ10 | cDXOH | Water Systems | 0 | 39044.23
New Construction | CZ10 | cDXOH | Refrigeration | 0 | 0
New Construction | CZ10 | cDXOH | Generators | 0 | 0
New Construction | CZ10 | cDXOH | Total End Uses | 267443.53 | 39044.23
New Construction | CZ11 | cDXOH | Heating | 0 | 0
New Construction | CZ11 | cDXOH | Cooling | 63818.32 | 0
New Construction | CZ11 | cDXOH | Interior Lighting | 50497.29 | 0
New Construction | CZ11 | cDXOH | Exterior Lighting | 0 | 0
New Construction | CZ11 | cDXOH | Interior Equipment | 79808.82 | 0
New Construction | CZ11 | cDXOH | Exterior Equipment | 0 | 0
New Construction | CZ11 | cDXOH | Fans | 84231.59 | 0
New Construction | CZ11 | cDXOH | Pumps | 0 | 0
New Construction | CZ11 | cDXOH | Heat Rejection | 0 | 0
New Construction | CZ11 | cDXOH | Humidification | 0 | 0
New Construction | CZ11 | cDXOH | Heat Recovery | 0 | 0
New Construction | CZ11 | cDXOH | Water Systems | 0 | 39809.65
New Construction | CZ11 | cDXOH | Refrigeration | 0 | 0
New Construction | CZ11 | cDXOH | Generators | 0 | 0
New Construction | CZ11 | cDXOH | Total End Uses | 278356.02 | 39809.65
New Construction | CZ12 | cDXOH | Heating | 0 | 0
New Construction | CZ12 | cDXOH | Cooling | 51039.12 | 0
New Construction | CZ12 | cDXOH | Interior Lighting | 50497.29 | 0
New Construction | CZ12 | cDXOH | Exterior Lighting | 0 | 0
New Construction | CZ12 | cDXOH | Interior Equipment | 79808.82 | 0
New Construction | CZ12 | cDXOH | Exterior Equipment | 0 | 0
New Construction | CZ12 | cDXOH | Fans | 78077.67 | 0
New Construction | CZ12 | cDXOH | Pumps | 0 | 0
New Construction | CZ12 | cDXOH | Heat Rejection | 0 | 0
New Construction | CZ12 | cDXOH | Humidification | 0 | 0
New Construction | CZ12 | cDXOH | Heat Recovery | 0 | 0
New Construction | CZ12 | cDXOH | Water Systems | 0 | 40955.66
New Construction | CZ12 | cDXOH | Refrigeration | 0 | 0
New Construction | CZ12 | cDXOH | Generators | 0 | 0
New Construction | CZ12 | cDXOH | Total End Uses | 259422.9 | 40955.66
New Construction | CZ13 | cDXOH | Heating | 0 | 0
New Construction | CZ13 | cDXOH | Cooling | 72100.26 | 0
New Construction | CZ13 | cDXOH | Interior Lighting | 50497.29 | 0
New Construction | CZ13 | cDXOH | Exterior Lighting | 0 | 0
New Construction | CZ13 | cDXOH | Interior Equipment | 79808.82 | 0
New Construction | CZ13 | cDXOH | Exterior Equipment | 0 | 0
New Construction | CZ13 | cDXOH | Fans | 84158.54 | 0
New Construction | CZ13 | cDXOH | Pumps | 0 | 0
New Construction | CZ13 | cDXOH | Heat Rejection | 0 | 0
New Construction | CZ13 | cDXOH | Humidification | 0 | 0
New Construction | CZ13 | cDXOH | Heat Recovery | 0 | 0
New Construction | CZ13 | cDXOH | Water Systems | 0 | 38687.36
New Construction | CZ13 | cDXOH | Refrigeration | 0 | 0
New Construction | CZ13 | cDXOH | Generators | 0 | 0
New Construction | CZ13 | cDXOH | Total End Uses | 286564.91 | 38687.36
New Construction | CZ14 | cDXOH | Heating | 0 | 0
New Construction | CZ14 | cDXOH | Cooling | 92896.32 | 0
New Construction | CZ14 | cDXOH | Interior Lighting | 50497.29 | 0
New Construction | CZ14 | cDXOH | Exterior Lighting | 0 | 0
New Construction | CZ14 | cDXOH | Interior Equipment | 79808.82 | 0
New Construction | CZ14 | cDXOH | Exterior Equipment | 0 | 0
New Construction | CZ14 | cDXOH | Fans | 91792.93 | 0
New Construction | CZ14 | cDXOH | Pumps | 0 | 0
New Construction | CZ14 | cDXOH | Heat Rejection | 0 | 0
New Construction | CZ14 | cDXOH | Humidification | 0 | 0
New Construction | CZ14 | cDXOH | Heat Recovery | 0 | 0
New Construction | CZ14 | cDXOH | Water Systems | 0 | 36745.34
New Construction | CZ14 | cDXOH | Refrigeration | 0 | 0
New Construction | CZ14 | cDXOH | Generators | 0 | 0
New Construction | CZ14 | cDXOH | Total End Uses | 314995.36 | 36745.34
New Construction | CZ15 | cDXOH | Heating | 0 | 0
New Construction | CZ15 | cDXOH | Cooling | 129193.68 | 0
New Construction | CZ15 | cDXOH | Interior Lighting | 50497.29 | 0
New Construction | CZ15 | cDXOH | Exterior Lighting | 0 | 0
New Construction | CZ15 | cDXOH | Interior Equipment | 79808.82 | 0
New Construction | CZ15 | cDXOH | Exterior Equipment | 0 | 0
New Construction | CZ15 | cDXOH | Fans | 88744.63 | 0
New Construction | CZ15 | cDXOH | Pumps | 0 | 0
New Construction | CZ15 | cDXOH | Heat Rejection | 0 | 0
New Construction | CZ15 | cDXOH | Humidification | 0 | 0
New Construction | CZ15 | cDXOH | Heat Recovery | 0 | 0
New Construction | CZ15 | cDXOH | Water Systems | 0 | 32792.46
New Construction | CZ15 | cDXOH | Refrigeration | 0 | 0
New Construction | CZ15 | cDXOH | Generators | 0 | 0
New Construction | CZ15 | cDXOH | Total End Uses | 348244.42 | 32792.46
New Construction | CZ16 | cDXOH | Heating | 0 | 0
New Construction | CZ16 | cDXOH | Cooling | 58043.04 | 0
New Construction | CZ16 | cDXOH | Interior Lighting | 50497.29 | 0
New Construction | CZ16 | cDXOH | Exterior Lighting | 0 | 0
New Construction | CZ16 | cDXOH | Interior Equipment | 79808.82 | 0
New Construction | CZ16 | cDXOH | Exterior Equipment | 0 | 0
New Construction | CZ16 | cDXOH | Fans | 97225.67 | 0
New Construction | CZ16 | cDXOH | Pumps | 0 | 0
New Construction | CZ16 | cDXOH | Heat Rejection | 0 | 0
New Construction | CZ16 | cDXOH | Humidification | 0 | 0
New Construction | CZ16 | cDXOH | Heat Recovery | 0 | 0
New Construction | CZ16 | cDXOH | Water Systems | 0 | 43128.98
New Construction | CZ16 | cDXOH | Refrigeration | 0 | 0
New Construction | CZ16 | cDXOH | Generators | 0 | 0
New Construction | CZ16 | cDXOH | Total End Uses | 285574.83 | 43128.98
Existing | CZ01 | cPVVG | Heating | 0 | 101455.99
Existing | CZ01 | cPVVG | Cooling | 1357.38 | 0
Existing | CZ01 | cPVVG | Interior Lighting | 100038.91 | 0
Existing | CZ01 | cPVVG | Exterior Lighting | 0 | 0
Existing | CZ01 | cPVVG | Interior Equipment | 79808.82 | 0
Existing | CZ01 | cPVVG | Exterior Equipment | 0 | 0
Existing | CZ01 | cPVVG | Fans | 37584.89 | 0
Existing | CZ01 | cPVVG | Pumps | 0 | 0
Existing | CZ01 | cPVVG | Heat Rejection | 0 | 0
Existing | CZ01 | cPVVG | Humidification | 0 | 0
Existing | CZ01 | cPVVG | Heat Recovery | 0 | 0
Existing | CZ01 | cPVVG | Water Systems | 0 | 47883.99
Existing | CZ01 | cPVVG | Refrigeration | 0 | 0
Existing | CZ01 | cPVVG | Generators | 0 | 0
Existing | CZ01 | cPVVG | Total End Uses | 218790 | 149339.98
Existing | CZ02 | cPVVG | Heating | 0 | 59537.91
Existing | CZ02 | cPVVG | Cooling | 37918.94 | 0
Existing | CZ02 | cPVVG | Interior Lighting | 100038.91 | 0
Existing | CZ02 | cPVVG | Exterior Lighting | 0 | 0
Existing | CZ02 | cPVVG | Interior Equipment | 79808.82 | 0
Existing | CZ02 | cPVVG | Exterior Equipment | 0 | 0
Existing | CZ02 | cPVVG | Fans | 55154.81 | 0
Existing | CZ02 | cPVVG | Pumps | 0 | 0
Existing | CZ02 | cPVVG | Heat Rejection | 0 | 0
Existing | CZ02 | cPVVG | Humidification | 0 | 0
Existing | CZ02 | cPVVG | Heat Recovery | 0 | 0
Existing | CZ02 | cPVVG | Water Systems | 0 | 44078.96
Existing | CZ02 | cPVVG | Refrigeration | 0 | 0
Existing | CZ02 | cPVVG | Generators | 0 | 0
Existing | CZ02 | cPVVG | Total End Uses | 272921.48 | 103616.87
Existing | CZ03 | cPVVG | Heating | 0 | 35356.1
Existing | CZ03 | cPVVG | Cooling | 22178.38 | 0
Existing | CZ03 | cPVVG | Interior Lighting | 100038.91 | 0
Existing | CZ03 | cPVVG | Exterior Lighting | 0 | 0
Existing | CZ03 | cPVVG | Interior Equipment | 79808.82 | 0
Existing | CZ03 | cPVVG | Exterior Equipment | 0 | 0
Existing | CZ03 | cPVVG | Fans | 47575.39 | 0
Existing | CZ03 | cPVVG | Pumps | 0 | 0
Existing | CZ03 | cPVVG | Heat Rejection | 0 | 0
Existing | CZ03 | cPVVG | Humidification | 0 | 0
Existing | CZ03 | cPVVG | Heat Recovery | 0 | 0
Existing | CZ03 | cPVVG | Water Systems | 0 | 43955.03
Existing | CZ03 | cPVVG | Refrigeration | 0 | 0
Existing | CZ03 | cPVVG | Generators | 0 | 0
Existing | CZ03 | cPVVG | Total End Uses | 249601.51 | 79311.12
Existing | CZ04 | cPVVG | Heating | 0 | 31300.97
Existing | CZ04 | cPVVG | Cooling | 47504.9 | 0
Existing | CZ04 | cPVVG | Interior Lighting | 100038.91 | 0
Existing | CZ04 | cPVVG | Exterior Lighting | 0 | 0
Existing | CZ04 | cPVVG | Interior Equipment | 79808.82 | 0
Existing | CZ04 | cPVVG | Exterior Equipment | 0 | 0
Existing | CZ04 | cPVVG | Fans | 57340.27 | 0
Existing | CZ04 | cPVVG | Pumps | 0 | 0
Existing | CZ04 | cPVVG | Heat Rejection | 0 | 0
Existing | CZ04 | cPVVG | Humidification | 0 | 0
Existing | CZ04 | cPVVG | Heat Recovery | 0 | 0
Existing | CZ04 | cPVVG | Water Systems | 0 | 42449.52
Existing | CZ04 | cPVVG | Refrigeration | 0 | 0
Existing | CZ04 | cPVVG | Generators | 0 | 0
Existing | CZ04 | cPVVG | Total End Uses | 284692.9 | 73750.49
Existing | CZ05 | cPVVG | Heating | 0 | 29079.58
Existing | CZ05 | cPVVG | Cooling | 28608.96 | 0
Existing | CZ05 | cPVVG | Interior Lighting | 100038.91 | 0
Existing | CZ05 | cPVVG | Exterior Lighting | 0 | 0
Existing | CZ05 | cPVVG | Interior Equipment | 79808.82 | 0
Existing | CZ05 | cPVVG | Exterior Equipment | 0 | 0
Existing | CZ05 | cPVVG | Fans | 49158.47 | 0
Existing | CZ05 | cPVVG | Pumps | 0 | 0
Existing | CZ05 | cPVVG | Heat Rejection | 0 | 0
Existing | CZ05 | cPVVG | Humidification | 0 | 0
Existing | CZ05 | cPVVG | Heat Recovery | 0 | 0
Existing | CZ05 | cPVVG | Water Systems | 0 | 43957.4
Existing | CZ05 | cPVVG | Refrigeration | 0 | 0
Existing | CZ05 | cPVVG | Generators | 0 | 0
Existing | CZ05 | cPVVG | Total End Uses | 257615.16 | 73036.98
Existing | CZ06 | cPVVG | Heating | 0 | 7482.27
Existing | CZ06 | cPVVG | Cooling | 49766.52 | 0
Existing | CZ06 | cPVVG | Interior Lighting | 100038.91 | 0
Existing | CZ06 | cPVVG | Exterior Lighting | 0 | 0
Existing | CZ06 | cPVVG | Interior Equipment | 79808.82 | 0
Existing | CZ06 | cPVVG | Exterior Equipment | 0 | 0
Existing | CZ06 | cPVVG | Fans | 56786.15 | 0
Existing | CZ06 | cPVVG | Pumps | 0 | 0
Existing | CZ06 | cPVVG | Heat Rejection | 0 | 0
Existing | CZ06 | cPVVG | Humidification | 0 | 0
Existing | CZ06 | cPVVG | Heat Recovery | 0 | 0
Existing | CZ06 | cPVVG | Water Systems | 0 | 40624.66
Existing | CZ06 | cPVVG | Refrigeration | 0 | 0
Existing | CZ06 | cPVVG | Generators | 0 | 0
Existing | CZ06 | cPVVG | Total End Uses | 286400.4 | 48106.93
Existing | CZ07 | cPVVG | Heating | 0 | 7294.62
Existing | CZ07 | cPVVG | Cooling | 54402.87 | 0
Existing | CZ07 | cPVVG | Interior Lighting | 100038.91 | 0
Existing | CZ07 | cPVVG | Exterior Lighting | 0 | 0
Existing | CZ07 | cPVVG | Interior Equipment | 79808.82 | 0
Existing | CZ07 | cPVVG | Exterior Equipment | 0 | 0
Existing | CZ07 | cPVVG | Fans | 56462.49 | 0
Existing | CZ07 | cPVVG | Pumps | 0 | 0
Existing | CZ07 | cPVVG | Heat Rejection | 0 | 0
Existing | CZ07 | cPVVG | Humidification | 0 | 0
Existing | CZ07 | cPVVG | Heat Recovery | 0 | 0
Existing | CZ07 | cPVVG | Water Systems | 0 | 40095.89
Existing | CZ07 | cPVVG | Refrigeration | 0 | 0
Existing | CZ07 | cPVVG | Generators | 0 | 0
Existing | CZ07 | cPVVG | Total End Uses | 290713.09 | 47390.52
Existing | CZ08 | cPVVG | Heating | 0 | 10543.78
Existing | CZ08 | cPVVG | Cooling | 65053.34 | 0
Existing | CZ08 | cPVVG | Interior Lighting | 100038.91 | 0
Existing | CZ08 | cPVVG | Exterior Lighting | 0 | 0
Existing | CZ08 | cPVVG | Interior Equipment | 79808.82 | 0
Existing | CZ08 | cPVVG | Exterior Equipment | 0 | 0
Existing | CZ08 | cPVVG | Fans | 61850.97 | 0
Existing | CZ08 | cPVVG | Pumps | 0 | 0
Existing | CZ08 | cPVVG | Heat Rejection | 0 | 0
Existing | CZ08 | cPVVG | Humidification | 0 | 0
Existing | CZ08 | cPVVG | Heat Recovery | 0 | 0
Existing | CZ08 | cPVVG | Water Systems | 0 | 40030.44
Existing | CZ08 | cPVVG | Refrigeration | 0 | 0
Existing | CZ08 | cPVVG | Generators | 0 | 0
Existing | CZ08 | cPVVG | Total End Uses | 306752.05 | 50574.21
Existing | CZ09 | cPVVG | Heating | 0 | 8391.92
Existing | CZ09 | cPVVG | Cooling | 76763.63 | 0
Existing | CZ09 | cPVVG | Interior Lighting | 100038.91 | 0
Existing | CZ09 | cPVVG | Exterior Lighting | 0 | 0
Existing | CZ09 | cPVVG | Interior Equipment | 79808.82 | 0
Existing | CZ09 | cPVVG | Exterior Equipment | 0 | 0
Existing | CZ09 | cPVVG | Fans | 68692.76 | 0
Existing | CZ09 | cPVVG | Pumps | 0 | 0
Existing | CZ09 | cPVVG | Heat Rejection | 0 | 0
Existing | CZ09 | cPVVG | Humidification | 0 | 0
Existing | CZ09 | cPVVG | Heat Recovery | 0 | 0
Existing | CZ09 | cPVVG | Water Systems | 0 | 39500.78
Existing | CZ09 | cPVVG | Refrigeration | 0 | 0
Existing | CZ09 | cPVVG | Generators | 0 | 0
Existing | CZ09 | cPVVG | Total End Uses | 325304.12 | 47892.7
Existing | CZ10 | cPVVG | Heating | 0 | 20652.7
Existing | CZ10 | cPVVG | Cooling | 88949.75 | 0
Existing | CZ10 | cPVVG | Interior Lighting | 100038.91 | 0
Existing | CZ10 | cPVVG | Exterior Lighting | 0 | 0
Existing | CZ10 | cPVVG | Interior Equipment | 79808.82 | 0
Existing | CZ10 | cPVVG | Exterior Equipment | 0 | 0
Existing | CZ10 | cPVVG | Fans | 66701.01 | 0
Existing | CZ10 | cPVVG | Pumps | 0 | 0
Existing | CZ10 | cPVVG | Heat Rejection | 0 | 0
Existing | CZ10 | cPVVG | Humidification | 0 | 0
Existing | CZ10 | cPVVG | Heat Recovery | 0 | 0
Existing | CZ10 | cPVVG | Water Systems | 0 | 39078.56
Existing | CZ10 | cPVVG | Refrigeration | 0 | 0
Existing | CZ10 | cPVVG | Generators | 0 | 0
Existing | CZ10 | cPVVG | Total End Uses | 335498.49 | 59731.26
Existing | CZ11 | cPVVG | Heating | 0 | 61299.46
Existing | CZ11 | cPVVG | Cooling | 100646.34 | 0
Existing | CZ11 | cPVVG | Interior Lighting | 100038.91 | 0
Existing | CZ11 | cPVVG | Exterior Lighting | 0 | 0
Existing | CZ11 | cPVVG | Interior Equipment | 79808.82 | 0
Existing | CZ11 | cPVVG | Exterior Equipment | 0 | 0
Existing | CZ11 | cPVVG | Fans | 76751.3 | 0
Existing | CZ11 | cPVVG | Pumps | 0 | 0
Existing | CZ11 | cPVVG | Heat Rejection | 0 | 0
Existing | CZ11 | cPVVG | Humidification | 0 | 0
Existing | CZ11 | cPVVG | Heat Recovery | 0 | 0
Existing | CZ11 | cPVVG | Water Systems | 0 | 39830.52
Existing | CZ11 | cPVVG | Refrigeration | 0 | 0
Existing | CZ11 | cPVVG | Generators | 0 | 0
Existing | CZ11 | cPVVG | Total End Uses | 357245.37 | 101129.98
Existing | CZ12 | cPVVG | Heating | 0 | 52452.57
Existing | CZ12 | cPVVG | Cooling | 82063.08 | 0
Existing | CZ12 | cPVVG | Interior Lighting | 100038.91 | 0
Existing | CZ12 | cPVVG | Exterior Lighting | 0 | 0
Existing | CZ12 | cPVVG | Interior Equipment | 79808.82 | 0
Existing | CZ12 | cPVVG | Exterior Equipment | 0 | 0
Existing | CZ12 | cPVVG | Fans | 68375.82 | 0
Existing | CZ12 | cPVVG | Pumps | 0 | 0
Existing | CZ12 | cPVVG | Heat Rejection | 0 | 0
Existing | CZ12 | cPVVG | Humidification | 0 | 0
Existing | CZ12 | cPVVG | Heat Recovery | 0 | 0
Existing | CZ12 | cPVVG | Water Systems | 0 | 40989.06
Existing | CZ12 | cPVVG | Refrigeration | 0 | 0
Existing | CZ12 | cPVVG | Generators | 0 | 0
Existing | CZ12 | cPVVG | Total End Uses | 330286.63 | 93441.63
Existing | CZ13 | cPVVG | Heating | 0 | 40410.38
Existing | CZ13 | cPVVG | Cooling | 113284.42 | 0
Existing | CZ13 | cPVVG | Interior Lighting | 100038.91 | 0
Existing | CZ13 | cPVVG | Exterior Lighting | 0 | 0
Existing | CZ13 | cPVVG | Interior Equipment | 79808.82 | 0
Existing | CZ13 | cPVVG | Exterior Equipment | 0 | 0
Existing | CZ13 | cPVVG | Fans | 78607.21 | 0
Existing | CZ13 | cPVVG | Pumps | 0 | 0
Existing | CZ13 | cPVVG | Heat Rejection | 0 | 0
Existing | CZ13 | cPVVG | Humidification | 0 | 0
Existing | CZ13 | cPVVG | Heat Recovery | 0 | 0
Existing | CZ13 | cPVVG | Water Systems | 0 | 38705.01
Existing | CZ13 | cPVVG | Refrigeration | 0 | 0
Existing | CZ13 | cPVVG | Generators | 0 | 0
Existing | CZ13 | cPVVG | Total End Uses | 371739.36 | 79115.4
Existing | CZ14 | cPVVG | Heating | 0 | 23631.97
Existing | CZ14 | cPVVG | Cooling | 140338.21 | 0
Existing | CZ14 | cPVVG | Interior Lighting | 100038.91 | 0
Existing | CZ14 | cPVVG | Exterior Lighting | 0 | 0
Existing | CZ14 | cPVVG | Interior Equipment | 79808.82 | 0
Existing | CZ14 | cPVVG | Exterior Equipment | 0 | 0
Existing | CZ14 | cPVVG | Fans | 88126.62 | 0
Existing | CZ14 | cPVVG | Pumps | 0 | 0
Existing | CZ14 | cPVVG | Heat Rejection | 0 | 0
Existing | CZ14 | cPVVG | Humidification | 0 | 0
Existing | CZ14 | cPVVG | Heat Recovery | 0 | 0
Existing | CZ14 | cPVVG | Water Systems | 0 | 36756.84
Existing | CZ14 | cPVVG | Refrigeration | 0 | 0
Existing | CZ14 | cPVVG | Generators | 0 | 0
Existing | CZ14 | cPVVG | Total End Uses | 408312.56 | 60388.81
Existing | CZ15 | cPVVG | Heating | 0 | 7283.32
Existing | CZ15 | cPVVG | Cooling | 189690.87 | 0
Existing | CZ15 | cPVVG | Interior Lighting | 100038.91 | 0
Existing | CZ15 | cPVVG | Exterior Lighting | 0 | 0
Existing | CZ15 | cPVVG | Interior Equipment | 79808.82 | 0
Existing | CZ15 | cPVVG | Exterior Equipment | 0 | 0
Existing | CZ15 | cPVVG | Fans | 91707.27 | 0
Existing | CZ15 | cPVVG | Pumps | 0 | 0
Existing | CZ15 | cPVVG | Heat Rejection | 0 | 0
Existing | CZ15 | cPVVG | Humidification | 0 | 0
Existing | CZ15 | cPVVG | Heat Recovery | 0 | 0
Existing | CZ15 | cPVVG | Water Systems | 0 | 32818.14
Existing | CZ15 | cPVVG | Refrigeration | 0 | 0
Existing | CZ15 | cPVVG | Generators | 0 | 0
Existing | CZ15 | cPVVG | Total End Uses | 461245.87 | 40101.45
Existing | CZ16 | cPVVG | Heating | 0 | 82813.33
Existing | CZ16 | cPVVG | Cooling | 88925.06 | 0
Existing | CZ16 | cPVVG | Interior Lighting | 100038.91 | 0
Existing | CZ16 | cPVVG | Exterior Lighting | 0 | 0
Existing | CZ16 | cPVVG | Interior Equipment | 79808.82 | 0
Existing | CZ16 | cPVVG | Exterior Equipment | 0 | 0
Existing | CZ16 | cPVVG | Fans | 82225.6 | 0
Existing | CZ16 | cPVVG | Pumps | 0 | 0
Existing | CZ16 | cPVVG | Heat Rejection | 0 | 0
Existing | CZ16 | cPVVG | Humidification | 0 | 0
Existing | CZ16 | cPVVG | Heat Recovery | 0 | 0
Existing | CZ16 | cPVVG | Water Systems | 0 | 43171.16
Existing | CZ16 | cPVVG | Refrigeration | 0 | 0
Existing | CZ16 | cPVVG | Generators | 0 | 0
Existing | CZ16 | cPVVG | Total End Uses | 350998.39 | 125984.5
New Construction | CZ01 | cPVVG | Heating | 0 | 100304.74
New Construction | CZ01 | cPVVG | Cooling | 627.64 | 0
New Construction | CZ01 | cPVVG | Interior Lighting | 50497.29 | 0
New Construction | CZ01 | cPVVG | Exterior Lighting | 0 | 0
New Construction | CZ01 | cPVVG | Interior Equipment | 79808.82 | 0
New Construction | CZ01 | cPVVG | Exterior Equipment | 0 | 0
New Construction | CZ01 | cPVVG | Fans | 22199.41 | 0
New Construction | CZ01 | cPVVG | Pumps | 0 | 0
New Construction | CZ01 | cPVVG | Heat Rejection | 0 | 0
New Construction | CZ01 | cPVVG | Humidification | 0 | 0
New Construction | CZ01 | cPVVG | Heat Recovery | 0 | 0
New Construction | CZ01 | cPVVG | Water Systems | 0 | 47883.56
New Construction | CZ01 | cPVVG | Refrigeration | 0 | 0
New Construction | CZ01 | cPVVG | Generators | 0 | 0
New Construction | CZ01 | cPVVG | Total End Uses | 153133.16 | 148188.3
New Construction | CZ02 | cPVVG | Heating | 0 | 53330.81
New Construction | CZ02 | cPVVG | Cooling | 21079.85 | 0
New Construction | CZ02 | cPVVG | Interior Lighting | 50497.29 | 0
New Construction | CZ02 | cPVVG | Exterior Lighting | 0 | 0
New Construction | CZ02 | cPVVG | Interior Equipment | 79808.82 | 0
New Construction | CZ02 | cPVVG | Exterior Equipment | 0 | 0
New Construction | CZ02 | cPVVG | Fans | 30020.56 | 0
New Construction | CZ02 | cPVVG | Pumps | 0 | 0
New Construction | CZ02 | cPVVG | Heat Rejection | 0 | 0
New Construction | CZ02 | cPVVG | Humidification | 0 | 0
New Construction | CZ02 | cPVVG | Heat Recovery | 0 | 0
New Construction | CZ02 | cPVVG | Water Systems | 0 | 44054.82
New Construction | CZ02 | cPVVG | Refrigeration | 0 | 0
New Construction | CZ02 | cPVVG | Generators | 0 | 0
New Construction | CZ02 | cPVVG | Total End Uses | 181406.52 | 97385.63
New Construction | CZ03 | cPVVG | Heating | 0 | 36030.1
New Construction | CZ03 | cPVVG | Cooling | 11536.11 | 0
New Construction | CZ03 | cPVVG | Interior Lighting | 50497.29 | 0
New Construction | CZ03 | cPVVG | Exterior Lighting | 0 | 0
New Construction | CZ03 | cPVVG | Interior Equipment | 79808.82 | 0
New Construction | CZ03 | cPVVG | Exterior Equipment | 0 | 0
New Construction | CZ03 | cPVVG | Fans | 26897.28 | 0
New Construction | CZ03 | cPVVG | Pumps | 0 | 0
New Construction | CZ03 | cPVVG | Heat Rejection | 0 | 0
New Construction | CZ03 | cPVVG | Humidification | 0 | 0
New Construction | CZ03 | cPVVG | Heat Recovery | 0 | 0
New Construction | CZ03 | cPVVG | Water Systems | 0 | 43922.03
New Construction | CZ03 | cPVVG | Refrigeration | 0 | 0
New Construction | CZ03 | cPVVG | Generators | 0 | 0
New Construction | CZ03 | cPVVG | Total End Uses | 168739.5 | 79952.12
New Construction | CZ04 | cPVVG | Heating | 0 | 30570.19
New Construction | CZ04 | cPVVG | Cooling | 26305.52 | 0
New Construction | CZ04 | cPVVG | Interior Lighting | 50497.29 | 0
New Construction | CZ04 | cPVVG | Exterior Lighting | 0 | 0
New Construction | CZ04 | cPVVG | Interior Equipment | 79808.82 | 0
New Construction | CZ04 | cPVVG | Exterior Equipment | 0 | 0
New Construction | CZ04 | cPVVG | Fans | 30816.31 | 0
New Construction | CZ04 | cPVVG | Pumps | 0 | 0
New Construction | CZ04 | cPVVG | Heat Rejection | 0 | 0
New Construction | CZ04 | cPVVG | Humidification | 0 | 0
New Construction | CZ04 | cPVVG | Heat Recovery | 0 | 0
New Construction | CZ04 | cPVVG | Water Systems | 0 | 42421.65
New Construction | CZ04 | cPVVG | Refrigeration | 0 | 0
New Construction | CZ04 | cPVVG | Generators | 0 | 0
New Construction | CZ04 | cPVVG | Total End Uses | 187427.94 | 72991.85
New Construction | CZ05 | cPVVG | Heating | 0 | 30318.17
New Construction | CZ05 | cPVVG | Cooling | 14924.06 | 0
New Construction | CZ05 | cPVVG | Interior Lighting | 50497.29 | 0
New Construction | CZ05 | cPVVG | Exterior Lighting | 0 | 0
New Construction | CZ05 | cPVVG | Interior Equipment | 79808.82 | 0
New Construction | CZ05 | cPVVG | Exterior Equipment | 0 | 0
New Construction | CZ05 | cPVVG | Fans | 27296.77 | 0
New Construction | CZ05 | cPVVG | Pumps | 0 | 0
New Construction | CZ05 | cPVVG | Heat Rejection | 0 | 0
New Construction | CZ05 | cPVVG | Humidification | 0 | 0
New Construction | CZ05 | cPVVG | Heat Recovery | 0 | 0
New Construction | CZ05 | cPVVG | Water Systems | 0 | 43920.66
New Construction | CZ05 | cPVVG | Refrigeration | 0 | 0
New Construction | CZ05 | cPVVG | Generators | 0 | 0
New Construction | CZ05 | cPVVG | Total End Uses | 172526.94 | 74238.83
New Construction | CZ06 | cPVVG | Heating | 0 | 8859.68
New Construction | CZ06 | cPVVG | Cooling | 28625.98 | 0
New Construction | CZ06 | cPVVG | Interior Lighting | 50497.29 | 0
New Construction | CZ06 | cPVVG | Exterior Lighting | 0 | 0
New Construction | CZ06 | cPVVG | Interior Equipment | 79808.82 | 0
New Construction | CZ06 | cPVVG | Exterior Equipment | 0 | 0
New Construction | CZ06 | cPVVG | Fans | 32359.68 | 0
New Construction | CZ06 | cPVVG | Pumps | 0 | 0
New Construction | CZ06 | cPVVG | Heat Rejection | 0 | 0
New Construction | CZ06 | cPVVG | Humidification | 0 | 0
New Construction | CZ06 | cPVVG | Heat Recovery | 0 | 0
New Construction | CZ06 | cPVVG | Water Systems | 0 | 40593.49
New Construction | CZ06 | cPVVG | Refrigeration | 0 | 0
New Construction | CZ06 | cPVVG | Generators | 0 | 0
New Construction | CZ06 | cPVVG | Total End Uses | 191291.78 | 49453.17
New Construction | CZ07 | cPVVG | Heating | 0 | 8726.24
New Construction | CZ07 | cPVVG | Cooling | 31516.41 | 0
New Construction | CZ07 | cPVVG | Interior Lighting | 50497.29 | 0
New Construction | CZ07 | cPVVG | Exterior Lighting | 0 | 0
New Construction | CZ07 | cPVVG | Interior Equipment | 79808.82 | 0
New Construction | CZ07 | cPVVG | Exterior Equipment | 0 | 0
New Construction | CZ07 | cPVVG | Fans | 32314.98 | 0
New Construction | CZ07 | cPVVG | Pumps | 0 | 0
New Construction | CZ07 | cPVVG | Heat Rejection | 0 | 0
New Construction | CZ07 | cPVVG | Humidification | 0 | 0
New Construction | CZ07 | cPVVG | Heat Recovery | 0 | 0
New Construction | CZ07 | cPVVG | Water Systems | 0 | 40045.21
New Construction | CZ07 | cPVVG | Refrigeration | 0 | 0
New Construction | CZ07 | cPVVG | Generators | 0 | 0
New Construction | CZ07 | cPVVG | Total End Uses | 194137.5 | 48771.45
New Construction | CZ08 | cPVVG | Heating | 0 | 12109.01
New Construction | CZ08 | cPVVG | Cooling | 38041.89 | 0
New Construction | CZ08 | cPVVG | Interior Lighting | 50497.29 | 0
New Construction | CZ08 | cPVVG | Exterior Lighting | 0 | 0
New Construction | CZ08 | cPVVG | Interior Equipment | 79808.82 | 0
New Construction | CZ08 | cPVVG | Exterior Equipment | 0 | 0
New Construction | CZ08 | cPVVG | Fans | 34338.02 | 0
New Construction | CZ08 | cPVVG | Pumps | 0 | 0
New Construction | CZ08 | cPVVG | Heat Rejection | 0 | 0
New Construction | CZ08 | cPVVG | Humidification | 0 | 0
New Construction | CZ08 | cPVVG | Heat Recovery | 0 | 0
New Construction | CZ08 | cPVVG | Water Systems | 0 | 39999.28
New Construction | CZ08 | cPVVG | Refrigeration | 0 | 0
New Construction | CZ08 | cPVVG | Generators | 0 | 0
New Construction | CZ08 | cPVVG | Total End Uses | 202686.02 | 52108.29
New Construction | CZ09 | cPVVG | Heating | 0 | 8244.51
New Construction | CZ09 | cPVVG | Cooling | 41095.29 | 0
New Construction | CZ09 | cPVVG | Interior Lighting | 50497.29 | 0
New Construction | CZ09 | cPVVG | Exterior Lighting | 0 | 0
New Construction | CZ09 | cPVVG | Interior Equipment | 79808.82 | 0
New Construction | CZ09 | cPVVG | Exterior Equipment | 0 | 0
New Construction | CZ09 | cPVVG | Fans | 34181.15 | 0
New Construction | CZ09 | cPVVG | Pumps | 0 | 0
New Construction | CZ09 | cPVVG | Heat Rejection | 0 | 0
New Construction | CZ09 | cPVVG | Humidification | 0 | 0
New Construction | CZ09 | cPVVG | Heat Recovery | 0 | 0
New Construction | CZ09 | cPVVG | Water Systems | 0 | 39439.08
New Construction | CZ09 | cPVVG | Refrigeration | 0 | 0
New Construction | CZ09 | cPVVG | Generators | 0 | 0
New Construction | CZ09 | cPVVG | Total End Uses | 205582.55 | 47683.58
New Construction | CZ10 | cPVVG | Heating | 0 | 19984.35
New Construction | CZ10 | cPVVG | Cooling | 56328.43 | 0
New Construction | CZ10 | cPVVG | Interior Lighting | 50497.29 | 0
New Construction | CZ10 | cPVVG | Exterior Lighting | 0 | 0
New Construction | CZ10 | cPVVG | Interior Equipment | 79808.82 | 0
New Construction | CZ10 | cPVVG | Exterior Equipment | 0 | 0
New Construction | CZ10 | cPVVG | Fans | 37608.2 | 0
New Construction | CZ10 | cPVVG | Pumps | 0 | 0
New Construction | CZ10 | cPVVG | Heat Rejection | 0 | 0
New Construction | CZ10 | cPVVG | Humidification | 0 | 0
New Construction | CZ10 | cPVVG | Heat Recovery | 0 | 0
New Construction | CZ10 | cPVVG | Water Systems | 0 | 39044.5
New Construction | CZ10 | cPVVG | Refrigeration | 0 | 0
New Construction | CZ10 | cPVVG | Generators | 0 | 0
New Construction | CZ10 | cPVVG | Total End Uses | 224242.75 | 59028.85
New Construction | CZ11 | cPVVG | Heating | 0 | 54357.39
New Construction | CZ11 | cPVVG | Cooling | 60669.09 | 0
New Construction | CZ11 | cPVVG | Interior Lighting | 50497.29 | 0
New Construction | CZ11 | cPVVG | Exterior Lighting | 0 | 0
New Construction | CZ11 | cPVVG | Interior Equipment | 79808.82 | 0
New Construction | CZ11 | cPVVG | Exterior Equipment | 0 | 0
New Construction | CZ11 | cPVVG | Fans | 40385.92 | 0
New Construction | CZ11 | cPVVG | Pumps | 0 | 0
New Construction | CZ11 | cPVVG | Heat Rejection | 0 | 0
New Construction | CZ11 | cPVVG | Humidification | 0 | 0
New Construction | CZ11 | cPVVG | Heat Recovery | 0 | 0
New Construction | CZ11 | cPVVG | Water Systems | 0 | 39806.3
New Construction | CZ11 | cPVVG | Refrigeration | 0 | 0
New Construction | CZ11 | cPVVG | Generators | 0 | 0
New Construction | CZ11 | cPVVG | Total End Uses | 231361.13 | 94163.69
New Construction | CZ12 | cPVVG | Heating | 0 | 47076.9
New Construction | CZ12 | cPVVG | Cooling | 48579.95 | 0
New Construction | CZ12 | cPVVG | Interior Lighting | 50497.29 | 0
New Construction | CZ12 | cPVVG | Exterior Lighting | 0 | 0
New Construction | CZ12 | cPVVG | Interior Equipment | 79808.82 | 0
New Construction | CZ12 | cPVVG | Exterior Equipment | 0 | 0
New Construction | CZ12 | cPVVG | Fans | 36338.71 | 0
New Construction | CZ12 | cPVVG | Pumps | 0 | 0
New Construction | CZ12 | cPVVG | Heat Rejection | 0 | 0
New Construction | CZ12 | cPVVG | Humidification | 0 | 0
New Construction | CZ12 | cPVVG | Heat Recovery | 0 | 0
New Construction | CZ12 | cPVVG | Water Systems | 0 | 40960.59
New Construction | CZ12 | cPVVG | Refrigeration | 0 | 0
New Construction | CZ12 | cPVVG | Generators | 0 | 0
New Construction | CZ12 | cPVVG | Total End Uses | 215224.77 | 88037.49
New Construction | CZ13 | cPVVG | Heating | 0 | 38116.27
New Construction | CZ13 | cPVVG | Cooling | 68669.32 | 0
New Construction | CZ13 | cPVVG | Interior Lighting | 50497.29 | 0
New Construction | CZ13 | cPVVG | Exterior Lighting | 0 | 0
New Construction | CZ13 | cPVVG | Interior Equipment | 79808.82 | 0
New Construction | CZ13 | cPVVG | Exterior Equipment | 0 | 0
New Construction | CZ13 | cPVVG | Fans | 41854.16 | 0
New Construction | CZ13 | cPVVG | Pumps | 0 | 0
New Construction | CZ13 | cPVVG | Heat Rejection | 0 | 0
New Construction | CZ13 | cPVVG | Humidification | 0 | 0
New Construction | CZ13 | cPVVG | Heat Recovery | 0 | 0
New Construction | CZ13 | cPVVG | Water Systems | 0 | 38691.5
New Construction | CZ13 | cPVVG | Refrigeration | 0 | 0
New Construction | CZ13 | cPVVG | Generators | 0 | 0
New Construction | CZ13 | cPVVG | Total End Uses | 240829.6 | 76807.77
New Construction | CZ14 | cPVVG | Heating | 0 | 23468.49
New Construction | CZ14 | cPVVG | Cooling | 87896.39 | 0
New Construction | CZ14 | cPVVG | Interior Lighting | 50497.29 | 0
New Construction | CZ14 | cPVVG | Exterior Lighting | 0 | 0
New Construction | CZ14 | cPVVG | Interior Equipment | 79808.82 | 0
New Construction | CZ14 | cPVVG | Exterior Equipment | 0 | 0
New Construction | CZ14 | cPVVG | Fans | 48244.24 | 0
New Construction | CZ14 | cPVVG | Pumps | 0 | 0
New Construction | CZ14 | cPVVG | Heat Rejection | 0 | 0
New Construction | CZ14 | cPVVG | Humidification | 0 | 0
New Construction | CZ14 | cPVVG | Heat Recovery | 0 | 0
New Construction | CZ14 | cPVVG | Water Systems | 0 | 36741.64
New Construction | CZ14 | cPVVG | Refrigeration | 0 | 0
New Construction | CZ14 | cPVVG | Generators | 0 | 0
New Construction | CZ14 | cPVVG | Total End Uses | 266446.74 | 60210.13
New Construction | CZ15 | cPVVG | Heating | 0 | 7320.95
New Construction | CZ15 | cPVVG | Cooling | 123544.75 | 0
New Construction | CZ15 | cPVVG | Interior Lighting | 50497.29 | 0
New Construction | CZ15 | cPVVG | Exterior Lighting | 0 | 0
New Construction | CZ15 | cPVVG | Interior Equipment | 79808.82 | 0
New Construction | CZ15 | cPVVG | Exterior Equipment | 0 | 0
New Construction | CZ15 | cPVVG | Fans | 51522.01 | 0
New Construction | CZ15 | cPVVG | Pumps | 0 | 0
New Construction | CZ15 | cPVVG | Heat Rejection | 0 | 0
New Construction | CZ15 | cPVVG | Humidification | 0 | 0
New Construction | CZ15 | cPVVG | Heat Recovery | 0 | 0
New Construction | CZ15 | cPVVG | Water Systems | 0 | 32781.85
New Construction | CZ15 | cPVVG | Refrigeration | 0 | 0
New Construction | CZ15 | cPVVG | Generators | 0 | 0
New Construction | CZ15 | cPVVG | Total End Uses | 305372.88 | 40102.8
New Construction | CZ16 | cPVVG | Heating | 0 | 71187.29
New Construction | CZ16 | cPVVG | Cooling | 54975.57 | 0
New Construction | CZ16 | cPVVG | Interior Lighting | 50497.29 | 0
New Construction | CZ16 | cPVVG | Exterior Lighting | 0 | 0
New Construction | CZ16 | cPVVG | Interior Equipment | 79808.82 | 0
New Construction | CZ16 | cPVVG | Exterior Equipment | 0 | 0
New Construction | CZ16 | cPVVG | Fans | 45097.39 | 0
New Construction | CZ16 | cPVVG | Pumps | 0 | 0
New Construction | CZ16 | cPVVG | Heat Rejection | 0 | 0
New Construction | CZ16 | cPVVG | Humidification | 0 | 0
New Construction | CZ16 | cPVVG | Heat Recovery | 0 | 0
New Construction | CZ16 | cPVVG | Water Systems | 0 | 43129.71
New Construction | CZ16 | cPVVG | Refrigeration | 0 | 0
New Construction | CZ16 | cPVVG | Generators | 0 | 0
New Construction | CZ16 | cPVVG | Total End Uses | 230379.08 | 114317

## PV
PV - Libraries (NA)

## EV Charger
EV Charger - Libraries (NA)

## Raw_building (hidden)
Building Type | Building Category | Roof Type | Window Wall Ratio (%)
Libraries | Nonresidential | Flat Roof | 25

## Raw_windowdimensionsillheight (hidden)
Window Name | Width [ft] | Height [ft] | Sill Height [ft]
ASSEMBLY_NORTH_WINDOW | 33.17 | 3.28 | 5.74
CLASSROOM_EAST_WINDOW | 29.82 | 3.28 | 5.74
CLASSROOM_NORTH_WINDOW | 33.17 | 3.28 | 5.74
LIBRARY_EAST_WINDOW | 69.85 | 3.25 | 5.74
LIBRARY_SOUTH_WINDOW | 99.84 | 3.25 | 5.74
LIBRARY_WEST_WINDOW | 69.85 | 3.25 | 5.74
OFFICE_NORTH_WINDOW | 33.17 | 3.28 | 5.74
OFFICE_WEST_WINDOW | 29.82 | 3.28 | 5.74

## Raw_shadinggeometry (hidden)
Shading Name | Width [ft] | Length [ft]
No Shading

## Raw_zonesummary (hidden)
Vintage | Space | Zone Name | Conditioned | Area (Excluding Plenums and CrawlSpace) (ft2) | Area (Including Plenums and CrawlSpace) (ft2) | Width (ft) | Length (ft) | Volume (ft3) | Multipliers | People (Persons/1000 ft2) | Lighting (Btu/h-ft2) | Plug Loads (Btu/h-ft2) | Outdoor Air Flow per Person (cfm/person) | Outdoor Air Flow per Zone Floor Area (cfm/ft2) | Zone Type | HVAC System Identifier | Schedule Identifier | Height (ft)
Existing | ASSEMBLY | ASSEMBLY | Yes | 1000.1 | 1000.1 | 33.33 | 29.99 | 13001.93 | 1 | 33.33 | 4.8319 | 3.4117 | 0 | 0.5 | Conference | Main | School | 13.0006
Existing | CLASSROOM | CLASSROOM | Yes | 1000.1 | 1000.1 | 33.33 | 29.99 | 13001.89 | 1 | 25 | 4.48 | 3.4117 | 0 | 0.38 | Classroom_class | Main | School | 13.0006
Existing | LIBRARY | LIBRARY | Yes | 7000.68 | 7000.68 | 100 | 70.01 | 91013.32 | 1 | 8.33 | 6.3639 | 3.4117 | 0 | 0.25 | Retail_sales | Main | School | 13.0006
Existing | OFFICE | OFFICE | Yes | 1000.1 | 1000.1 | 33.33 | 29.99 | 13001.89 | 1 | 5 | 4.2664 | 5.1175 | 0 | 0.15 | Office | Main | School | 13.0006
New Construction | ASSEMBLY | ASSEMBLY | Yes | 1000.1 | 1000.1 | 33.33 | 29.99 | 13001.93 | 1 | 33.33 | 2.5588 | 3.4117 | 0 | 0.5 | Conference | Main | School | 13.0006
New Construction | CLASSROOM | CLASSROOM | Yes | 1000.1 | 1000.1 | 33.33 | 29.99 | 13001.89 | 1 | 25 | 2.047 | 3.4117 | 0 | 0.38 | Classroom_class | Main | School | 13.0006
New Construction | LIBRARY | LIBRARY | Yes | 7000.68 | 7000.68 | 100 | 70.01 | 91013.32 | 1 | 8.33 | 3.2411 | 3.4117 | 0 | 0.25 | Retail_sales | Main | School | 13.0006
New Construction | OFFICE | OFFICE | Yes | 1000.1 | 1000.1 | 33.33 | 29.99 | 13001.89 | 1 | 5 | 2.047 | 5.1175 | 0 | 0.15 | Office | Main | School | 13.0006