## Geometry Summary (hidden)
Abbreviation | Building Type | Shape | Number of Floors | Aspect Ratio | Zone Height_1 | Zone Height_2 | Zone Height_3 | Plenum Height | Floor to Floor Height (feet) | Floor to Ceiling Height (feet)
Asm | Assembly | #VALUE! | 1 | 1 | 12.0006 | na | na | 3.0001 | 12.0006 | 15.0007
ECC | Education - Community College | #VALUE! | 3 | 5.7 | 9.0004 | 13.0006 | na | 4.0002 | 9 / 13 | 13 / 17
EPr | Education - Primary School | #VALUE! | 1 | 2 | 9.0004 | 12.0006 | na | 3.0001 | 9 / 12 | 12 / 15
ERC | Education - Relocatable Classroom | #VALUE! | 1 | 1.7 | 9.0004 | na | na | 3.0001 | 9.0004 | 12.0006
ESe | Education - Secondary School | #VALUE! | 2 | 2.5/1.0 | 9.0004 | 13.0006 | na | 4.0002 | 9 / 13 | 13 / 17
EUn | Education - University | #VALUE! | 4 | 2.0/15.0 | 10.0005 | 9.0004 | 14.0007 | 4.0002 | 9 / 10 / 14 | 13 / 14 / 18
Fin | Financial buildings, incl. banks | #VALUE! | 1 | 1 | 11.0005 | na | na | na | 11.0005 | 11.0005
Gro | Grocery | #VALUE! | 1 | 1 | 25.0012 | na | na | na | 25.0012 | 25.0012
Hsp | Health/Medical - Hospital | #VALUE! | 3 | 1 | 10.007 | 12.9927 | na | 2.9857 | 10 / 13 | 13 / 16
Htl | Lodging - Hotel | #VALUE! | 4 | 6.6 | 8.0004 | 10.5005 | na | 1.5001 | 8 / 11 | 10 / 12
Lib | Libraries | #VALUE! | 1 | 1 | 13.0006 | na | na | na | 13.0006 | 13.0006
MBT | Manufacturing Biotech | #VALUE! | 1 | 6 | 9.0004 | na | na | 6.0003 | 9.0004 | 15.0008
MLI | Manufacturing Light Industrial | #VALUE! | 1 | 1 | 35.0017 | na | na | na | 35.0017 | 35.0017
Mtl | Lodging - Motel | #VALUE! | 2 | 5.1 | 9.0004 | na | na | na | 9.0004 | 9.0004
Nrs | Health/Medical - Nursing Home | #VALUE! | 2 | 10.3 | 12.9986 | 9.0005 | na | 4.0055 | 9 / 13 | 13 / 17
OfL | Office - Large | #VALUE! | 3 | 1.5 | 9.0004 | na | na | 3.0001 | 9.0004 | 12.0006
OfS | Office - Small | #VALUE! | 2 | 1.5 | 9.0004 | na | na | 3.0001 | 9.0004 | 12.0006
Rel | Religious assembly buildings | #VALUE! | 1 | 2.5 | 37.5018 | 15.0007 | na | na | 38 / 15 | 38 / 15
RFF | Restaurant - Fast-Food | #VALUE! | 1 | 1 | 10.0005 | na | na | 3.0002 | 10.0005 | 13.0007
RSD | Restaurant - Sit-Down | #VALUE! | 1 | 1 | 10.0005 | na | na | 3.0001 | 10.0005 | 13.0006
Rt3 | Retail - Multistory Large | #VALUE! | 3 | 1 | 15.0007 | na | na | 5.8002 | 15.0007 | 20.8009
RtL | Retail - Single-Story Large | #VALUE! | 1 | 1 | 20.501 | na | na | na | 20.501 | 20.501
RtS | Retail - Small | #VALUE! | 1 | 1 | 10.0005 | na | na | 2.0001 | 10.0005 | 12.0006
SCn | Storage - Conditioned | #VALUE! | 1 | 1 | 48.0023 | na | na | na | 48.0023 | 48.0023
SUn | Storage - Unconditioned | #VALUE! | 1 | 1 | 48.0023 | na | na | na | 48.0023 | 48.0023
WRf | Warehouse - Refrigerated | #VALUE! | 1 | 1 | 48.0023 | na | na | na | 48.0023 | 48.0023

## Prototype
TRC, Updated Febuary 2026
Manufacturing Light Industrial
Characteristic | Value
Building Type | Manufacturing Light Industrial
Building Category | Nonresidential
Vintages | Two vintages: Existing and New Construction
Shape | #VALUE!
Total Floor Area (ft²) | 100023.82
Aspect Ratio | 1
Number of Floors | 1
Roof Type | Flat Roof
Gross Window to Wall Ratio (%) | 1
Shading Geometry | No Shading
Floor to Floor Height (feet) | 35.0017
Floor to Ceiling Height (feet) | 35.0017
Glazing Sill Height (feet) | 3

## Notes
Prototype Overview
Name | Description
Asm | Assembly
ECC | Education - Community College
EPr | Education - Primary School
ERC | Education - Relocatable Classroom
ESe | Education - Secondary School
EUn | Education - University
Fin | Financial buildings, incl. banks
Gro | Grocery
Hsp | Health/Medical - Hospital
Htl | Lodging - Hotel
Lib | Libraries
MBT | Manufacturing Biotech
MLI | Manufacturing Light Industrial
Mtl | Lodging - Motel
Nrs | Health/Medical - Nursing Home
OfL | Office - Large
OfS | Office - Small
Rel | Religious assembly buildings
RFF | Restaurant - Fast-Food
RSD | Restaurant - Sit-Down
Rt3 | Retail - Multistory Large
RtL | Retail - Single-Story Large
RtS | Retail - Small
SCn | Storage - Conditioned
SUn | Storage - Unconditioned
WRf | Warehouse - Refrigerated
Vintages
Existing | Weighted average of Title 24 requirements based on vintages from 1975 to 2022
New Construction | Title 24 2025
Run Begin Day
Begin Month | Begin Day of Month | Day of Week for Start Day
1 | 1 | Sunday
Special Days
Name | Start Date | Duration (days) | Special Day Type
New Years Day | January 1 | 1 | Holiday
Veterans Day | November 11 | 1 | Holiday
Christmas | December 25 | 1 | Holiday
Independence Day | July 4 | 1 | Holiday
MLK Day | 3rd Monday in January | 1 | Holiday
Presidents Day | 3rd Monday in February | 1 | Holiday
Memorial Day | Last Monday in May | 1 | Holiday
Labor Day | 1st Monday in September | 1 | Holiday
Columbus Day | 2nd Monday in October | 1 | Holiday
Thanksgiving | 4th Thursday in November | 1 | Holiday

## Raw_runbeginday (hidden)
Begin Month | Begin Day of Month | Day of Week for Start Day
1 | 1 | Sunday

## Raw_specialdays (hidden)
Name | Start Day | Duration | Special Day Type
New Years Day | January 1 | 1 | Holiday
Veterans Day | November 11 | 1 | Holiday
Christmas | December 25 | 1 | Holiday
Independence Day | July 4 | 1 | Holiday
MLK Day | 3rd Monday in January | 1 | Holiday
Presidents Day | 3rd Monday in February | 1 | Holiday
Memorial Day | Last Monday in May | 1 | Holiday
Labor Day | 1st Monday in September | 1 | Holiday
Columbus Day | 2nd Monday in October | 1 | Holiday
Thanksgiving | 4th Thursday in November | 1 | Holiday

## Climate Zone
Climate Zones - All Prototypes
Climate Zone | Representative City | Weather File Name
CZ01 | Eureka | CA_EUREKA_725940S_CZ2022.epw
CZ02 | Napa | CA_NAPA-CO_724955S_CZ2022.epw
CZ03 | Oakland | CA_OAKLAND-METRO-AP_724930S_CZ2022.epw
CZ04 | San Jose | CA_SAN-JOSE-IAP_724945S_CZ2022.epw
CZ05 | Santa Maria | CA_SANTA-MARIA-PUBLIC-AP_723940S_CZ2022.epw
CZ06 | Los Angeles | CA_LOS-ANGELES-IAP_722950S_CZ2022.epw
CZ07 | San Diego-Lindbergh | CA_SAN-DIEGO-LINDBERGH-FLD_722900S_CZ2022.epw
CZ08 | Long Beach-Daugherty | CA_LONG-BEACH-DAUGHERTY-FLD_722970S_CZ2022.epw
CZ09 | Los Angeles | CA_LOS-ANGELES-DOWNTOWN-USC_722874S_CZ2022.epw
CZ10 | Riverside | CA_RIVERSIDE-MUNI_722869S_CZ2022.epw
CZ11 | Red Bluff | CA_RED-BLUFF-MUNI-AP_725910S_CZ2022.epw
CZ12 | Stockton | CA_STOCKTON-METRO-AP_724920S_CZ2022.epw
CZ13 | Fresno Yosemite | CA_FRESNO-YOSEMITE-IAP_723890S_CZ2022.epw
CZ14 | Daggett Barstow | CA_DAGGETT-BARSTOW-AP_723815S_CZ2022.epw
CZ15 | El Centro | CA_EL-CENTRO-NAF_722810S_CZ2022.epw
CZ16 | Bishop | CA_BISHOP-AP_724800S_CZ2022.epw
Source: California Energy Commission, https://cecgis-caenergy.opendata.arcgis.com/datasets/CAEnergy::california-building-climate-zones/about

## Zones
Zone Summary - Manufacturing Light Industrial
Space | Zone Name | Conditioned [Y/N] | Zone Type | HVAC System Identifier (Main/Alternative/Customized) | Schedule Identifier | Area Fraction | Area (Excluding Plenums and Crawl Space) (ft²) | Volume (ft³) | Multipliers | People (Persons/1,000 ft²) | Note
STOCKROOM EL1 NE PERIM SPC (G.NE2) | STOCKROOM EL1 NE PERIM SPC (G.NE2) | Yes | Storage_warehouse | Main | Manufacturing | 10.02% | 10018.96 | 350680.72 | 1 | 1
STOCKROOM EL1 SW PERIM SPC (G.SW3) | STOCKROOM EL1 SW PERIM SPC (G.SW3) | Yes | Storage_warehouse | Main | Manufacturing | 9.985% | 9987 | 349562.04 | 1 | 1
WORK EL1 SOUTH PERIM SPC (G.S1) | WORK EL1 SOUTH PERIM SPC (G.S1) | Yes | Industrial_low | Main | Manufacturing | 80% | 80017.86 | 2800761.92 | 1 | 5
Total (3 Space) | Total (3 Space) | Total (3 Conditioned zones, 0 Unconditioned Zones) |  |  |  |  | 100023.82

## Envelope
Envelope - Manufacturing Light Industrial
Element | Prototype | Assembly Type | Construction | Unit | Vintage | Selected T24 | Note | CZ01 | CZ02 | CZ03 | CZ04 | CZ05 | CZ06 | CZ07 | CZ08 | CZ09 | CZ10 | CZ11 | CZ12 | CZ13 | CZ14 | CZ15 | CZ16
External Wall | Manufacturing Light Industrial | - | Stucco+Wall Continuous Insulation+Gypsum 5/8in | U-value IP | Existing | Weighted average |  | 0.185 | 0.179 | 0.185 | 0.178 | 0.178 | 0.18 | 0.174 | 0.176 | 0.176 | 0.15 | 0.171 | 0.171 | 0.168 | 0.161 | 0.153 | 0.162
External Wall | Manufacturing Light Industrial | - | Stucco+Wall Continuous Insulation+Gypsum 5/8in | U-value IP | New Construction | 2025 |  | 0.063 | 0.058 | 0.076 | 0.058 | 0.058 | 0.063 | 0.063 | 0.058 | 0.058 | 0.058 | 0.058 | 0.058 | 0.058 | 0.058 | 0.058 | 0.058
Roof | Manufacturing Light Industrial | - | Roof Membrane+Roof Continuous Insulation+Metal Decking | U-value IP | Existing | Weighted average |  | 0.062 | 0.061 | 0.062 | 0.061 | 0.061 | 0.065 | 0.065 | 0.065 | 0.065 | 0.062 | 0.061 | 0.061 | 0.06 | 0.06 | 0.059 | 0.06
Roof | Manufacturing Light Industrial | - | Roof Membrane+Roof Continuous Insulation+Metal Decking | U-value IP | New Construction | 2025 |  | 0.039 | 0.039 | 0.039 | 0.039 | 0.039 | 0.039 | 0.039 | 0.039 | 0.039 | 0.039 | 0.039 | 0.039 | 0.039 | 0.039 | 0.039 | 0.039
Windows | Manufacturing Light Industrial | - | Theoretical Glazing | U-value IP | Existing | Weighted average |  | 1.024 | 1.078 | 1.131 | 1.108 | 1.109 | 1.115 | 1.075 | 1.114 | 1.112 | 0.875 | 0.942 | 0.94 | 0.929 | 0.886 | 0.831 | 0.885
Windows | Manufacturing Light Industrial | - | Theoretical Glazing | U-value IP | New Construction | 2025 |  | 0.36 | 0.36 | 0.36 | 0.36 | 0.36 | 0.36 | 0.36 | 0.36 | 0.34 | 0.36 | 0.34 | 0.34 | 0.34 | 0.34 | 0.34 | 0.36
Windows | Manufacturing Light Industrial | - | Theoretical Glazing | SHGC | Existing | Weighted average |  | 0.70708 | 0.70715 | 0.73753 | 0.71836 | 0.75308 | 0.7254 | 0.72673 | 0.7241 | 0.72365 | 0.5734 | 0.64366 | 0.64394 | 0.6358 | 0.60724 | 0.57129 | 0.62767
Windows | Manufacturing Light Industrial | - | Theoretical Glazing | SHGC | New Construction | 2025 |  | 0.25 | 0.25 | 0.25 | 0.25 | 0.25 | 0.25 | 0.25 | 0.25 | 0.22 | 0.25 | 0.22 | 0.22 | 0.22 | 0.22 | 0.22 | 0.25
Windows | Manufacturing Light Industrial | - | Theoretical Glazing | Visible Transmittance | Existing | Weighted average |  | 0.26089 | 0.26141 | 0.26004 | 0.26231 | 0.26223 | 0.26197 | 0.26576 | 0.26213 | 0.26228 | 0.27816 | 0.26665 | 0.26607 | 0.26793 | 0.27125 | 0.27583 | 0.27139
Windows | Manufacturing Light Industrial | - | Theoretical Glazing | Visible Transmittance | New Construction | 2025 |  | 0.42 | 0.42 | 0.42 | 0.42 | 0.42 | 0.42 | 0.42 | 0.42 | 0.42 | 0.42 | 0.42 | 0.42 | 0.42 | 0.42 | 0.42 | 0.42
Infiltration - Manufacturing Light Industrial
|  |  |  | Element | Unit | Vintage | Note | CZ01 | CZ02 | CZ03 | CZ04 | CZ05 | CZ06 | CZ07 | CZ08 | CZ09 | CZ10 | CZ11 | CZ12 | CZ13 | CZ14 | CZ15 | CZ16
|  |  |  | Infiltration Rate | CFM/ft2 | Existing | Infiltration rate is flow rate per exterior surface area at 10 mph wind speed, modeled proportionally to wind speed. | 0.044801 | 0.044801 | 0.044801 | 0.044801 | 0.044801 | 0.044801 | 0.044801 | 0.044801 | 0.044801 | 0.044801 | 0.044801 | 0.044801 | 0.044801 | 0.044801 | 0.044801 | 0.044801
[6 empty] | New Construction |  | 0.044801 | 0.044801 | 0.044801 | 0.044801 | 0.044801 | 0.044801 | 0.044801 | 0.044801 | 0.044801 | 0.044801 | 0.044801 | 0.044801 | 0.044801 | 0.044801 | 0.044801 | 0.044801

## Raw_envelope (hidden)
Climate Zone | Vintage | Exterior Roof Layers | Roof U-Value [Btu/h-ft2-F] | Exterior Wall Layers | Wall U-Value [Btu/h-ft2-F] | Exterior Window Layers | Window U-Value [Btu/h-ft2-F] | Window SHGC | Window VT
CZ01 | Existing | Roof Membrane+Roof Continuous Insulation+Metal Decking | 0.062 | Stucco+Wall Continuous Insulation+Gypsum 5/8in | 0.185 | Theoretical Glazing | 1.024 | 0.70708 | 0.26089
CZ02 | Existing | Roof Membrane+Roof Continuous Insulation+Metal Decking | 0.061 | Stucco+Wall Continuous Insulation+Gypsum 5/8in | 0.179 | Theoretical Glazing | 1.078 | 0.70715 | 0.26141
CZ03 | Existing | Roof Membrane+Roof Continuous Insulation+Metal Decking | 0.062 | Stucco+Wall Continuous Insulation+Gypsum 5/8in | 0.185 | Theoretical Glazing | 1.131 | 0.73753 | 0.26004
CZ04 | Existing | Roof Membrane+Roof Continuous Insulation+Metal Decking | 0.061 | Stucco+Wall Continuous Insulation+Gypsum 5/8in | 0.178 | Theoretical Glazing | 1.108 | 0.71836 | 0.26231
CZ05 | Existing | Roof Membrane+Roof Continuous Insulation+Metal Decking | 0.061 | Stucco+Wall Continuous Insulation+Gypsum 5/8in | 0.178 | Theoretical Glazing | 1.109 | 0.75308 | 0.26223
CZ06 | Existing | Roof Membrane+Roof Continuous Insulation+Metal Decking | 0.065 | Stucco+Wall Continuous Insulation+Gypsum 5/8in | 0.18 | Theoretical Glazing | 1.115 | 0.7254 | 0.26197
CZ07 | Existing | Roof Membrane+Roof Continuous Insulation+Metal Decking | 0.065 | Stucco+Wall Continuous Insulation+Gypsum 5/8in | 0.174 | Theoretical Glazing | 1.075 | 0.72673 | 0.26576
CZ08 | Existing | Roof Membrane+Roof Continuous Insulation+Metal Decking | 0.065 | Stucco+Wall Continuous Insulation+Gypsum 5/8in | 0.176 | Theoretical Glazing | 1.114 | 0.7241 | 0.26213
CZ09 | Existing | Roof Membrane+Roof Continuous Insulation+Metal Decking | 0.065 | Stucco+Wall Continuous Insulation+Gypsum 5/8in | 0.176 | Theoretical Glazing | 1.112 | 0.72365 | 0.26228
CZ10 | Existing | Roof Membrane+Roof Continuous Insulation+Metal Decking | 0.062 | Stucco+Wall Continuous Insulation+Gypsum 5/8in | 0.15 | Theoretical Glazing | 0.875 | 0.5734 | 0.27816
CZ11 | Existing | Roof Membrane+Roof Continuous Insulation+Metal Decking | 0.061 | Stucco+Wall Continuous Insulation+Gypsum 5/8in | 0.171 | Theoretical Glazing | 0.942 | 0.64366 | 0.26665
CZ12 | Existing | Roof Membrane+Roof Continuous Insulation+Metal Decking | 0.061 | Stucco+Wall Continuous Insulation+Gypsum 5/8in | 0.171 | Theoretical Glazing | 0.94 | 0.64394 | 0.26607
CZ13 | Existing | Roof Membrane+Roof Continuous Insulation+Metal Decking | 0.06 | Stucco+Wall Continuous Insulation+Gypsum 5/8in | 0.168 | Theoretical Glazing | 0.929 | 0.6358 | 0.26793
CZ14 | Existing | Roof Membrane+Roof Continuous Insulation+Metal Decking | 0.06 | Stucco+Wall Continuous Insulation+Gypsum 5/8in | 0.161 | Theoretical Glazing | 0.886 | 0.60724 | 0.27125
CZ15 | Existing | Roof Membrane+Roof Continuous Insulation+Metal Decking | 0.059 | Stucco+Wall Continuous Insulation+Gypsum 5/8in | 0.153 | Theoretical Glazing | 0.831 | 0.57129 | 0.27583
CZ16 | Existing | Roof Membrane+Roof Continuous Insulation+Metal Decking | 0.06 | Stucco+Wall Continuous Insulation+Gypsum 5/8in | 0.162 | Theoretical Glazing | 0.885 | 0.62767 | 0.27139
CZ01 | New Construction | Roof Membrane+Roof Continuous Insulation+Metal Decking | 0.039 | Stucco+Wall Continuous Insulation+Gypsum 5/8in | 0.063 | Theoretical Glazing | 0.36 | 0.25 | 0.42
CZ02 | New Construction | Roof Membrane+Roof Continuous Insulation+Metal Decking | 0.039 | Stucco+Wall Continuous Insulation+Gypsum 5/8in | 0.058 | Theoretical Glazing | 0.36 | 0.25 | 0.42
CZ03 | New Construction | Roof Membrane+Roof Continuous Insulation+Metal Decking | 0.039 | Stucco+Wall Continuous Insulation+Gypsum 5/8in | 0.076 | Theoretical Glazing | 0.36 | 0.25 | 0.42
CZ04 | New Construction | Roof Membrane+Roof Continuous Insulation+Metal Decking | 0.039 | Stucco+Wall Continuous Insulation+Gypsum 5/8in | 0.058 | Theoretical Glazing | 0.36 | 0.25 | 0.42
CZ05 | New Construction | Roof Membrane+Roof Continuous Insulation+Metal Decking | 0.039 | Stucco+Wall Continuous Insulation+Gypsum 5/8in | 0.058 | Theoretical Glazing | 0.36 | 0.25 | 0.42
CZ06 | New Construction | Roof Membrane+Roof Continuous Insulation+Metal Decking | 0.039 | Stucco+Wall Continuous Insulation+Gypsum 5/8in | 0.063 | Theoretical Glazing | 0.36 | 0.25 | 0.42
CZ07 | New Construction | Roof Membrane+Roof Continuous Insulation+Metal Decking | 0.039 | Stucco+Wall Continuous Insulation+Gypsum 5/8in | 0.063 | Theoretical Glazing | 0.36 | 0.25 | 0.42
CZ08 | New Construction | Roof Membrane+Roof Continuous Insulation+Metal Decking | 0.039 | Stucco+Wall Continuous Insulation+Gypsum 5/8in | 0.058 | Theoretical Glazing | 0.36 | 0.25 | 0.42
CZ09 | New Construction | Roof Membrane+Roof Continuous Insulation+Metal Decking | 0.039 | Stucco+Wall Continuous Insulation+Gypsum 5/8in | 0.058 | Theoretical Glazing | 0.34 | 0.22 | 0.42
CZ10 | New Construction | Roof Membrane+Roof Continuous Insulation+Metal Decking | 0.039 | Stucco+Wall Continuous Insulation+Gypsum 5/8in | 0.058 | Theoretical Glazing | 0.36 | 0.25 | 0.42
CZ11 | New Construction | Roof Membrane+Roof Continuous Insulation+Metal Decking | 0.039 | Stucco+Wall Continuous Insulation+Gypsum 5/8in | 0.058 | Theoretical Glazing | 0.34 | 0.22 | 0.42
CZ12 | New Construction | Roof Membrane+Roof Continuous Insulation+Metal Decking | 0.039 | Stucco+Wall Continuous Insulation+Gypsum 5/8in | 0.058 | Theoretical Glazing | 0.34 | 0.22 | 0.42
CZ13 | New Construction | Roof Membrane+Roof Continuous Insulation+Metal Decking | 0.039 | Stucco+Wall Continuous Insulation+Gypsum 5/8in | 0.058 | Theoretical Glazing | 0.34 | 0.22 | 0.42
CZ14 | New Construction | Roof Membrane+Roof Continuous Insulation+Metal Decking | 0.039 | Stucco+Wall Continuous Insulation+Gypsum 5/8in | 0.058 | Theoretical Glazing | 0.34 | 0.22 | 0.42
CZ15 | New Construction | Roof Membrane+Roof Continuous Insulation+Metal Decking | 0.039 | Stucco+Wall Continuous Insulation+Gypsum 5/8in | 0.058 | Theoretical Glazing | 0.34 | 0.22 | 0.42
CZ16 | New Construction | Roof Membrane+Roof Continuous Insulation+Metal Decking | 0.039 | Stucco+Wall Continuous Insulation+Gypsum 5/8in | 0.058 | Theoretical Glazing | 0.36 | 0.25 | 0.42

## Raw_infiltrationcfmft (hidden)
Vintage | CZ01 | CZ02 | CZ03 | CZ04 | CZ05 | CZ06 | CZ07 | CZ08 | CZ09 | CZ10 | CZ11 | CZ12 | CZ13 | CZ14 | CZ15 | CZ16
Existing | 0.044801 | 0.044801 | 0.044801 | 0.044801 | 0.044801 | 0.044801 | 0.044801 | 0.044801 | 0.044801 | 0.044801 | 0.044801 | 0.044801 | 0.044801 | 0.044801 | 0.044801 | 0.044801
New Construction | 0.044801 | 0.044801 | 0.044801 | 0.044801 | 0.044801 | 0.044801 | 0.044801 | 0.044801 | 0.044801 | 0.044801 | 0.044801 | 0.044801 | 0.044801 | 0.044801 | 0.044801 | 0.044801

## Thermostat
Thermostat Setpoints - Manufacturing Light Industrial | [18 empty] | Zone Type
Schedule Identifier | Setpoint | CZ01 | CZ02 | CZ03 | CZ04 | CZ05 | CZ06 | CZ07 | CZ08 | CZ09 | CZ10 | CZ11 | CZ12 | CZ13 | CZ14 | CZ15 | CZ16 | Notes | Manufacturing
Manufacturing | Heating Setpoint (F) | 70 | 70 | 70 | 70 | 70 | 70 | 70 | 70 | 70 | 70 | 70 | 70 | 70 | 70 | 70 | 70
Manufacturing | Heating Setback (F) | 60 | 60 | 60 | 60 | 60 | 60 | 60 | 60 | 60 | 60 | 60 | 60 | 60 | 60 | 60 | 60
Manufacturing | Cooling Setpoint (F) | 75 | 75 | 75 | 75 | 75 | 75 | 75 | 75 | 75 | 75 | 75 | 75 | 75 | 75 | 75 | 75
Manufacturing | Cooling Setback (F) | 85 | 85 | 85 | 85 | 85 | 85 | 85 | 85 | 85 | 85 | 85 | 85 | 85 | 85 | 85 | 85

## Raw_thermostatsetpoints (hidden)
Climate Zone | Schedule Identifier | Heating Setpoint (F) | Heating Setback (F) | Cooling Setpoint (F) | Cooling Setback (F)
CZ01 | Manufacturing | 70 | 60 | 75 | 85
CZ02 | Manufacturing | 70 | 60 | 75 | 85
CZ03 | Manufacturing | 70 | 60 | 75 | 85
CZ04 | Manufacturing | 70 | 60 | 75 | 85
CZ05 | Manufacturing | 70 | 60 | 75 | 85
CZ06 | Manufacturing | 70 | 60 | 75 | 85
CZ07 | Manufacturing | 70 | 60 | 75 | 85
CZ08 | Manufacturing | 70 | 60 | 75 | 85
CZ09 | Manufacturing | 70 | 60 | 75 | 85
CZ10 | Manufacturing | 70 | 60 | 75 | 85
CZ11 | Manufacturing | 70 | 60 | 75 | 85
CZ12 | Manufacturing | 70 | 60 | 75 | 85
CZ13 | Manufacturing | 70 | 60 | 75 | 85
CZ14 | Manufacturing | 70 | 60 | 75 | 85
CZ15 | Manufacturing | 70 | 60 | 75 | 85
CZ16 | Manufacturing | 70 | 60 | 75 | 85

## HVAC System
HVAC system - Manufacturing Light Industrial
Vintage | System Name | Category | Heating Type* | Cooling Type* | Air Distribution | Heating Efficiency | Cooling Efficiency | Note
Existing | cDXGF | Main | Furnace (gas) | DX-AIR | SZ-CAV | 0.8 | 3.65
Existing | cDXGF | Alternative | - | - | - | - | -
Existing | cDXGF | Customized | - | - | - | - | -
New Construction | cDXGF | Main | Furnace (gas) | DX-AIR | SZ-CAV | 0.8 | 3.65
New Construction | cDXGF | Alternative | - | - | - | - | -
New Construction | cDXGF | Customized | - | - | - | - | -
Existing | cDXHP | Main | DX-AIR | DX-AIR | SZ-CAV | 3.738 | 3.65
Existing | cDXHP | Alternative | - | - | - | - | -
Existing | cDXHP | Customized | - | - | - | - | -
New Construction | cDXHP | Main | DX-AIR | DX-AIR | SZ-CAV | 3.738 | 3.65
New Construction | cDXHP | Alternative | - | - | - | - | -
New Construction | cDXHP | Customized | - | - | - | - | -
Existing | cAVVG | Main | Boiler (gas) | Chiller system | MZ-VAV | 0.805 | 3.05
Existing | cAVVG | Alternative | - | - | - | - | -
Existing | cAVVG | Customized | - | - | - | - | -
New Construction | cAVVG | Main | Boiler (gas) | Chiller system | MZ-VAV | 0.805 | 3.05
New Construction | cAVVG | Alternative | - | - | - | - | -
New Construction | cAVVG | Customized | - | - | - | - | -
Existing | cDXOH | Main | None | DX-AIR | SZ-CAV | - | 3.65
Existing | cDXOH | Alternative | - | - | - | - | -
Existing | cDXOH | Customized | - | - | - | - | -
New Construction | cDXOH | Main | None | DX-AIR | SZ-CAV | - | 3.65
New Construction | cDXOH | Alternative | - | - | - | - | -
New Construction | cDXOH | Customized | - | - | - | - | -
Existing | cPVVG | Main | Furnace (gas) | DX-AIR | SZ-VAV | 0.8 | 3.65
Existing | cPVVG | Alternative | - | - | - | - | -
Existing | cPVVG | Customized | - | - | - | - | -
New Construction | cPVVG | Main | Furnace (gas) | DX-AIR | SZ-VAV | 0.8 | 3.65
New Construction | cPVVG | Alternative | - | - | - | - | -
New Construction | cPVVG | Customized | - | - | - | - | -
*DX Heating and cooling COPs are calculated based on coil-only input power and exclude fan power
Fan Power - Manufacturing Light Industrial
Vintage | System Name | HVAC System Identifier | Fan System | Total Static Pressure (TSP) (in w.c.) | Fan Efficiency | Fan Motor and Drive Efficiency | W/cfm | Note
Existing | cAVVG | Main | MZ-VAV | 5.362 | 0.55 | 0.9 | 1.15
New Construction | cAVVG | Main | MZ-VAV | 5.362 | 0.55 | 0.9 | 1.15
Existing | cDXGF | Main | SZ-CAV | 3.877 | 0.55 | 0.87 | 0.83
New Construction | cDXGF | Main | SZ-CAV | 3.877 | 0.55 | 0.87 | 0.83
Existing | cDXHP | Main | SZ-CAV | 3.877 | 0.55 | 0.87 | 0.83
New Construction | cDXHP | Main | SZ-CAV | 3.877 | 0.55 | 0.87 | 0.83
Existing | cDXOH | Main | SZ-CAV | 3.877 | 0.55 | 0.87 | 0.83
New Construction | cDXOH | Main | SZ-CAV | 3.877 | 0.55 | 0.87 | 0.83
Existing | cPVVG | Main | SZ-VAV | 3.877 | 0.55 | 0.87 | 0.83
New Construction | cPVVG | Main | SZ-VAV | 3.877 | 0.55 | 0.87 | 0.83

## Raw_fanoverview (hidden)
Vintage | HVAC name | System type | HVAC System Identifier | Total Static Pressure (TSP) (in w.c.) | Fan Efficiency | Fan Motor and Drive Efficiency | W/cfm
Existing | cAVVG | MZ-VAV Fans | Main | 5.362 | 0.55 | 0.9 | 1.15
New Construction | cAVVG | MZ-VAV Fans | Main | 5.362 | 0.55 | 0.9 | 1.15
Existing | cDXGF | SZ-CAV Fans | Main | 3.877 | 0.55 | 0.87 | 0.83
New Construction | cDXGF | SZ-CAV Fans | Main | 3.877 | 0.55 | 0.87 | 0.83
Existing | cDXHP | SZ-CAV Fans | Main | 3.877 | 0.55 | 0.87 | 0.83
New Construction | cDXHP | SZ-CAV Fans | Main | 3.877 | 0.55 | 0.87 | 0.83
Existing | cDXOH | SZ-CAV Fans | Main | 3.877 | 0.55 | 0.87 | 0.83
New Construction | cDXOH | SZ-CAV Fans | Main | 3.877 | 0.55 | 0.87 | 0.83
Existing | cPVVG | SZ-VAV Fans | Main | 3.877 | 0.55 | 0.87 | 0.83
New Construction | cPVVG | SZ-VAV Fans | Main | 3.877 | 0.55 | 0.87 | 0.83

## Raw_hvac (hidden)
Vintage | System Name | HVAC System Identifier | Air Distribution | Heating Efficiency | Cooling Efficiency
Existing | cAVVG | Main | MZ-VAV | 0.805 | 3.05
New Construction | cAVVG | Main | MZ-VAV | 0.805 | 3.05
Existing | cDXGF | Main | SZ-CAV | 0.8 | 3.65
New Construction | cDXGF | Main | SZ-CAV | 0.8 | 3.65
Existing | cDXHP | Main | SZ-CAV | 3.738 | 3.65
New Construction | cDXHP | Main | SZ-CAV | 3.738 | 3.65
Existing | cDXOH | Main | SZ-CAV | - | 3.65
New Construction | cDXOH | Main | SZ-CAV | - | 3.65
Existing | cPVVG | Main | SZ-VAV | 0.8 | 3.65
New Construction | cPVVG | Main | SZ-VAV | 0.8 | 3.65

## Ventilation
Outdoor Airflow Rate - Manufacturing Light Industrial | [19 empty] | Zone Type
Zone Type | Floor area (ft²) | cfm/person | cfm/ft² | cfm | Notes | [14 empty] | Industrial_low
Industrial_low | 80017.86 | 0 | 0.15 | 12002.679 | [15 empty] | Storage_warehouse
Storage_warehouse | 20005.96 | 0 | 0.15 | 3000.894
OA Controller - Manufacturing Light Industrial
Element | Vintage | Unit | CZ01 | CZ02 | CZ03 | CZ04 | CZ05 | CZ06 | CZ07 | CZ08 | CZ09 | CZ10 | CZ11 | CZ12 | CZ13 | CZ14 | CZ15 | CZ16 | Notes
Economizer Maximum Limit Dry-Bulb Temperature | Existing | °F | 75 | 73 | 75 | 73 | 75 | 71 | 69 | 71 | 71 | 73 | 75 | 75 | 75 | 75 | 75 | 75
| New Construction | °F | 75 | 73 | 75 | 73 | 75 | 71 | 69 | 71 | 71 | 73 | 75 | 75 | 75 | 75 | 75 | 75
Exhaust hood - Manufacturing Light Industrial
Type of Hood | Max Exhaust Flow Rate (cfm/ft) | Hood Length (ft) | Hood Exhaust Rate (cfm) | Note
- | - | - | -

## Raw_outdoorairflowrate (hidden)
Zone Type | Floor Area (ft2) | cfm/person | cfm/ft2
Industrial_low | 80017.86 | 0 | 0.15
Storage_warehouse | 20005.96 | 0 | 0.15

## Raw_oacontroller (hidden)
Climate Zone | Vintage | Economizer Maximum Limit Dry-Bulb Temperature (F)
CZ01 | Existing | 75
CZ02 | Existing | 73
CZ03 | Existing | 75
CZ04 | Existing | 73
CZ05 | Existing | 75
CZ06 | Existing | 71
CZ07 | Existing | 69
CZ08 | Existing | 71
CZ09 | Existing | 71
CZ10 | Existing | 73
CZ11 | Existing | 75
CZ12 | Existing | 75
CZ13 | Existing | 75
CZ14 | Existing | 75
CZ15 | Existing | 75
CZ16 | Existing | 75
CZ01 | New Construction | 75
CZ02 | New Construction | 73
CZ03 | New Construction | 75
CZ04 | New Construction | 73
CZ05 | New Construction | 75
CZ06 | New Construction | 71
CZ07 | New Construction | 69
CZ08 | New Construction | 71
CZ09 | New Construction | 71
CZ10 | New Construction | 73
CZ11 | New Construction | 75
CZ12 | New Construction | 75
CZ13 | New Construction | 75
CZ14 | New Construction | 75
CZ15 | New Construction | 75
CZ16 | New Construction | 75

## Water Heater
Water Heater - Manufacturing Light Industrial
Vintage | Fuel type | Burner Efficiency | Maximum Heater Capacity (Btu/hr) | Tank Volume (gallon) | Tank Loss |  | Notes
[5 empty] | Off Cycle (W/K) | On Cycle (W/K)
Existing | Gas | 0.8 | 192829.24 | 40.44 | 1.6282 | 1.6282
New Construction | Gas | 0.8 | 192829.24 | 40.44 | 1.6282 | 1.6282
Peak Hot Water Consumption - Manufacturing Light Industrial
Space | Floor Area (ft²) | Number of People | Hot Water Usage Specification (gal/hr per person) | Peak Hot Water Usage (gal/hr) | Peak Hot Water Usage (gal/min) | Notes
STOCKROOM EL1 NE PERIM SPC (G.NE2) | 10018.96 | 1 | 3.6068 | 3.6068 | 0.060114
STOCKROOM EL1 SW PERIM SPC (G.SW3) | 9987 | 1 | 3.5953 | 3.5953 | 0.059922
WORK EL1 SOUTH PERIM SPC (G.S1) | 80017.86 | 5 | 28.8064 | 144.0321 | 2.4005
Total (3 Space)

## Raw_waterheater (hidden)
Vintage | Burner Efficiency | Maximum Heater Capacity (Btu/h) | Tank Volume (ft3) | Tank Loss_Off Cycle (W/K) | Tank Loss_On Cycle (W/K)
Existing | 0.8 | 192829.24 | 40.44 | 1.6282 | 1.6282
New Construction | 0.8 | 192829.24 | 40.44 | 1.6282 | 1.6282

## Raw_dhwpeakflowbyzone (hidden)
Space | Peak hot water usage (gal/hr) | Zone Name
StockRoom EL1 NE Perim Spc (G.NE2) | 3.6068 | STOCKROOM EL1 NE PERIM SPC (G.NE2)
StockRoom EL1 SW Perim Spc (G.SW3) | 3.5953 | STOCKROOM EL1 SW PERIM SPC (G.SW3)
Work EL1 South Perim Spc (G.S1) | 144.0321 | WORK EL1 SOUTH PERIM SPC (G.S1)

## Interior Lights
Interior Lighting - Manufacturing Light Industrial
Vintage | Method | Zone type | Floor area (ft²) | Lighting Power Density (Watts/ft²) | Additional Lighting Power for Portable Lighting (Watts/ft²) | Technology | Notes
Existing | Space by space | Industrial_low | 80017.86 | 1.1415 | NA | NA
Existing | Space by space | Storage_warehouse | 20005.96 | 0.59485 | NA | NA
New Construction | Space by space | Industrial_low | 80017.86 | 0.59992 | NA | NA
New Construction | Space by space | Storage_warehouse | 20005.96 | 0.39995 | NA | NA

## Ext Lighting
Exterior Lighting - Manufacturing Light Industrial
Vintage | Non-Motion Controlled Luminaires (W) | Motion-Controlled Luminaires (W) | Total (W) | Notes
Existing | NA | NA | NA
New Consturction | NA | NA | NA

## Raw_interiorlights (hidden)
Vintage | Zone Type | Floor Area (ft2) | Lighting Power Density(W/ft2)
Existing | Industrial_low | 80017.86 | 1.1415
Existing | Storage_warehouse | 20005.96 | 0.59485
New Construction | Industrial_low | 80017.86 | 0.59992
New Construction | Storage_warehouse | 20005.96 | 0.39995

## Equipment
Equipment - Manufacturing Light Industrial
Zone Type | Floor Area (ft²) | Plug Load Intensity (W/ft²) | Gas Power Density (Btu/hr-ft²)
Industrial_low | 80017.86 | 0.99987 | 0
Storage_warehouse | 20005.96 | 0.19996 | 0
Refrigeration - Manufacturing Light Industrial
Refrigeration System Name | Condenser Fan Power | Refrigeration System Working Fluid | Condenser Type
Elevator - Manufacturing Light Industrial
Vintage | No. of Elevators | Cab Lighting Power Limit | Lighting Shutoff | Cab Fan Control | Fan Power Limit | Regenerative Drive Threshold | Design load (W) | Note
Existing | - | - | - | - | - | - | -
New Construction | - | - | - | - | - | - | -

## Raw_equipment (hidden)
Vintage | Zone Type | Floor Area (ft2) | Plug Load Intensity (W/ft2)
Existing | Industrial_low | 80017.86 | 0.99987
Existing | Storage_warehouse | 20005.96 | 0.19996
New Construction | Industrial_low | 80017.86 | 0.99987
New Construction | Storage_warehouse | 20005.96 | 0.19996

## Raw_gasequipment (hidden)
Vintage | Zone Name | Gas Loads (Btu/h-ft2) | Zone Type
Existing | No GasEquipment found. |  | Unknown
New Construction | No GasEquipment found. |  | Unknown

## Raw_refrigerationsystem (hidden)
Vintage | Refrigeration System Name | Condenser Fan Power | Working fluid | Condenser Type
No refrigeration system was found

## Schedules
Schedule by Hour - Manufacturing Light Industrial
Schedule Identifier | Space type | Type | Notes | Hour
|  |  |  | 1 | 2 | 3 | 4 | 5 | 6 | 7 | 8 | 9 | 10 | 11 | 12 | 13 | 14 | 15 | 16 | 17 | 18 | 19 | 20 | 21 | 22 | 23 | 24
Cooling Setpoint Schedule | Manufacturing | AllOtherDays | Cooling/Heating setpoints are in °F; others are intensity (0–100%) | 84.92 | 84.92 | 84.92 | 84.92 | 84.92 | 75.02 | 75.02 | 75.02 | 75.02 | 75.02 | 75.02 | 75.02 | 75.02 | 75.02 | 75.02 | 75.02 | 75.02 | 75.02 | 84.92 | 84.92 | 84.92 | 84.92 | 84.92 | 84.92
Cooling Setpoint Schedule | Manufacturing | Saturday |  | 84.92 | 84.92 | 84.92 | 84.92 | 84.92 | 75.02 | 75.02 | 75.02 | 75.02 | 75.02 | 75.02 | 75.02 | 75.02 | 75.02 | 75.02 | 75.02 | 75.02 | 75.02 | 75.02 | 84.92 | 84.92 | 84.92 | 84.92 | 84.92
DHW Sch | Manufacturing | AllOtherDays |  | 0.04 | 0.04 | 0.04 | 0.04 | 0.04 | 0.07 | 0.04 | 0.04 | 0.04 | 0.04 | 0.04 | 0.06 | 0.06 | 0.09 | 0.06 | 0.04 | 0.04 | 0.04 | 0.04 | 0.04 | 0.04 | 0.07 | 0.04 | 0.04
DHW Sch | Manufacturing | Saturday |  | 0.05 | 0.05 | 0.05 | 0.05 | 0.05 | 0.08 | 0.07 | 0.11 | 0.15 | 0.21 | 0.19 | 0.23 | 0.2 | 0.19 | 0.15 | 0.12 | 0.14 | 0.07 | 0.07 | 0.07 | 0.07 | 0.09 | 0.05 | 0.05
DHW Sch | Manufacturing | Weekdays |  | 0.05 | 0.05 | 0.05 | 0.05 | 0.05 | 0.08 | 0.07 | 0.19 | 0.35 | 0.38 | 0.39 | 0.47 | 0.57 | 0.54 | 0.34 | 0.33 | 0.44 | 0.23 | 0.21 | 0.15 | 0.17 | 0.08 | 0.05 | 0.05
Elec Equip Sch | Manufacturing | AllOtherDays |  | 0.05 | 0.05 | 0.05 | 0.05 | 0.05 | 0.05 | 0.05 | 0.05 | 0.05 | 0.05 | 0.05 | 0.05 | 0.05 | 0.05 | 0.05 | 0.05 | 0.05 | 0.05 | 0.05 | 0.05 | 0.05 | 0.05 | 0.05 | 0.05
Elec Equip Sch | Manufacturing | Saturday |  | 0.05 | 0.05 | 0.05 | 0.05 | 0.05 | 0.05 | 0.1 | 0.1 | 0.3 | 0.3 | 0.3 | 0.3 | 0.15 | 0.15 | 0.15 | 0.15 | 0.15 | 0.05 | 0.05 | 0.05 | 0.05 | 0.05 | 0.05 | 0.05
Elec Equip Sch | Manufacturing | Weekdays |  | 0.05 | 0.05 | 0.05 | 0.05 | 0.05 | 0.1 | 0.1 | 0.3 | 0.9 | 0.9 | 0.9 | 0.9 | 0.9 | 0.9 | 0.9 | 0.9 | 0.9 | 0.5 | 0.3 | 0.3 | 0.2 | 0.2 | 0.1 | 0.05
Heating Setpoint Schedule | Manufacturing | AllOtherDays |  | 60.08 | 60.08 | 60.08 | 60.08 | 60.08 | 69.98 | 69.98 | 69.98 | 69.98 | 69.98 | 69.98 | 69.98 | 69.98 | 69.98 | 69.98 | 69.98 | 69.98 | 69.98 | 60.08 | 60.08 | 60.08 | 60.08 | 60.08 | 60.08
Heating Setpoint Schedule | Manufacturing | Saturday |  | 60.08 | 60.08 | 60.08 | 60.08 | 60.08 | 69.98 | 69.98 | 69.98 | 69.98 | 69.98 | 69.98 | 69.98 | 69.98 | 69.98 | 69.98 | 69.98 | 69.98 | 69.98 | 69.98 | 60.08 | 60.08 | 60.08 | 60.08 | 60.08
Infiltration Schedule | Manufacturing | AllDays | bar: Hour 1 to Hour 24
Lighting Schedule | Manufacturing | AllOtherDays |  | 0.05 | 0.05 | 0.05 | 0.05 | 0.05 | 0.05 | 0.05 | 0.05 | 0.05 | 0.05 | 0.05 | 0.05 | 0.05 | 0.05 | 0.05 | 0.05 | 0.05 | 0.05 | 0.05 | 0.05 | 0.05 | 0.05 | 0.05 | 0.05
Lighting Schedule | Manufacturing | Saturday |  | 0.05 | 0.05 | 0.05 | 0.05 | 0.05 | 0.05 | 0.1 | 0.1 | 0.3 | 0.3 | 0.3 | 0.3 | 0.15 | 0.15 | 0.15 | 0.15 | 0.15 | 0.05 | 0.05 | 0.05 | 0.05 | 0.05 | 0.05 | 0.05
Lighting Schedule | Manufacturing | Weekdays |  | 0.05 | 0.05 | 0.05 | 0.05 | 0.05 | 0.1 | 0.1 | 0.3 | 0.85 | 0.85 | 0.85 | 0.85 | 0.85 | 0.85 | 0.85 | 0.85 | 0.85 | 0.5 | 0.3 | 0.3 | 0.2 | 0.2 | 0.1 | 0.05
OA Schedule | Manufacturing | AllOtherDays |  | 0 | 0 | 0 | 0 | 0 | 1 | 1 | 1 | 1 | 1 | 1 | 1 | 1 | 1 | 1 | 1 | 1 | 1 | 0 | 0 | 0 | 0 | 0 | 0
OA Schedule | Manufacturing | Saturday |  | 0 | 0 | 0 | 0 | 0 | 1 | 1 | 1 | 1 | 1 | 1 | 1 | 1 | 1 | 1 | 1 | 1 | 1 | 1 | 0 | 0 | 0 | 0 | 0
Occupant Sch | Manufacturing | AllOtherDays |  | 0 | 0 | 0 | 0 | 0 | 0 | 0.05 | 0.05 | 0.05 | 0.05 | 0.05 | 0.05 | 0.05 | 0.05 | 0.05 | 0.05 | 0.05 | 0.05 | 0.05 | 0 | 0 | 0 | 0 | 0
Occupant Sch | Manufacturing | Saturday |  | 0 | 0 | 0 | 0 | 0 | 0 | 0.1 | 0.1 | 0.3 | 0.3 | 0.3 | 0.3 | 0.1 | 0.1 | 0.1 | 0.1 | 0.1 | 0.3 | 0.05 | 0 | 0 | 0 | 0 | 0
Occupant Sch | Manufacturing | Weekdays |  | 0 | 0 | 0 | 0 | 0 | 0 | 0.1 | 0.2 | 0.95 | 0.95 | 0.95 | 0.95 | 0.95 | 0.95 | 0.95 | 0.95 | 0.95 | 0.3 | 0.1 | 0.1 | 0.1 | 0.1 | 0.05 | 0.05

## Schedule_Figures
Schedule Figures (linked to Schedules tab)

## Raw_schedule (hidden)
Schedule Identifier | Schedule Name | Type | 1 | 2 | 3 | 4 | 5 | 6 | 7 | 8 | 9 | 10 | 11 | 12 | 13 | 14 | 15 | 16 | 17 | 18 | 19 | 20 | 21 | 22 | 23 | 24
Manufacturing | Cooling Setpoint Schedule | AllOtherDays | 84.92 | 84.92 | 84.92 | 84.92 | 84.92 | 75.02 | 75.02 | 75.02 | 75.02 | 75.02 | 75.02 | 75.02 | 75.02 | 75.02 | 75.02 | 75.02 | 75.02 | 75.02 | 84.92 | 84.92 | 84.92 | 84.92 | 84.92 | 84.92
Manufacturing | Cooling Setpoint Schedule | Saturday | 84.92 | 84.92 | 84.92 | 84.92 | 84.92 | 75.02 | 75.02 | 75.02 | 75.02 | 75.02 | 75.02 | 75.02 | 75.02 | 75.02 | 75.02 | 75.02 | 75.02 | 75.02 | 75.02 | 84.92 | 84.92 | 84.92 | 84.92 | 84.92
Manufacturing | DHW Sch | AllOtherDays | 0.04 | 0.04 | 0.04 | 0.04 | 0.04 | 0.07 | 0.04 | 0.04 | 0.04 | 0.04 | 0.04 | 0.06 | 0.06 | 0.09 | 0.06 | 0.04 | 0.04 | 0.04 | 0.04 | 0.04 | 0.04 | 0.07 | 0.04 | 0.04
Manufacturing | DHW Sch | Saturday | 0.05 | 0.05 | 0.05 | 0.05 | 0.05 | 0.08 | 0.07 | 0.11 | 0.15 | 0.21 | 0.19 | 0.23 | 0.2 | 0.19 | 0.15 | 0.12 | 0.14 | 0.07 | 0.07 | 0.07 | 0.07 | 0.09 | 0.05 | 0.05
Manufacturing | DHW Sch | Weekdays | 0.05 | 0.05 | 0.05 | 0.05 | 0.05 | 0.08 | 0.07 | 0.19 | 0.35 | 0.38 | 0.39 | 0.47 | 0.57 | 0.54 | 0.34 | 0.33 | 0.44 | 0.23 | 0.21 | 0.15 | 0.17 | 0.08 | 0.05 | 0.05
Manufacturing | Elec Equip Sch | AllOtherDays | 0.05 | 0.05 | 0.05 | 0.05 | 0.05 | 0.05 | 0.05 | 0.05 | 0.05 | 0.05 | 0.05 | 0.05 | 0.05 | 0.05 | 0.05 | 0.05 | 0.05 | 0.05 | 0.05 | 0.05 | 0.05 | 0.05 | 0.05 | 0.05
Manufacturing | Elec Equip Sch | Saturday | 0.05 | 0.05 | 0.05 | 0.05 | 0.05 | 0.05 | 0.1 | 0.1 | 0.3 | 0.3 | 0.3 | 0.3 | 0.15 | 0.15 | 0.15 | 0.15 | 0.15 | 0.05 | 0.05 | 0.05 | 0.05 | 0.05 | 0.05 | 0.05
Manufacturing | Elec Equip Sch | Weekdays | 0.05 | 0.05 | 0.05 | 0.05 | 0.05 | 0.1 | 0.1 | 0.3 | 0.9 | 0.9 | 0.9 | 0.9 | 0.9 | 0.9 | 0.9 | 0.9 | 0.9 | 0.5 | 0.3 | 0.3 | 0.2 | 0.2 | 0.1 | 0.05
Manufacturing | Heating Setpoint Schedule | AllOtherDays | 60.08 | 60.08 | 60.08 | 60.08 | 60.08 | 69.98 | 69.98 | 69.98 | 69.98 | 69.98 | 69.98 | 69.98 | 69.98 | 69.98 | 69.98 | 69.98 | 69.98 | 69.98 | 60.08 | 60.08 | 60.08 | 60.08 | 60.08 | 60.08
Manufacturing | Heating Setpoint Schedule | Saturday | 60.08 | 60.08 | 60.08 | 60.08 | 60.08 | 69.98 | 69.98 | 69.98 | 69.98 | 69.98 | 69.98 | 69.98 | 69.98 | 69.98 | 69.98 | 69.98 | 69.98 | 69.98 | 69.98 | 60.08 | 60.08 | 60.08 | 60.08 | 60.08
Manufacturing | Infiltration Schedule | AllDays | 1 | 1 | 1 | 1 | 1 | 1 | 1 | 1 | 1 | 1 | 1 | 1 | 1 | 1 | 1 | 1 | 1 | 1 | 1 | 1 | 1 | 1 | 1 | 1
Manufacturing | Lighting Schedule | AllOtherDays | 0.05 | 0.05 | 0.05 | 0.05 | 0.05 | 0.05 | 0.05 | 0.05 | 0.05 | 0.05 | 0.05 | 0.05 | 0.05 | 0.05 | 0.05 | 0.05 | 0.05 | 0.05 | 0.05 | 0.05 | 0.05 | 0.05 | 0.05 | 0.05
Manufacturing | Lighting Schedule | Saturday | 0.05 | 0.05 | 0.05 | 0.05 | 0.05 | 0.05 | 0.1 | 0.1 | 0.3 | 0.3 | 0.3 | 0.3 | 0.15 | 0.15 | 0.15 | 0.15 | 0.15 | 0.05 | 0.05 | 0.05 | 0.05 | 0.05 | 0.05 | 0.05
Manufacturing | Lighting Schedule | Weekdays | 0.05 | 0.05 | 0.05 | 0.05 | 0.05 | 0.1 | 0.1 | 0.3 | 0.85 | 0.85 | 0.85 | 0.85 | 0.85 | 0.85 | 0.85 | 0.85 | 0.85 | 0.5 | 0.3 | 0.3 | 0.2 | 0.2 | 0.1 | 0.05
Manufacturing | OA Schedule | AllOtherDays | 0 | 0 | 0 | 0 | 0 | 1 | 1 | 1 | 1 | 1 | 1 | 1 | 1 | 1 | 1 | 1 | 1 | 1 | 0 | 0 | 0 | 0 | 0 | 0
Manufacturing | OA Schedule | Saturday | 0 | 0 | 0 | 0 | 0 | 1 | 1 | 1 | 1 | 1 | 1 | 1 | 1 | 1 | 1 | 1 | 1 | 1 | 1 | 0 | 0 | 0 | 0 | 0
Manufacturing | Occupant Sch | AllOtherDays | 0 | 0 | 0 | 0 | 0 | 0 | 0.05 | 0.05 | 0.05 | 0.05 | 0.05 | 0.05 | 0.05 | 0.05 | 0.05 | 0.05 | 0.05 | 0.05 | 0.05 | 0 | 0 | 0 | 0 | 0
Manufacturing | Occupant Sch | Saturday | 0 | 0 | 0 | 0 | 0 | 0 | 0.1 | 0.1 | 0.3 | 0.3 | 0.3 | 0.3 | 0.1 | 0.1 | 0.1 | 0.1 | 0.1 | 0.3 | 0.05 | 0 | 0 | 0 | 0 | 0
Manufacturing | Occupant Sch | Weekdays | 0 | 0 | 0 | 0 | 0 | 0 | 0.1 | 0.2 | 0.95 | 0.95 | 0.95 | 0.95 | 0.95 | 0.95 | 0.95 | 0.95 | 0.95 | 0.3 | 0.1 | 0.1 | 0.1 | 0.1 | 0.05 | 0.05

## Energy Usage
Energy Consumption - Manufacturing Light Industrial
Climate Zone | HVAC Type | Vintage | Total Floorspace (Excluding Plenums and Crawl Space) (ft²) | Annual Electricity Intensity (kBtu/ft²) | Annual Gas Intensity (kBtu/ft²) | Notes
CZ01 | cAVVG | Existing | 100023.82 | 20.2304 | 19.1754
CZ01 | cAVVG | New Construction | 100023.82 | 15.4758 | 15.7666
CZ01 | cDXGF | Existing | 100023.82 | 30.1087 | 8.3792
CZ01 | cDXGF | New Construction | 100023.82 | 23.1723 | 7.2717
CZ01 | cDXHP | Existing | 100023.82 | 31.7151 | 1.8675
CZ01 | cDXHP | New Construction | 100023.82 | 24.4989 | 1.8675
CZ01 | cDXOH | Existing | 100023.82 | 30.2566 | 1.8675
CZ01 | cDXOH | New Construction | 100023.82 | 23.2241 | 1.8675
CZ01 | cPVVG | Existing | 100023.82 | 21.9484 | 13.6263
CZ01 | cPVVG | New Construction | 100023.82 | 16.7648 | 11.6267
CZ02 | cAVVG | Existing | 100023.82 | 25.1327 | 14.2709
CZ02 | cAVVG | New Construction | 100023.82 | 17.8104 | 10.895
CZ02 | cDXGF | Existing | 100023.82 | 33.2659 | 6.0087
CZ02 | cDXGF | New Construction | 100023.82 | 24.8894 | 5.1844
CZ02 | cDXHP | Existing | 100023.82 | 34.466 | 1.7171
CZ02 | cDXHP | New Construction | 100023.82 | 25.8505 | 1.7173
CZ02 | cDXOH | Existing | 100023.82 | 33.3359 | 1.7171
CZ02 | cDXOH | New Construction | 100023.82 | 24.9111 | 1.7172
CZ02 | cPVVG | Existing | 100023.82 | 24.6056 | 9.1574
CZ02 | cPVVG | New Construction | 100023.82 | 18.4593 | 7.5954
CZ03 | cAVVG | Existing | 100023.82 | 21.8318 | 9.97
CZ03 | cAVVG | New Construction | 100023.82 | 16.4153 | 8.4833
CZ03 | cDXGF | Existing | 100023.82 | 31.7617 | 4.238
CZ03 | cDXGF | New Construction | 100023.82 | 23.863 | 3.9935
CZ03 | cDXHP | Existing | 100023.82 | 32.3938 | 1.7105
CZ03 | cDXHP | New Construction | 100023.82 | 24.4278 | 1.7106
CZ03 | cDXOH | Existing | 100023.82 | 31.7821 | 1.7105
CZ03 | cDXOH | New Construction | 100023.82 | 23.8669 | 1.7105
CZ03 | cPVVG | Existing | 100023.82 | 23.2139 | 6.8545
CZ03 | cPVVG | New Construction | 100023.82 | 17.553 | 6.0014
CZ04 | cAVVG | Existing | 100023.82 | 25.121 | 9.356
CZ04 | cAVVG | New Construction | 100023.82 | 18.3306 | 7.4644
CZ04 | cDXGF | Existing | 100023.82 | 33.8688 | 3.8542
CZ04 | cDXGF | New Construction | 100023.82 | 25.08 | 3.4999
CZ04 | cDXHP | Existing | 100023.82 | 34.4267 | 1.6522
CZ04 | cDXHP | New Construction | 100023.82 | 25.546 | 1.6521
CZ04 | cDXOH | Existing | 100023.82 | 33.8883 | 1.6522
CZ04 | cDXOH | New Construction | 100023.82 | 25.0809 | 1.6519
CZ04 | cPVVG | Existing | 100023.82 | 25.3925 | 6.1612
CZ04 | cPVVG | New Construction | 100023.82 | 19.0941 | 5.1499
CZ05 | cAVVG | Existing | 100023.82 | 22.7161 | 10.0046
CZ05 | cAVVG | New Construction | 100023.82 | 16.7226 | 7.9822
CZ05 | cDXGF | Existing | 100023.82 | 32.2651 | 4.0752
CZ05 | cDXGF | New Construction | 100023.82 | 24.2078 | 3.5485
CZ05 | cDXHP | Existing | 100023.82 | 32.9006 | 1.7106
CZ05 | cDXHP | New Construction | 100023.82 | 24.6996 | 1.7105
CZ05 | cDXOH | Existing | 100023.82 | 32.256 | 1.7106
CZ05 | cDXOH | New Construction | 100023.82 | 24.1969 | 1.7105
CZ05 | cPVVG | Existing | 100023.82 | 23.6227 | 6.4882
CZ05 | cPVVG | New Construction | 100023.82 | 17.8189 | 5.3363
CZ06 | cAVVG | Existing | 100023.82 | 24.5825 | 4.424
CZ06 | cAVVG | New Construction | 100023.82 | 18.5777 | 3.9382
CZ06 | cDXGF | Existing | 100023.82 | 33.2585 | 2.0757
CZ06 | cDXGF | New Construction | 100023.82 | 24.8952 | 1.9211
CZ06 | cDXHP | Existing | 100023.82 | 33.3173 | 1.5768
CZ06 | cDXHP | New Construction | 100023.82 | 24.9198 | 1.5761
CZ06 | cDXOH | Existing | 100023.82 | 33.2552 | 1.5768
CZ06 | cDXOH | New Construction | 100023.82 | 24.8924 | 1.5762
CZ06 | cPVVG | Existing | 100023.82 | 25.3211 | 2.9109
CZ06 | cPVVG | New Construction | 100023.82 | 18.9006 | 2.5345
CZ07 | cAVVG | Existing | 100023.82 | 26.1982 | 5.188
CZ07 | cAVVG | New Construction | 100023.82 | 19.6692 | 4.5072
CZ07 | cDXGF | Existing | 100023.82 | 33.946 | 2.0188
CZ07 | cDXGF | New Construction | 100023.82 | 25.4439 | 1.8723
CZ07 | cDXHP | Existing | 100023.82 | 34.0084 | 1.5567
CZ07 | cDXHP | New Construction | 100023.82 | 25.471 | 1.5564
CZ07 | cDXOH | Existing | 100023.82 | 33.9428 | 1.5567
CZ07 | cDXOH | New Construction | 100023.82 | 25.4414 | 1.5565
CZ07 | cPVVG | Existing | 100023.82 | 25.9006 | 2.8187
CZ07 | cPVVG | New Construction | 100023.82 | 19.4005 | 2.4315
CZ08 | cAVVG | Existing | 100023.82 | 27.0847 | 5.5532
CZ08 | cAVVG | New Construction | 100023.82 | 19.9546 | 4.7396
CZ08 | cDXGF | Existing | 100023.82 | 35.1364 | 2.3191
CZ08 | cDXGF | New Construction | 100023.82 | 25.9667 | 2.0779
CZ08 | cDXHP | Existing | 100023.82 | 35.2758 | 1.5545
CZ08 | cDXHP | New Construction | 100023.82 | 26.0365 | 1.5538
CZ08 | cDXOH | Existing | 100023.82 | 35.1282 | 1.5545
CZ08 | cDXOH | New Construction | 100023.82 | 25.9598 | 1.5537
CZ08 | cPVVG | Existing | 100023.82 | 26.9518 | 3.3766
CZ08 | cPVVG | New Construction | 100023.82 | 20.0834 | 2.816
CZ09 | cAVVG | Existing | 100023.82 | 28.6641 | 5.2802
CZ09 | cAVVG | New Construction | 100023.82 | 21.2594 | 4.3618
CZ09 | cDXGF | Existing | 100023.82 | 36.217 | 2.1946
CZ09 | cDXGF | New Construction | 100023.82 | 26.6307 | 1.9417
CZ09 | cDXHP | Existing | 100023.82 | 36.3316 | 1.5331
CZ09 | cDXHP | New Construction | 100023.82 | 26.6712 | 1.5321
CZ09 | cDXOH | Existing | 100023.82 | 36.2092 | 1.5331
CZ09 | cDXOH | New Construction | 100023.82 | 26.6242 | 1.5319
CZ09 | cPVVG | Existing | 100023.82 | 28.2223 | 3.0992
CZ09 | cPVVG | New Construction | 100023.82 | 20.8077 | 2.5572
CZ10 | cAVVG | Existing | 100023.82 | 30.1824 | 7.4401
CZ10 | cAVVG | New Construction | 100023.82 | 21.915 | 6.0032
CZ10 | cDXGF | Existing | 100023.82 | 37.6519 | 3.0264
CZ10 | cDXGF | New Construction | 100023.82 | 27.8549 | 2.7531
CZ10 | cDXHP | Existing | 100023.82 | 38.0739 | 1.521
CZ10 | cDXHP | New Construction | 100023.82 | 28.2025 | 1.5199
CZ10 | cDXOH | Existing | 100023.82 | 37.6412 | 1.5209
CZ10 | cDXOH | New Construction | 100023.82 | 27.8326 | 1.52
CZ10 | cPVVG | Existing | 100023.82 | 29.4695 | 4.4821
CZ10 | cPVVG | New Construction | 100023.82 | 22.1885 | 3.7883
CZ11 | cAVVG | Existing | 100023.82 | 30.84 | 13.7915
CZ11 | cAVVG | New Construction | 100023.82 | 22.8638 | 10.4092
CZ11 | cDXGF | Existing | 100023.82 | 38.8192 | 5.7646
CZ11 | cDXGF | New Construction | 100023.82 | 27.9748 | 5.3321
CZ11 | cDXHP | Existing | 100023.82 | 40.0735 | 1.5546
CZ11 | cDXHP | New Construction | 100023.82 | 29.1106 | 1.5538
CZ11 | cDXOH | Existing | 100023.82 | 38.9321 | 1.5546
CZ11 | cDXOH | New Construction | 100023.82 | 28.0118 | 1.5538
CZ11 | cPVVG | Existing | 100023.82 | 30.3601 | 8.7002
CZ11 | cPVVG | New Construction | 100023.82 | 22.5756 | 7.3776
CZ12 | cAVVG | Existing | 100023.82 | 29.3877 | 12.7107
CZ12 | cAVVG | New Construction | 100023.82 | 20.6675 | 9.6403
CZ12 | cDXGF | Existing | 100023.82 | 36.6668 | 5.5977
CZ12 | cDXGF | New Construction | 100023.82 | 27.2391 | 4.9724
CZ12 | cDXHP | Existing | 100023.82 | 37.8306 | 1.598
CZ12 | cDXHP | New Construction | 100023.82 | 28.224 | 1.5972
CZ12 | cDXOH | Existing | 100023.82 | 36.7841 | 1.598
CZ12 | cDXOH | New Construction | 100023.82 | 27.2896 | 1.5974
CZ12 | cPVVG | Existing | 100023.82 | 28.3946 | 8.2592
CZ12 | cPVVG | New Construction | 100023.82 | 21.2494 | 6.98
CZ13 | cAVVG | Existing | 100023.82 | 31.7825 | 10.4796
CZ13 | cAVVG | New Construction | 100023.82 | 23.5344 | 8.1787
CZ13 | cDXGF | Existing | 100023.82 | 39.5708 | 4.6485
CZ13 | cDXGF | New Construction | 100023.82 | 28.6747 | 4.4208
CZ13 | cDXHP | Existing | 100023.82 | 40.5275 | 1.5097
CZ13 | cDXHP | New Construction | 100023.82 | 29.5655 | 1.5083
CZ13 | cDXOH | Existing | 100023.82 | 39.6555 | 1.5097
CZ13 | cDXOH | New Construction | 100023.82 | 28.7041 | 1.5083
CZ13 | cPVVG | Existing | 100023.82 | 31.2781 | 6.966
CZ13 | cPVVG | New Construction | 100023.82 | 23.3263 | 6.067
CZ14 | cAVVG | Existing | 100023.82 | 36.4192 | 10.1016
CZ14 | cAVVG | New Construction | 100023.82 | 26.0829 | 7.0886
CZ14 | cDXGF | Existing | 100023.82 | 42.9361 | 3.5852
CZ14 | cDXGF | New Construction | 100023.82 | 30.1987 | 3.491
CZ14 | cDXHP | Existing | 100023.82 | 43.6871 | 1.4336
CZ14 | cDXHP | New Construction | 100023.82 | 30.9513 | 1.4319
CZ14 | cDXOH | Existing | 100023.82 | 42.9687 | 1.4336
CZ14 | cDXOH | New Construction | 100023.82 | 30.208 | 1.4318
CZ14 | cPVVG | Existing | 100023.82 | 34.1886 | 5.5431
CZ14 | cPVVG | New Construction | 100023.82 | 25.218 | 4.8485
CZ15 | cAVVG | Existing | 100023.82 | 45.2682 | 8.907
CZ15 | cAVVG | New Construction | 100023.82 | 32.8339 | 5.2496
CZ15 | cDXGF | Existing | 100023.82 | 46.8237 | 1.7255
CZ15 | cDXGF | New Construction | 100023.82 | 32.273 | 1.7133
CZ15 | cDXHP | Existing | 100023.82 | 47.046 | 1.2743
CZ15 | cDXHP | New Construction | 100023.82 | 32.5516 | 1.2722
CZ15 | cDXOH | Existing | 100023.82 | 46.8149 | 1.2742
CZ15 | cDXOH | New Construction | 100023.82 | 32.2599 | 1.2721
CZ15 | cPVVG | Existing | 100023.82 | 38.9055 | 2.3785
CZ15 | cPVVG | New Construction | 100023.82 | 28.0773 | 2.1852
CZ16 | cAVVG | Existing | 100023.82 | 34.9545 | 21.043
CZ16 | cAVVG | New Construction | 100023.82 | 23.0251 | 13.8349
CZ16 | cDXGF | Existing | 100023.82 | 39.2068 | 8.6268
CZ16 | cDXGF | New Construction | 100023.82 | 29.3101 | 7.2891
CZ16 | cDXHP | Existing | 100023.82 | 41.624 | 1.6891
CZ16 | cDXHP | New Construction | 100023.82 | 31.2553 | 1.6882
CZ16 | cDXOH | Existing | 100023.82 | 39.6883 | 1.6891
CZ16 | cDXOH | New Construction | 100023.82 | 29.525 | 1.6881
CZ16 | cPVVG | Existing | 100023.82 | 29.7157 | 12.1626
CZ16 | cPVVG | New Construction | 100023.82 | 22.2881 | 10.1376

## Energy Usage_Figures
Energy Figures (from 'Energy Usage' Tab)
cAVVG ¦ Annual Electricity Intensity (kBtu/ft²) |  |  | cAVVG ¦ Annual Gas Intensity (kBtu/ft²)
Climate Zone | Existing | New Construction | Climate Zone | Existing | New Construction
CZ01 | 20.2304 | 15.4758 | CZ01 | 19.1754 | 15.7666
CZ02 | 25.1327 | 17.8104 | CZ02 | 14.2709 | 10.895
CZ03 | 21.8318 | 16.4153 | CZ03 | 9.97 | 8.4833
CZ04 | 25.121 | 18.3306 | CZ04 | 9.356 | 7.4644
CZ05 | 22.7161 | 16.7226 | CZ05 | 10.0046 | 7.9822
CZ06 | 24.5825 | 18.5777 | CZ06 | 4.424 | 3.9382
CZ07 | 26.1982 | 19.6692 | CZ07 | 5.188 | 4.5072
CZ08 | 27.0847 | 19.9546 | CZ08 | 5.5532 | 4.7396
CZ09 | 28.6641 | 21.2594 | CZ09 | 5.2802 | 4.3618
CZ10 | 30.1824 | 21.915 | CZ10 | 7.4401 | 6.0032
CZ11 | 30.84 | 22.8638 | CZ11 | 13.7915 | 10.4092
CZ12 | 29.3877 | 20.6675 | CZ12 | 12.7107 | 9.6403
CZ13 | 31.7825 | 23.5344 | CZ13 | 10.4796 | 8.1787
CZ14 | 36.4192 | 26.0829 | CZ14 | 10.1016 | 7.0886
CZ15 | 45.2682 | 32.8339 | CZ15 | 8.907 | 5.2496
CZ16 | 34.9545 | 23.0251 | CZ16 | 21.043 | 13.8349
cDXGF ¦ Annual Electricity Intensity (kBtu/ft²) |  |  | cDXGF ¦ Annual Gas Intensity (kBtu/ft²)
Climate Zone | Existing | New Construction | Climate Zone | Existing | New Construction
CZ01 | 30.1087 | 23.1723 | CZ01 | 8.3792 | 7.2717
CZ02 | 33.2659 | 24.8894 | CZ02 | 6.0087 | 5.1844
CZ03 | 31.7617 | 23.863 | CZ03 | 4.238 | 3.9935
CZ04 | 33.8688 | 25.08 | CZ04 | 3.8542 | 3.4999
CZ05 | 32.2651 | 24.2078 | CZ05 | 4.0752 | 3.5485
CZ06 | 33.2585 | 24.8952 | CZ06 | 2.0757 | 1.9211
CZ07 | 33.946 | 25.4439 | CZ07 | 2.0188 | 1.8723
CZ08 | 35.1364 | 25.9667 | CZ08 | 2.3191 | 2.0779
CZ09 | 36.217 | 26.6307 | CZ09 | 2.1946 | 1.9417
CZ10 | 37.6519 | 27.8549 | CZ10 | 3.0264 | 2.7531
CZ11 | 38.8192 | 27.9748 | CZ11 | 5.7646 | 5.3321
CZ12 | 36.6668 | 27.2391 | CZ12 | 5.5977 | 4.9724
CZ13 | 39.5708 | 28.6747 | CZ13 | 4.6485 | 4.4208
CZ14 | 42.9361 | 30.1987 | CZ14 | 3.5852 | 3.491
CZ15 | 46.8237 | 32.273 | CZ15 | 1.7255 | 1.7133
CZ16 | 39.2068 | 29.3101 | CZ16 | 8.6268 | 7.2891
cDXHP ¦ Annual Electricity Intensity (kBtu/ft²) |  |  | cDXHP ¦ Annual Gas Intensity (kBtu/ft²)
Climate Zone | Existing | New Construction | Climate Zone | Existing | New Construction
CZ01 | 31.7151 | 24.4989 | CZ01 | 1.8675 | 1.8675
CZ02 | 34.466 | 25.8505 | CZ02 | 1.7171 | 1.7173
CZ03 | 32.3938 | 24.4278 | CZ03 | 1.7105 | 1.7106
CZ04 | 34.4267 | 25.546 | CZ04 | 1.6522 | 1.6521
CZ05 | 32.9006 | 24.6996 | CZ05 | 1.7106 | 1.7105
CZ06 | 33.3173 | 24.9198 | CZ06 | 1.5768 | 1.5761
CZ07 | 34.0084 | 25.471 | CZ07 | 1.5567 | 1.5564
CZ08 | 35.2758 | 26.0365 | CZ08 | 1.5545 | 1.5538
CZ09 | 36.3316 | 26.6712 | CZ09 | 1.5331 | 1.5321
CZ10 | 38.0739 | 28.2025 | CZ10 | 1.521 | 1.5199
CZ11 | 40.0735 | 29.1106 | CZ11 | 1.5546 | 1.5538
CZ12 | 37.8306 | 28.224 | CZ12 | 1.598 | 1.5972
CZ13 | 40.5275 | 29.5655 | CZ13 | 1.5097 | 1.5083
CZ14 | 43.6871 | 30.9513 | CZ14 | 1.4336 | 1.4319
CZ15 | 47.046 | 32.5516 | CZ15 | 1.2743 | 1.2722
CZ16 | 41.624 | 31.2553 | CZ16 | 1.6891 | 1.6882
cDXOH ¦ Annual Electricity Intensity (kBtu/ft²) |  |  | cDXOH ¦ Annual Gas Intensity (kBtu/ft²)
Climate Zone | Existing | New Construction | Climate Zone | Existing | New Construction
CZ01 | 30.2566 | 23.2241 | CZ01 | 1.8675 | 1.8675
CZ02 | 33.3359 | 24.9111 | CZ02 | 1.7171 | 1.7172
CZ03 | 31.7821 | 23.8669 | CZ03 | 1.7105 | 1.7105
CZ04 | 33.8883 | 25.0809 | CZ04 | 1.6522 | 1.6519
CZ05 | 32.256 | 24.1969 | CZ05 | 1.7106 | 1.7105
CZ06 | 33.2552 | 24.8924 | CZ06 | 1.5768 | 1.5762
CZ07 | 33.9428 | 25.4414 | CZ07 | 1.5567 | 1.5565
CZ08 | 35.1282 | 25.9598 | CZ08 | 1.5545 | 1.5537
CZ09 | 36.2092 | 26.6242 | CZ09 | 1.5331 | 1.5319
CZ10 | 37.6412 | 27.8326 | CZ10 | 1.5209 | 1.52
CZ11 | 38.9321 | 28.0118 | CZ11 | 1.5546 | 1.5538
CZ12 | 36.7841 | 27.2896 | CZ12 | 1.598 | 1.5974
CZ13 | 39.6555 | 28.7041 | CZ13 | 1.5097 | 1.5083
CZ14 | 42.9687 | 30.208 | CZ14 | 1.4336 | 1.4318
CZ15 | 46.8149 | 32.2599 | CZ15 | 1.2742 | 1.2721
CZ16 | 39.6883 | 29.525 | CZ16 | 1.6891 | 1.6881
cPVVG ¦ Annual Electricity Intensity (kBtu/ft²) |  |  | cPVVG ¦ Annual Gas Intensity (kBtu/ft²)
Climate Zone | Existing | New Construction | Climate Zone | Existing | New Construction
CZ01 | 21.9484 | 16.7648 | CZ01 | 13.6263 | 11.6267
CZ02 | 24.6056 | 18.4593 | CZ02 | 9.1574 | 7.5954
CZ03 | 23.2139 | 17.553 | CZ03 | 6.8545 | 6.0014
CZ04 | 25.3925 | 19.0941 | CZ04 | 6.1612 | 5.1499
CZ05 | 23.6227 | 17.8189 | CZ05 | 6.4882 | 5.3363
CZ06 | 25.3211 | 18.9006 | CZ06 | 2.9109 | 2.5345
CZ07 | 25.9006 | 19.4005 | CZ07 | 2.8187 | 2.4315
CZ08 | 26.9518 | 20.0834 | CZ08 | 3.3766 | 2.816
CZ09 | 28.2223 | 20.8077 | CZ09 | 3.0992 | 2.5572
CZ10 | 29.4695 | 22.1885 | CZ10 | 4.4821 | 3.7883
CZ11 | 30.3601 | 22.5756 | CZ11 | 8.7002 | 7.3776
CZ12 | 28.3946 | 21.2494 | CZ12 | 8.2592 | 6.98
CZ13 | 31.2781 | 23.3263 | CZ13 | 6.966 | 6.067
CZ14 | 34.1886 | 25.218 | CZ14 | 5.5431 | 4.8485
CZ15 | 38.9055 | 28.0773 | CZ15 | 2.3785 | 2.1852
CZ16 | 29.7157 | 22.2881 | CZ16 | 12.1626 | 10.1376

## Raw_totalendusesannual (hidden)
Vintage | Climate Zone | HVAC System | Electricity (kBtu) | Natural Gas (kBtu)
Existing | CZ01 | cAVVG | 2023526.25 | 1917995.54
Existing | CZ02 | cAVVG | 2513865.59 | 1427429.16
Existing | CZ03 | cAVVG | 2183695.83 | 997236.57
Existing | CZ04 | cAVVG | 2512698.71 | 935821.22
Existing | CZ05 | cAVVG | 2272146.73 | 1000696.48
Existing | CZ06 | cAVVG | 2458836.91 | 442504.16
Existing | CZ07 | cAVVG | 2620446.6 | 518921.72
Existing | CZ08 | cAVVG | 2709111.73 | 555451.08
Existing | CZ09 | cAVVG | 2867095.37 | 528146.38
Existing | CZ10 | cAVVG | 3018956.86 | 744182.59
Existing | CZ11 | cAVVG | 3084730.77 | 1379474.11
Existing | CZ12 | cAVVG | 2939474.69 | 1271372.74
Existing | CZ13 | cAVVG | 3179007.83 | 1048212.9
Existing | CZ14 | cAVVG | 3642785.66 | 1010400.94
Existing | CZ15 | cAVVG | 4527895.14 | 890908.89
Existing | CZ16 | cAVVG | 3496280.95 | 2104805.77
New Construction | CZ01 | cAVVG | 1547945.11 | 1577036.21
New Construction | CZ02 | cAVVG | 1781466.07 | 1089760.69
New Construction | CZ03 | cAVVG | 1641920.96 | 848531.2
New Construction | CZ04 | cAVVG | 1833496.16 | 746619.73
New Construction | CZ05 | cAVVG | 1672657.37 | 798408.89
New Construction | CZ06 | cAVVG | 1858214.37 | 393918.05
New Construction | CZ07 | cAVVG | 1967385.74 | 450824.97
New Construction | CZ08 | cAVVG | 1995938.09 | 474070.19
New Construction | CZ09 | cAVVG | 2126447.24 | 436283.67
New Construction | CZ10 | cAVVG | 2192025.58 | 600459.6
New Construction | CZ11 | cAVVG | 2286921.34 | 1041165.76
New Construction | CZ12 | cAVVG | 2067243.92 | 964262.33
New Construction | CZ13 | cAVVG | 2354002.38 | 818062.77
New Construction | CZ14 | cAVVG | 2608910.83 | 709026.1
New Construction | CZ15 | cAVVG | 3284173.63 | 525081.79
New Construction | CZ16 | cAVVG | 2303061.8 | 1383824.32
Existing | CZ01 | cDXGF | 3011590.23 | 838120.77
Existing | CZ02 | cDXGF | 3327386.48 | 601012.72
Existing | CZ03 | cDXGF | 3176924.67 | 423898.59
Existing | CZ04 | cDXGF | 3387688.62 | 385507.22
Existing | CZ05 | cDXGF | 3227278.98 | 407612.44
Existing | CZ06 | cDXGF | 3326643.66 | 207623.17
Existing | CZ07 | cDXGF | 3395410.34 | 201924.42
Existing | CZ08 | cDXGF | 3514480.5 | 231964.48
Existing | CZ09 | cDXGF | 3622562.95 | 219507.39
Existing | CZ10 | cDXGF | 3766090.29 | 302707.23
Existing | CZ11 | cDXGF | 3882845.84 | 576598.46
Existing | CZ12 | cDXGF | 3667550.5 | 559904.88
Existing | CZ13 | cDXGF | 3958025.93 | 464959.91
Existing | CZ14 | cDXGF | 4294631.33 | 358606.68
Existing | CZ15 | cDXGF | 4683486.65 | 172591.89
Existing | CZ16 | cDXGF | 3921617.87 | 862883.81
New Construction | CZ01 | cDXGF | 2317779.89 | 727340.43
New Construction | CZ02 | cDXGF | 2489534.29 | 518561.33
New Construction | CZ03 | cDXGF | 2386872.87 | 399444.8
New Construction | CZ04 | cDXGF | 2508593.07 | 350074.61
New Construction | CZ05 | cDXGF | 2421355.86 | 354936.08
New Construction | CZ06 | cDXGF | 2490116.99 | 192151.57
New Construction | CZ07 | cDXGF | 2544995.94 | 187271.72
New Construction | CZ08 | cDXGF | 2597289.06 | 207842.02
New Construction | CZ09 | cDXGF | 2663705.95 | 194218.8
New Construction | CZ10 | cDXGF | 2786155.06 | 275375.12
New Construction | CZ11 | cDXGF | 2798147.38 | 533334.34
New Construction | CZ12 | cDXGF | 2724562.98 | 497362.86
New Construction | CZ13 | cDXGF | 2868155.28 | 442181.68
New Construction | CZ14 | cDXGF | 3020586.93 | 349186.85
New Construction | CZ15 | cDXGF | 3228065.7 | 171372.07
New Construction | CZ16 | cDXGF | 2931711.93 | 729079.93
Existing | CZ01 | cDXHP | 3172264.65 | 186793.83
Existing | CZ02 | cDXHP | 3447418.23 | 171751.94
Existing | CZ03 | cDXHP | 3240150.86 | 171089.47
Existing | CZ04 | cDXHP | 3443485.66 | 165260.95
Existing | CZ05 | cDXHP | 3290844.45 | 171096.21
Existing | CZ06 | cDXHP | 3332522.47 | 157712.59
Existing | CZ07 | cDXHP | 3401648.64 | 155709.3
Existing | CZ08 | cDXHP | 3528418.29 | 155487.7
Existing | CZ09 | cDXHP | 3634026.75 | 153349.3
Existing | CZ10 | cDXHP | 3808299.56 | 152132.37
Existing | CZ11 | cDXHP | 4008303.69 | 155499.2
Existing | CZ12 | cDXHP | 3783961.45 | 159840.82
Existing | CZ13 | cDXHP | 4053716.12 | 151002.14
Existing | CZ14 | cDXHP | 4369750.01 | 143397.68
Existing | CZ15 | cDXHP | 4705724.03 | 127455.95
Existing | CZ16 | cDXHP | 4163391.02 | 168946.75
New Construction | CZ01 | cDXHP | 2450473.34 | 186792.26
New Construction | CZ02 | cDXHP | 2585664.51 | 171766.14
New Construction | CZ03 | cDXHP | 2443361.38 | 171102.43
New Construction | CZ04 | cDXHP | 2555212.32 | 165250.4
New Construction | CZ05 | cDXHP | 2470551.17 | 171086.6
New Construction | CZ06 | cDXHP | 2492570.87 | 157649.17
New Construction | CZ07 | cDXHP | 2547708.11 | 155674.77
New Construction | CZ08 | cDXHP | 2604267.18 | 155420.06
New Construction | CZ09 | cDXHP | 2667755.05 | 153242.7
New Construction | CZ10 | cDXHP | 2820918.21 | 152027.32
New Construction | CZ11 | cDXHP | 2911751.41 | 155412.9
New Construction | CZ12 | cDXHP | 2823070.65 | 159756.21
New Construction | CZ13 | cDXHP | 2957249.27 | 150864.91
New Construction | CZ14 | cDXHP | 3095869.12 | 143219.33
New Construction | CZ15 | cDXHP | 3255940.21 | 127251.42
New Construction | CZ16 | cDXHP | 3126274.19 | 168862.55
Existing | CZ01 | cDXOH | 3026385.04 | 186793.04
Existing | CZ02 | cDXOH | 3334388.59 | 171753.27
Existing | CZ03 | cDXOH | 3178962.51 | 171089.46
Existing | CZ04 | cDXOH | 3389632.57 | 165261.35
Existing | CZ05 | cDXOH | 3226373.05 | 171100.21
Existing | CZ06 | cDXOH | 3326307.24 | 157712.61
Existing | CZ07 | cDXOH | 3395087.5 | 155709.11
Existing | CZ08 | cDXOH | 3513660.41 | 155489.55
Existing | CZ09 | cDXOH | 3621778.97 | 153348.28
Existing | CZ10 | cDXOH | 3765014.63 | 152131.04
Existing | CZ11 | cDXOH | 3894138.18 | 155498.38
Existing | CZ12 | cDXOH | 3679289.58 | 159841.22
Existing | CZ13 | cDXOH | 3966495.3 | 151008.44
Existing | CZ14 | cDXOH | 4297888.68 | 143398.87
Existing | CZ15 | cDXOH | 4682606.95 | 127454.83
Existing | CZ16 | cDXOH | 3969777.16 | 168952.95
New Construction | CZ01 | cDXOH | 2322959.19 | 186796.16
New Construction | CZ02 | cDXOH | 2491704.57 | 171760.75
New Construction | CZ03 | cDXOH | 2387261.81 | 171091.79
New Construction | CZ04 | cDXOH | 2508686.26 | 165231.9
New Construction | CZ05 | cDXOH | 2420266.78 | 171093.14
New Construction | CZ06 | cDXOH | 2489837.72 | 157653.04
New Construction | CZ07 | cDXOH | 2544745.39 | 155690.67
New Construction | CZ08 | cDXOH | 2596602.18 | 155409.63
New Construction | CZ09 | cDXOH | 2663054.89 | 153227.71
New Construction | CZ10 | cDXOH | 2783927.74 | 152036.59
New Construction | CZ11 | cDXOH | 2801843.15 | 155412.62
New Construction | CZ12 | cDXOH | 2729605.79 | 159779.72
New Construction | CZ13 | cDXOH | 2871092.93 | 150865.11
New Construction | CZ14 | cDXOH | 3021523.28 | 143210.11
New Construction | CZ15 | cDXOH | 3226757.53 | 127242.3
New Construction | CZ16 | cDXOH | 2953199.89 | 168847.09
Existing | CZ01 | cPVVG | 2195363.4 | 1362951.45
Existing | CZ02 | cPVVG | 2461142.69 | 915955.42
Existing | CZ03 | cPVVG | 2321946.81 | 685611.64
Existing | CZ04 | cPVVG | 2539856.91 | 616262.77
Existing | CZ05 | cPVVG | 2362830.36 | 648970.42
Existing | CZ06 | cPVVG | 2532716.2 | 291163.69
Existing | CZ07 | cPVVG | 2590677.11 | 281937.73
Existing | CZ08 | cPVVG | 2695819.54 | 337743.61
Existing | CZ09 | cPVVG | 2822902.86 | 309992.84
Existing | CZ10 | cPVVG | 2947654.7 | 448314.2
Existing | CZ11 | cPVVG | 3036735.25 | 870229.35
Existing | CZ12 | cPVVG | 2840136.98 | 826112.46
Existing | CZ13 | cPVVG | 3128558.02 | 696765.1
Existing | CZ14 | cPVVG | 3419671.77 | 554443.15
Existing | CZ15 | cPVVG | 3891476.55 | 237910.49
Existing | CZ16 | cPVVG | 2972273.18 | 1216553.64
New Construction | CZ01 | cPVVG | 1676874.8 | 1162951.01
New Construction | CZ02 | cPVVG | 1846370.74 | 759720.61
New Construction | CZ03 | cPVVG | 1755717.16 | 600282.89
New Construction | CZ04 | cPVVG | 1909869.13 | 515112.41
New Construction | CZ05 | cPVVG | 1782314.33 | 533754.38
New Construction | CZ06 | cPVVG | 1890506.03 | 253506.59
New Construction | CZ07 | cPVVG | 1940510.97 | 243207.88
New Construction | CZ08 | cPVVG | 2008820.85 | 281665.36
New Construction | CZ09 | cPVVG | 2081261.28 | 255784.81
New Construction | CZ10 | cPVVG | 2219380.28 | 378921.4
New Construction | CZ11 | cPVVG | 2258102.11 | 737935.11
New Construction | CZ12 | cPVVG | 2125448.44 | 698164.36
New Construction | CZ13 | cPVVG | 2333183.66 | 606849.07
New Construction | CZ14 | cPVVG | 2522403.76 | 484966.51
New Construction | CZ15 | cPVVG | 2808402.73 | 218569.5
New Construction | CZ16 | cPVVG | 2229341.48 | 1014004.86

## Energy Usage by End Use
Energy Consumption by End Use - Manufacturing Light Industrial
Climate Zone | HVAC System | Vintage | End Use | Electricity (kBtu) | Natural Gas (kBtu) | Note
CZ01 | cAVVG | Existing | Heating | 0 | 1731201.18
CZ01 | cAVVG | Existing | Cooling | 21677.03 | 0
CZ01 | cAVVG | Existing | Interior Lighting | 969345.99 | 0
CZ01 | cAVVG | Existing | Exterior Lighting | 0 | 0
CZ01 | cAVVG | Existing | Interior Equipment | 821304.19 | 0
CZ01 | cAVVG | Existing | Exterior Equipment | 0 | 0
CZ01 | cAVVG | Existing | Fans | 207876.94 | 0
CZ01 | cAVVG | Existing | Pumps | 3322.1 | 0
CZ01 | cAVVG | Existing | Heat Rejection | 0 | 0
CZ01 | cAVVG | Existing | Humidification | 0 | 0
CZ01 | cAVVG | Existing | Heat Recovery | 0 | 0
CZ01 | cAVVG | Existing | Water Systems | 0 | 186794.36
CZ01 | cAVVG | Existing | Refrigeration | 0 | 0
CZ01 | cAVVG | Existing | Generators | 0 | 0
CZ01 | cAVVG | Existing | Total End Uses | 2023526.25 | 1917995.54
CZ02 | cAVVG | Existing | Heating | 0 | 1255676.9
CZ02 | cAVVG | Existing | Cooling | 377953.4 | 0
CZ02 | cAVVG | Existing | Interior Lighting | 969345.99 | 0
CZ02 | cAVVG | Existing | Exterior Lighting | 0 | 0
CZ02 | cAVVG | Existing | Interior Equipment | 821304.19 | 0
CZ02 | cAVVG | Existing | Exterior Equipment | 0 | 0
CZ02 | cAVVG | Existing | Fans | 325866.09 | 0
CZ02 | cAVVG | Existing | Pumps | 19395.91 | 0
CZ02 | cAVVG | Existing | Heat Rejection | 0 | 0
CZ02 | cAVVG | Existing | Humidification | 0 | 0
CZ02 | cAVVG | Existing | Heat Recovery | 0 | 0
CZ02 | cAVVG | Existing | Water Systems | 0 | 171752.27
CZ02 | cAVVG | Existing | Refrigeration | 0 | 0
CZ02 | cAVVG | Existing | Generators | 0 | 0
CZ02 | cAVVG | Existing | Total End Uses | 2513865.59 | 1427429.16
CZ03 | cAVVG | Existing | Heating | 0 | 826145.93
CZ03 | cAVVG | Existing | Cooling | 187369.23 | 0
CZ03 | cAVVG | Existing | Interior Lighting | 969345.99 | 0
CZ03 | cAVVG | Existing | Exterior Lighting | 0 | 0
CZ03 | cAVVG | Existing | Interior Equipment | 821304.19 | 0
CZ03 | cAVVG | Existing | Exterior Equipment | 0 | 0
CZ03 | cAVVG | Existing | Fans | 192023.26 | 0
CZ03 | cAVVG | Existing | Pumps | 13653.17 | 0
CZ03 | cAVVG | Existing | Heat Rejection | 0 | 0
CZ03 | cAVVG | Existing | Humidification | 0 | 0
CZ03 | cAVVG | Existing | Heat Recovery | 0 | 0
CZ03 | cAVVG | Existing | Water Systems | 0 | 171090.64
CZ03 | cAVVG | Existing | Refrigeration | 0 | 0
CZ03 | cAVVG | Existing | Generators | 0 | 0
CZ03 | cAVVG | Existing | Total End Uses | 2183695.83 | 997236.57
CZ04 | cAVVG | Existing | Heating | 0 | 770566.27
CZ04 | cAVVG | Existing | Cooling | 421591.56 | 0
CZ04 | cAVVG | Existing | Interior Lighting | 969345.99 | 0
CZ04 | cAVVG | Existing | Exterior Lighting | 0 | 0
CZ04 | cAVVG | Existing | Interior Equipment | 821304.19 | 0
CZ04 | cAVVG | Existing | Exterior Equipment | 0 | 0
CZ04 | cAVVG | Existing | Fans | 280051.64 | 0
CZ04 | cAVVG | Existing | Pumps | 20405.33 | 0
CZ04 | cAVVG | Existing | Heat Rejection | 0 | 0
CZ04 | cAVVG | Existing | Humidification | 0 | 0
CZ04 | cAVVG | Existing | Heat Recovery | 0 | 0
CZ04 | cAVVG | Existing | Water Systems | 0 | 165254.95
CZ04 | cAVVG | Existing | Refrigeration | 0 | 0
CZ04 | cAVVG | Existing | Generators | 0 | 0
CZ04 | cAVVG | Existing | Total End Uses | 2512698.71 | 935821.22
CZ05 | cAVVG | Existing | Heating | 0 | 829600.73
CZ05 | cAVVG | Existing | Cooling | 239099.73 | 0
CZ05 | cAVVG | Existing | Interior Lighting | 969345.99 | 0
CZ05 | cAVVG | Existing | Exterior Lighting | 0 | 0
CZ05 | cAVVG | Existing | Interior Equipment | 821304.19 | 0
CZ05 | cAVVG | Existing | Exterior Equipment | 0 | 0
CZ05 | cAVVG | Existing | Fans | 228330.92 | 0
CZ05 | cAVVG | Existing | Pumps | 14065.9 | 0
CZ05 | cAVVG | Existing | Heat Rejection | 0 | 0
CZ05 | cAVVG | Existing | Humidification | 0 | 0
CZ05 | cAVVG | Existing | Heat Recovery | 0 | 0
CZ05 | cAVVG | Existing | Water Systems | 0 | 171095.75
CZ05 | cAVVG | Existing | Refrigeration | 0 | 0
CZ05 | cAVVG | Existing | Generators | 0 | 0
CZ05 | cAVVG | Existing | Total End Uses | 2272146.73 | 1000696.48
CZ06 | cAVVG | Existing | Heating | 0 | 284786.8
CZ06 | cAVVG | Existing | Cooling | 420630.38 | 0
CZ06 | cAVVG | Existing | Interior Lighting | 969345.99 | 0
CZ06 | cAVVG | Existing | Exterior Lighting | 0 | 0
CZ06 | cAVVG | Existing | Interior Equipment | 821304.19 | 0
CZ06 | cAVVG | Existing | Exterior Equipment | 0 | 0
CZ06 | cAVVG | Existing | Fans | 224221.72 | 0
CZ06 | cAVVG | Existing | Pumps | 23334.63 | 0
CZ06 | cAVVG | Existing | Heat Rejection | 0 | 0
CZ06 | cAVVG | Existing | Humidification | 0 | 0
CZ06 | cAVVG | Existing | Heat Recovery | 0 | 0
CZ06 | cAVVG | Existing | Water Systems | 0 | 157717.36
CZ06 | cAVVG | Existing | Refrigeration | 0 | 0
CZ06 | cAVVG | Existing | Generators | 0 | 0
CZ06 | cAVVG | Existing | Total End Uses | 2458836.91 | 442504.16
CZ07 | cAVVG | Existing | Heating | 0 | 363198.2
CZ07 | cAVVG | Existing | Cooling | 519683.11 | 0
CZ07 | cAVVG | Existing | Interior Lighting | 969345.99 | 0
CZ07 | cAVVG | Existing | Exterior Lighting | 0 | 0
CZ07 | cAVVG | Existing | Interior Equipment | 821304.19 | 0
CZ07 | cAVVG | Existing | Exterior Equipment | 0 | 0
CZ07 | cAVVG | Existing | Fans | 283130.81 | 0
CZ07 | cAVVG | Existing | Pumps | 26982.5 | 0
CZ07 | cAVVG | Existing | Heat Rejection | 0 | 0
CZ07 | cAVVG | Existing | Humidification | 0 | 0
CZ07 | cAVVG | Existing | Heat Recovery | 0 | 0
CZ07 | cAVVG | Existing | Water Systems | 0 | 155723.51
CZ07 | cAVVG | Existing | Refrigeration | 0 | 0
CZ07 | cAVVG | Existing | Generators | 0 | 0
CZ07 | cAVVG | Existing | Total End Uses | 2620446.6 | 518921.72
CZ08 | cAVVG | Existing | Heating | 0 | 399950.19
CZ08 | cAVVG | Existing | Cooling | 597090.19 | 0
CZ08 | cAVVG | Existing | Interior Lighting | 969345.99 | 0
CZ08 | cAVVG | Existing | Exterior Lighting | 0 | 0
CZ08 | cAVVG | Existing | Interior Equipment | 821304.19 | 0
CZ08 | cAVVG | Existing | Exterior Equipment | 0 | 0
CZ08 | cAVVG | Existing | Fans | 293478.93 | 0
CZ08 | cAVVG | Existing | Pumps | 27892.44 | 0
CZ08 | cAVVG | Existing | Heat Rejection | 0 | 0
CZ08 | cAVVG | Existing | Humidification | 0 | 0
CZ08 | cAVVG | Existing | Heat Recovery | 0 | 0
CZ08 | cAVVG | Existing | Water Systems | 0 | 155500.89
CZ08 | cAVVG | Existing | Refrigeration | 0 | 0
CZ08 | cAVVG | Existing | Generators | 0 | 0
CZ08 | cAVVG | Existing | Total End Uses | 2709111.73 | 555451.08
CZ09 | cAVVG | Existing | Heating | 0 | 374790.8
CZ09 | cAVVG | Existing | Cooling | 704918.34 | 0
CZ09 | cAVVG | Existing | Interior Lighting | 969345.99 | 0
CZ09 | cAVVG | Existing | Exterior Lighting | 0 | 0
CZ09 | cAVVG | Existing | Interior Equipment | 821304.19 | 0
CZ09 | cAVVG | Existing | Exterior Equipment | 0 | 0
CZ09 | cAVVG | Existing | Fans | 341275.4 | 0
CZ09 | cAVVG | Existing | Pumps | 30251.45 | 0
CZ09 | cAVVG | Existing | Heat Rejection | 0 | 0
CZ09 | cAVVG | Existing | Humidification | 0 | 0
CZ09 | cAVVG | Existing | Heat Recovery | 0 | 0
CZ09 | cAVVG | Existing | Water Systems | 0 | 153355.58
CZ09 | cAVVG | Existing | Refrigeration | 0 | 0
CZ09 | cAVVG | Existing | Generators | 0 | 0
CZ09 | cAVVG | Existing | Total End Uses | 2867095.37 | 528146.38
CZ10 | cAVVG | Existing | Heating | 0 | 592028.38
CZ10 | cAVVG | Existing | Cooling | 820081.69 | 0
CZ10 | cAVVG | Existing | Interior Lighting | 969345.99 | 0
CZ10 | cAVVG | Existing | Exterior Lighting | 0 | 0
CZ10 | cAVVG | Existing | Interior Equipment | 821304.19 | 0
CZ10 | cAVVG | Existing | Exterior Equipment | 0 | 0
CZ10 | cAVVG | Existing | Fans | 379120.64 | 0
CZ10 | cAVVG | Existing | Pumps | 29104.35 | 0
CZ10 | cAVVG | Existing | Heat Rejection | 0 | 0
CZ10 | cAVVG | Existing | Humidification | 0 | 0
CZ10 | cAVVG | Existing | Heat Recovery | 0 | 0
CZ10 | cAVVG | Existing | Water Systems | 0 | 152154.2
CZ10 | cAVVG | Existing | Refrigeration | 0 | 0
CZ10 | cAVVG | Existing | Generators | 0 | 0
CZ10 | cAVVG | Existing | Total End Uses | 3018956.86 | 744182.59
CZ11 | cAVVG | Existing | Heating | 0 | 1223962.82
CZ11 | cAVVG | Existing | Cooling | 841588.79 | 0
CZ11 | cAVVG | Existing | Interior Lighting | 969345.99 | 0
CZ11 | cAVVG | Existing | Exterior Lighting | 0 | 0
CZ11 | cAVVG | Existing | Interior Equipment | 821304.19 | 0
CZ11 | cAVVG | Existing | Exterior Equipment | 0 | 0
CZ11 | cAVVG | Existing | Fans | 431006.88 | 0
CZ11 | cAVVG | Existing | Pumps | 21484.92 | 0
CZ11 | cAVVG | Existing | Heat Rejection | 0 | 0
CZ11 | cAVVG | Existing | Humidification | 0 | 0
CZ11 | cAVVG | Existing | Heat Recovery | 0 | 0
CZ11 | cAVVG | Existing | Water Systems | 0 | 155511.29
CZ11 | cAVVG | Existing | Refrigeration | 0 | 0
CZ11 | cAVVG | Existing | Generators | 0 | 0
CZ11 | cAVVG | Existing | Total End Uses | 3084730.77 | 1379474.11
CZ12 | cAVVG | Existing | Heating | 0 | 1111527.61
CZ12 | cAVVG | Existing | Cooling | 707357.95 | 0
CZ12 | cAVVG | Existing | Interior Lighting | 969345.99 | 0
CZ12 | cAVVG | Existing | Exterior Lighting | 0 | 0
CZ12 | cAVVG | Existing | Interior Equipment | 821304.19 | 0
CZ12 | cAVVG | Existing | Exterior Equipment | 0 | 0
CZ12 | cAVVG | Existing | Fans | 420928.48 | 0
CZ12 | cAVVG | Existing | Pumps | 20538.08 | 0
CZ12 | cAVVG | Existing | Heat Rejection | 0 | 0
CZ12 | cAVVG | Existing | Humidification | 0 | 0
CZ12 | cAVVG | Existing | Heat Recovery | 0 | 0
CZ12 | cAVVG | Existing | Water Systems | 0 | 159845.13
CZ12 | cAVVG | Existing | Refrigeration | 0 | 0
CZ12 | cAVVG | Existing | Generators | 0 | 0
CZ12 | cAVVG | Existing | Total End Uses | 2939474.69 | 1271372.74
CZ13 | cAVVG | Existing | Heating | 0 | 897173.5
CZ13 | cAVVG | Existing | Cooling | 924023.32 | 0
CZ13 | cAVVG | Existing | Interior Lighting | 969345.99 | 0
CZ13 | cAVVG | Existing | Exterior Lighting | 0 | 0
CZ13 | cAVVG | Existing | Interior Equipment | 821304.19 | 0
CZ13 | cAVVG | Existing | Exterior Equipment | 0 | 0
CZ13 | cAVVG | Existing | Fans | 440702.17 | 0
CZ13 | cAVVG | Existing | Pumps | 23632.17 | 0
CZ13 | cAVVG | Existing | Heat Rejection | 0 | 0
CZ13 | cAVVG | Existing | Humidification | 0 | 0
CZ13 | cAVVG | Existing | Heat Recovery | 0 | 0
CZ13 | cAVVG | Existing | Water Systems | 0 | 151039.4
CZ13 | cAVVG | Existing | Refrigeration | 0 | 0
CZ13 | cAVVG | Existing | Generators | 0 | 0
CZ13 | cAVVG | Existing | Total End Uses | 3179007.83 | 1048212.9
CZ14 | cAVVG | Existing | Heating | 0 | 866988.07
CZ14 | cAVVG | Existing | Cooling | 1227358.05 | 0
CZ14 | cAVVG | Existing | Interior Lighting | 969345.99 | 0
CZ14 | cAVVG | Existing | Exterior Lighting | 0 | 0
CZ14 | cAVVG | Existing | Interior Equipment | 821304.19 | 0
CZ14 | cAVVG | Existing | Exterior Equipment | 0 | 0
CZ14 | cAVVG | Existing | Fans | 593258.34 | 0
CZ14 | cAVVG | Existing | Pumps | 31519.1 | 0
CZ14 | cAVVG | Existing | Heat Rejection | 0 | 0
CZ14 | cAVVG | Existing | Humidification | 0 | 0
CZ14 | cAVVG | Existing | Heat Recovery | 0 | 0
CZ14 | cAVVG | Existing | Water Systems | 0 | 143412.87
CZ14 | cAVVG | Existing | Refrigeration | 0 | 0
CZ14 | cAVVG | Existing | Generators | 0 | 0
CZ14 | cAVVG | Existing | Total End Uses | 3642785.66 | 1010400.94
CZ15 | cAVVG | Existing | Heating | 0 | 763436.62
CZ15 | cAVVG | Existing | Cooling | 1878796.3 | 0
CZ15 | cAVVG | Existing | Interior Lighting | 969345.99 | 0
CZ15 | cAVVG | Existing | Exterior Lighting | 0 | 0
CZ15 | cAVVG | Existing | Interior Equipment | 821304.19 | 0
CZ15 | cAVVG | Existing | Exterior Equipment | 0 | 0
CZ15 | cAVVG | Existing | Fans | 823980.07 | 0
CZ15 | cAVVG | Existing | Pumps | 34468.6 | 0
CZ15 | cAVVG | Existing | Heat Rejection | 0 | 0
CZ15 | cAVVG | Existing | Humidification | 0 | 0
CZ15 | cAVVG | Existing | Heat Recovery | 0 | 0
CZ15 | cAVVG | Existing | Water Systems | 0 | 127472.27
CZ15 | cAVVG | Existing | Refrigeration | 0 | 0
CZ15 | cAVVG | Existing | Generators | 0 | 0
CZ15 | cAVVG | Existing | Total End Uses | 4527895.14 | 890908.89
CZ16 | cAVVG | Existing | Heating | 0 | 1935856.74
CZ16 | cAVVG | Existing | Cooling | 886483.89 | 0
CZ16 | cAVVG | Existing | Interior Lighting | 969345.99 | 0
CZ16 | cAVVG | Existing | Exterior Lighting | 0 | 0
CZ16 | cAVVG | Existing | Interior Equipment | 821304.19 | 0
CZ16 | cAVVG | Existing | Exterior Equipment | 0 | 0
CZ16 | cAVVG | Existing | Fans | 789826.46 | 0
CZ16 | cAVVG | Existing | Pumps | 29320.42 | 0
CZ16 | cAVVG | Existing | Heat Rejection | 0 | 0
CZ16 | cAVVG | Existing | Humidification | 0 | 0
CZ16 | cAVVG | Existing | Heat Recovery | 0 | 0
CZ16 | cAVVG | Existing | Water Systems | 0 | 168949.03
CZ16 | cAVVG | Existing | Refrigeration | 0 | 0
CZ16 | cAVVG | Existing | Generators | 0 | 0
CZ16 | cAVVG | Existing | Total End Uses | 3496280.95 | 2104805.77
CZ01 | cAVVG | New Construction | Heating | 0 | 1390236.46
CZ01 | cAVVG | New Construction | Cooling | 12811.53 | 0
CZ01 | cAVVG | New Construction | Interior Lighting | 525854.13 | 0
CZ01 | cAVVG | New Construction | Exterior Lighting | 0 | 0
CZ01 | cAVVG | New Construction | Interior Equipment | 821304.19 | 0
CZ01 | cAVVG | New Construction | Exterior Equipment | 0 | 0
CZ01 | cAVVG | New Construction | Fans | 185839.11 | 0
CZ01 | cAVVG | New Construction | Pumps | 2136.14 | 0
CZ01 | cAVVG | New Construction | Heat Rejection | 0 | 0
CZ01 | cAVVG | New Construction | Humidification | 0 | 0
CZ01 | cAVVG | New Construction | Heat Recovery | 0 | 0
CZ01 | cAVVG | New Construction | Water Systems | 0 | 186799.74
CZ01 | cAVVG | New Construction | Refrigeration | 0 | 0
CZ01 | cAVVG | New Construction | Generators | 0 | 0
CZ01 | cAVVG | New Construction | Total End Uses | 1547945.11 | 1577036.21
CZ02 | cAVVG | New Construction | Heating | 0 | 917998.59
CZ02 | cAVVG | New Construction | Cooling | 236298.59 | 0
CZ02 | cAVVG | New Construction | Interior Lighting | 525854.13 | 0
CZ02 | cAVVG | New Construction | Exterior Lighting | 0 | 0
CZ02 | cAVVG | New Construction | Interior Equipment | 821304.19 | 0
CZ02 | cAVVG | New Construction | Exterior Equipment | 0 | 0
CZ02 | cAVVG | New Construction | Fans | 185617.87 | 0
CZ02 | cAVVG | New Construction | Pumps | 12391.28 | 0
CZ02 | cAVVG | New Construction | Heat Rejection | 0 | 0
CZ02 | cAVVG | New Construction | Humidification | 0 | 0
CZ02 | cAVVG | New Construction | Heat Recovery | 0 | 0
CZ02 | cAVVG | New Construction | Water Systems | 0 | 171762.1
CZ02 | cAVVG | New Construction | Refrigeration | 0 | 0
CZ02 | cAVVG | New Construction | Generators | 0 | 0
CZ02 | cAVVG | New Construction | Total End Uses | 1781466.07 | 1089760.69
CZ03 | cAVVG | New Construction | Heating | 0 | 677434.25
CZ03 | cAVVG | New Construction | Cooling | 132949.43 | 0
CZ03 | cAVVG | New Construction | Interior Lighting | 525854.13 | 0
CZ03 | cAVVG | New Construction | Exterior Lighting | 0 | 0
CZ03 | cAVVG | New Construction | Interior Equipment | 821304.19 | 0
CZ03 | cAVVG | New Construction | Exterior Equipment | 0 | 0
CZ03 | cAVVG | New Construction | Fans | 151632.49 | 0
CZ03 | cAVVG | New Construction | Pumps | 10180.71 | 0
CZ03 | cAVVG | New Construction | Heat Rejection | 0 | 0
CZ03 | cAVVG | New Construction | Humidification | 0 | 0
CZ03 | cAVVG | New Construction | Heat Recovery | 0 | 0
CZ03 | cAVVG | New Construction | Water Systems | 0 | 171096.95
CZ03 | cAVVG | New Construction | Refrigeration | 0 | 0
CZ03 | cAVVG | New Construction | Generators | 0 | 0
CZ03 | cAVVG | New Construction | Total End Uses | 1641920.96 | 848531.2
CZ04 | cAVVG | New Construction | Heating | 0 | 581411.61
CZ04 | cAVVG | New Construction | Cooling | 287206.64 | 0
CZ04 | cAVVG | New Construction | Interior Lighting | 525854.13 | 0
CZ04 | cAVVG | New Construction | Exterior Lighting | 0 | 0
CZ04 | cAVVG | New Construction | Interior Equipment | 821304.19 | 0
CZ04 | cAVVG | New Construction | Exterior Equipment | 0 | 0
CZ04 | cAVVG | New Construction | Fans | 184766.21 | 0
CZ04 | cAVVG | New Construction | Pumps | 14364.98 | 0
CZ04 | cAVVG | New Construction | Heat Rejection | 0 | 0
CZ04 | cAVVG | New Construction | Humidification | 0 | 0
CZ04 | cAVVG | New Construction | Heat Recovery | 0 | 0
CZ04 | cAVVG | New Construction | Water Systems | 0 | 165208.12
CZ04 | cAVVG | New Construction | Refrigeration | 0 | 0
CZ04 | cAVVG | New Construction | Generators | 0 | 0
CZ04 | cAVVG | New Construction | Total End Uses | 1833496.16 | 746619.73
CZ05 | cAVVG | New Construction | Heating | 0 | 627304.61
CZ05 | cAVVG | New Construction | Cooling | 161305.08 | 0
CZ05 | cAVVG | New Construction | Interior Lighting | 525854.13 | 0
CZ05 | cAVVG | New Construction | Exterior Lighting | 0 | 0
CZ05 | cAVVG | New Construction | Interior Equipment | 821304.19 | 0
CZ05 | cAVVG | New Construction | Exterior Equipment | 0 | 0
CZ05 | cAVVG | New Construction | Fans | 153695.8 | 0
CZ05 | cAVVG | New Construction | Pumps | 10498.16 | 0
CZ05 | cAVVG | New Construction | Heat Rejection | 0 | 0
CZ05 | cAVVG | New Construction | Humidification | 0 | 0
CZ05 | cAVVG | New Construction | Heat Recovery | 0 | 0
CZ05 | cAVVG | New Construction | Water Systems | 0 | 171104.29
CZ05 | cAVVG | New Construction | Refrigeration | 0 | 0
CZ05 | cAVVG | New Construction | Generators | 0 | 0
CZ05 | cAVVG | New Construction | Total End Uses | 1672657.37 | 798408.89
CZ06 | cAVVG | New Construction | Heating | 0 | 236280.95
CZ06 | cAVVG | New Construction | Cooling | 322553.91 | 0
CZ06 | cAVVG | New Construction | Interior Lighting | 525854.13 | 0
CZ06 | cAVVG | New Construction | Exterior Lighting | 0 | 0
CZ06 | cAVVG | New Construction | Interior Equipment | 821304.19 | 0
CZ06 | cAVVG | New Construction | Exterior Equipment | 0 | 0
CZ06 | cAVVG | New Construction | Fans | 170397.58 | 0
CZ06 | cAVVG | New Construction | Pumps | 18104.56 | 0
CZ06 | cAVVG | New Construction | Heat Rejection | 0 | 0
CZ06 | cAVVG | New Construction | Humidification | 0 | 0
CZ06 | cAVVG | New Construction | Heat Recovery | 0 | 0
CZ06 | cAVVG | New Construction | Water Systems | 0 | 157637.09
CZ06 | cAVVG | New Construction | Refrigeration | 0 | 0
CZ06 | cAVVG | New Construction | Generators | 0 | 0
CZ06 | cAVVG | New Construction | Total End Uses | 1858214.37 | 393918.05
CZ07 | cAVVG | New Construction | Heating | 0 | 295129
CZ07 | cAVVG | New Construction | Cooling | 393742.87 | 0
CZ07 | cAVVG | New Construction | Interior Lighting | 525854.13 | 0
CZ07 | cAVVG | New Construction | Exterior Lighting | 0 | 0
CZ07 | cAVVG | New Construction | Interior Equipment | 821304.19 | 0
CZ07 | cAVVG | New Construction | Exterior Equipment | 0 | 0
CZ07 | cAVVG | New Construction | Fans | 206037.58 | 0
CZ07 | cAVVG | New Construction | Pumps | 20446.96 | 0
CZ07 | cAVVG | New Construction | Heat Rejection | 0 | 0
CZ07 | cAVVG | New Construction | Humidification | 0 | 0
CZ07 | cAVVG | New Construction | Heat Recovery | 0 | 0
CZ07 | cAVVG | New Construction | Water Systems | 0 | 155695.97
CZ07 | cAVVG | New Construction | Refrigeration | 0 | 0
CZ07 | cAVVG | New Construction | Generators | 0 | 0
CZ07 | cAVVG | New Construction | Total End Uses | 1967385.74 | 450824.97
CZ08 | cAVVG | New Construction | Heating | 0 | 318627.18
CZ08 | cAVVG | New Construction | Cooling | 418048.46 | 0
CZ08 | cAVVG | New Construction | Interior Lighting | 525854.13 | 0
CZ08 | cAVVG | New Construction | Exterior Lighting | 0 | 0
CZ08 | cAVVG | New Construction | Interior Equipment | 821304.19 | 0
CZ08 | cAVVG | New Construction | Exterior Equipment | 0 | 0
CZ08 | cAVVG | New Construction | Fans | 213459.82 | 0
CZ08 | cAVVG | New Construction | Pumps | 17271.49 | 0
CZ08 | cAVVG | New Construction | Heat Rejection | 0 | 0
CZ08 | cAVVG | New Construction | Humidification | 0 | 0
CZ08 | cAVVG | New Construction | Heat Recovery | 0 | 0
CZ08 | cAVVG | New Construction | Water Systems | 0 | 155443.01
CZ08 | cAVVG | New Construction | Refrigeration | 0 | 0
CZ08 | cAVVG | New Construction | Generators | 0 | 0
CZ08 | cAVVG | New Construction | Total End Uses | 1995938.09 | 474070.19
CZ09 | cAVVG | New Construction | Heating | 0 | 283003.62
CZ09 | cAVVG | New Construction | Cooling | 522689.23 | 0
CZ09 | cAVVG | New Construction | Interior Lighting | 525854.13 | 0
CZ09 | cAVVG | New Construction | Exterior Lighting | 0 | 0
CZ09 | cAVVG | New Construction | Interior Equipment | 821304.19 | 0
CZ09 | cAVVG | New Construction | Exterior Equipment | 0 | 0
CZ09 | cAVVG | New Construction | Fans | 234183.49 | 0
CZ09 | cAVVG | New Construction | Pumps | 22416.2 | 0
CZ09 | cAVVG | New Construction | Heat Rejection | 0 | 0
CZ09 | cAVVG | New Construction | Humidification | 0 | 0
CZ09 | cAVVG | New Construction | Heat Recovery | 0 | 0
CZ09 | cAVVG | New Construction | Water Systems | 0 | 153280.05
CZ09 | cAVVG | New Construction | Refrigeration | 0 | 0
CZ09 | cAVVG | New Construction | Generators | 0 | 0
CZ09 | cAVVG | New Construction | Total End Uses | 2126447.24 | 436283.67
CZ10 | cAVVG | New Construction | Heating | 0 | 448463.84
CZ10 | cAVVG | New Construction | Cooling | 576168.74 | 0
CZ10 | cAVVG | New Construction | Interior Lighting | 525854.13 | 0
CZ10 | cAVVG | New Construction | Exterior Lighting | 0 | 0
CZ10 | cAVVG | New Construction | Interior Equipment | 821304.19 | 0
CZ10 | cAVVG | New Construction | Exterior Equipment | 0 | 0
CZ10 | cAVVG | New Construction | Fans | 251386.79 | 0
CZ10 | cAVVG | New Construction | Pumps | 17311.73 | 0
CZ10 | cAVVG | New Construction | Heat Rejection | 0 | 0
CZ10 | cAVVG | New Construction | Humidification | 0 | 0
CZ10 | cAVVG | New Construction | Heat Recovery | 0 | 0
CZ10 | cAVVG | New Construction | Water Systems | 0 | 151995.75
CZ10 | cAVVG | New Construction | Refrigeration | 0 | 0
CZ10 | cAVVG | New Construction | Generators | 0 | 0
CZ10 | cAVVG | New Construction | Total End Uses | 2192025.58 | 600459.6
CZ11 | cAVVG | New Construction | Heating | 0 | 885765.93
CZ11 | cAVVG | New Construction | Cooling | 618772.69 | 0
CZ11 | cAVVG | New Construction | Interior Lighting | 525854.13 | 0
CZ11 | cAVVG | New Construction | Exterior Lighting | 0 | 0
CZ11 | cAVVG | New Construction | Interior Equipment | 821304.19 | 0
CZ11 | cAVVG | New Construction | Exterior Equipment | 0 | 0
CZ11 | cAVVG | New Construction | Fans | 305994.82 | 0
CZ11 | cAVVG | New Construction | Pumps | 14995.51 | 0
CZ11 | cAVVG | New Construction | Heat Rejection | 0 | 0
CZ11 | cAVVG | New Construction | Humidification | 0 | 0
CZ11 | cAVVG | New Construction | Heat Recovery | 0 | 0
CZ11 | cAVVG | New Construction | Water Systems | 0 | 155399.83
CZ11 | cAVVG | New Construction | Refrigeration | 0 | 0
CZ11 | cAVVG | New Construction | Generators | 0 | 0
CZ11 | cAVVG | New Construction | Total End Uses | 2286921.34 | 1041165.76
CZ12 | cAVVG | New Construction | Heating | 0 | 804496.85
CZ12 | cAVVG | New Construction | Cooling | 475018.19 | 0
CZ12 | cAVVG | New Construction | Interior Lighting | 525854.13 | 0
CZ12 | cAVVG | New Construction | Exterior Lighting | 0 | 0
CZ12 | cAVVG | New Construction | Interior Equipment | 821304.19 | 0
CZ12 | cAVVG | New Construction | Exterior Equipment | 0 | 0
CZ12 | cAVVG | New Construction | Fans | 230033.87 | 0
CZ12 | cAVVG | New Construction | Pumps | 15033.54 | 0
CZ12 | cAVVG | New Construction | Heat Rejection | 0 | 0
CZ12 | cAVVG | New Construction | Humidification | 0 | 0
CZ12 | cAVVG | New Construction | Heat Recovery | 0 | 0
CZ12 | cAVVG | New Construction | Water Systems | 0 | 159765.48
CZ12 | cAVVG | New Construction | Refrigeration | 0 | 0
CZ12 | cAVVG | New Construction | Generators | 0 | 0
CZ12 | cAVVG | New Construction | Total End Uses | 2067243.92 | 964262.33
CZ13 | cAVVG | New Construction | Heating | 0 | 667138.08
CZ13 | cAVVG | New Construction | Cooling | 682253.64 | 0
CZ13 | cAVVG | New Construction | Interior Lighting | 525854.13 | 0
CZ13 | cAVVG | New Construction | Exterior Lighting | 0 | 0
CZ13 | cAVVG | New Construction | Interior Equipment | 821304.19 | 0
CZ13 | cAVVG | New Construction | Exterior Equipment | 0 | 0
CZ13 | cAVVG | New Construction | Fans | 307606.62 | 0
CZ13 | cAVVG | New Construction | Pumps | 16983.79 | 0
CZ13 | cAVVG | New Construction | Heat Rejection | 0 | 0
CZ13 | cAVVG | New Construction | Humidification | 0 | 0
CZ13 | cAVVG | New Construction | Heat Recovery | 0 | 0
CZ13 | cAVVG | New Construction | Water Systems | 0 | 150924.69
CZ13 | cAVVG | New Construction | Refrigeration | 0 | 0
CZ13 | cAVVG | New Construction | Generators | 0 | 0
CZ13 | cAVVG | New Construction | Total End Uses | 2354002.38 | 818062.77
CZ14 | cAVVG | New Construction | Heating | 0 | 565733.79
CZ14 | cAVVG | New Construction | Cooling | 873343.23 | 0
CZ14 | cAVVG | New Construction | Interior Lighting | 525854.13 | 0
CZ14 | cAVVG | New Construction | Exterior Lighting | 0 | 0
CZ14 | cAVVG | New Construction | Interior Equipment | 821304.19 | 0
CZ14 | cAVVG | New Construction | Exterior Equipment | 0 | 0
CZ14 | cAVVG | New Construction | Fans | 372786.85 | 0
CZ14 | cAVVG | New Construction | Pumps | 15622.41 | 0
CZ14 | cAVVG | New Construction | Heat Rejection | 0 | 0
CZ14 | cAVVG | New Construction | Humidification | 0 | 0
CZ14 | cAVVG | New Construction | Heat Recovery | 0 | 0
CZ14 | cAVVG | New Construction | Water Systems | 0 | 143292.3
CZ14 | cAVVG | New Construction | Refrigeration | 0 | 0
CZ14 | cAVVG | New Construction | Generators | 0 | 0
CZ14 | cAVVG | New Construction | Total End Uses | 2608910.83 | 709026.1
CZ15 | cAVVG | New Construction | Heating | 0 | 397786.25
CZ15 | cAVVG | New Construction | Cooling | 1391071.08 | 0
CZ15 | cAVVG | New Construction | Interior Lighting | 525854.13 | 0
CZ15 | cAVVG | New Construction | Exterior Lighting | 0 | 0
CZ15 | cAVVG | New Construction | Interior Equipment | 821304.19 | 0
CZ15 | cAVVG | New Construction | Exterior Equipment | 0 | 0
CZ15 | cAVVG | New Construction | Fans | 522262.96 | 0
CZ15 | cAVVG | New Construction | Pumps | 23681.26 | 0
CZ15 | cAVVG | New Construction | Heat Rejection | 0 | 0
CZ15 | cAVVG | New Construction | Humidification | 0 | 0
CZ15 | cAVVG | New Construction | Heat Recovery | 0 | 0
CZ15 | cAVVG | New Construction | Water Systems | 0 | 127295.54
CZ15 | cAVVG | New Construction | Refrigeration | 0 | 0
CZ15 | cAVVG | New Construction | Generators | 0 | 0
CZ15 | cAVVG | New Construction | Total End Uses | 3284173.63 | 525081.79
CZ16 | cAVVG | New Construction | Heating | 0 | 1214945.64
CZ16 | cAVVG | New Construction | Cooling | 552651.38 | 0
CZ16 | cAVVG | New Construction | Interior Lighting | 525854.13 | 0
CZ16 | cAVVG | New Construction | Exterior Lighting | 0 | 0
CZ16 | cAVVG | New Construction | Interior Equipment | 821304.19 | 0
CZ16 | cAVVG | New Construction | Exterior Equipment | 0 | 0
CZ16 | cAVVG | New Construction | Fans | 386792.95 | 0
CZ16 | cAVVG | New Construction | Pumps | 16459.15 | 0
CZ16 | cAVVG | New Construction | Heat Rejection | 0 | 0
CZ16 | cAVVG | New Construction | Humidification | 0 | 0
CZ16 | cAVVG | New Construction | Heat Recovery | 0 | 0
CZ16 | cAVVG | New Construction | Water Systems | 0 | 168878.68
CZ16 | cAVVG | New Construction | Refrigeration | 0 | 0
CZ16 | cAVVG | New Construction | Generators | 0 | 0
CZ16 | cAVVG | New Construction | Total End Uses | 2303061.8 | 1383824.32
CZ01 | cDXGF | Existing | Heating | 0 | 651326.93
CZ01 | cDXGF | Existing | Cooling | 3088.92 | 0
CZ01 | cDXGF | Existing | Interior Lighting | 969345.99 | 0
CZ01 | cDXGF | Existing | Exterior Lighting | 0 | 0
CZ01 | cDXGF | Existing | Interior Equipment | 821304.19 | 0
CZ01 | cDXGF | Existing | Exterior Equipment | 0 | 0
CZ01 | cDXGF | Existing | Fans | 1217851.13 | 0
CZ01 | cDXGF | Existing | Pumps | 0 | 0
CZ01 | cDXGF | Existing | Heat Rejection | 0 | 0
CZ01 | cDXGF | Existing | Humidification | 0 | 0
CZ01 | cDXGF | Existing | Heat Recovery | 0 | 0
CZ01 | cDXGF | Existing | Water Systems | 0 | 186793.83
CZ01 | cDXGF | Existing | Refrigeration | 0 | 0
CZ01 | cDXGF | Existing | Generators | 0 | 0
CZ01 | cDXGF | Existing | Total End Uses | 3011590.23 | 838120.77
CZ02 | cDXGF | Existing | Heating | 0 | 429260.9
CZ02 | cDXGF | Existing | Cooling | 229438.67 | 0
CZ02 | cDXGF | Existing | Interior Lighting | 969345.99 | 0
CZ02 | cDXGF | Existing | Exterior Lighting | 0 | 0
CZ02 | cDXGF | Existing | Interior Equipment | 821304.19 | 0
CZ02 | cDXGF | Existing | Exterior Equipment | 0 | 0
CZ02 | cDXGF | Existing | Fans | 1307297.63 | 0
CZ02 | cDXGF | Existing | Pumps | 0 | 0
CZ02 | cDXGF | Existing | Heat Rejection | 0 | 0
CZ02 | cDXGF | Existing | Humidification | 0 | 0
CZ02 | cDXGF | Existing | Heat Recovery | 0 | 0
CZ02 | cDXGF | Existing | Water Systems | 0 | 171751.82
CZ02 | cDXGF | Existing | Refrigeration | 0 | 0
CZ02 | cDXGF | Existing | Generators | 0 | 0
CZ02 | cDXGF | Existing | Total End Uses | 3327386.48 | 601012.72
CZ03 | cDXGF | Existing | Heating | 0 | 252808.83
CZ03 | cDXGF | Existing | Cooling | 107509.26 | 0
CZ03 | cDXGF | Existing | Interior Lighting | 969345.99 | 0
CZ03 | cDXGF | Existing | Exterior Lighting | 0 | 0
CZ03 | cDXGF | Existing | Interior Equipment | 821304.19 | 0
CZ03 | cDXGF | Existing | Exterior Equipment | 0 | 0
CZ03 | cDXGF | Existing | Fans | 1278765.22 | 0
CZ03 | cDXGF | Existing | Pumps | 0 | 0
CZ03 | cDXGF | Existing | Heat Rejection | 0 | 0
CZ03 | cDXGF | Existing | Humidification | 0 | 0
CZ03 | cDXGF | Existing | Heat Recovery | 0 | 0
CZ03 | cDXGF | Existing | Water Systems | 0 | 171089.77
CZ03 | cDXGF | Existing | Refrigeration | 0 | 0
CZ03 | cDXGF | Existing | Generators | 0 | 0
CZ03 | cDXGF | Existing | Total End Uses | 3176924.67 | 423898.59
CZ04 | cDXGF | Existing | Heating | 0 | 220246.26
CZ04 | cDXGF | Existing | Cooling | 294307.12 | 0
CZ04 | cDXGF | Existing | Interior Lighting | 969345.99 | 0
CZ04 | cDXGF | Existing | Exterior Lighting | 0 | 0
CZ04 | cDXGF | Existing | Interior Equipment | 821304.19 | 0
CZ04 | cDXGF | Existing | Exterior Equipment | 0 | 0
CZ04 | cDXGF | Existing | Fans | 1302731.32 | 0
CZ04 | cDXGF | Existing | Pumps | 0 | 0
CZ04 | cDXGF | Existing | Heat Rejection | 0 | 0
CZ04 | cDXGF | Existing | Humidification | 0 | 0
CZ04 | cDXGF | Existing | Heat Recovery | 0 | 0
CZ04 | cDXGF | Existing | Water Systems | 0 | 165260.96
CZ04 | cDXGF | Existing | Refrigeration | 0 | 0
CZ04 | cDXGF | Existing | Generators | 0 | 0
CZ04 | cDXGF | Existing | Total End Uses | 3387688.62 | 385507.22
CZ05 | cDXGF | Existing | Heating | 0 | 236515.87
CZ05 | cDXGF | Existing | Cooling | 151939.01 | 0
CZ05 | cDXGF | Existing | Interior Lighting | 969345.99 | 0
CZ05 | cDXGF | Existing | Exterior Lighting | 0 | 0
CZ05 | cDXGF | Existing | Interior Equipment | 821304.19 | 0
CZ05 | cDXGF | Existing | Exterior Equipment | 0 | 0
CZ05 | cDXGF | Existing | Fans | 1284689.79 | 0
CZ05 | cDXGF | Existing | Pumps | 0 | 0
CZ05 | cDXGF | Existing | Heat Rejection | 0 | 0
CZ05 | cDXGF | Existing | Humidification | 0 | 0
CZ05 | cDXGF | Existing | Heat Recovery | 0 | 0
CZ05 | cDXGF | Existing | Water Systems | 0 | 171096.57
CZ05 | cDXGF | Existing | Refrigeration | 0 | 0
CZ05 | cDXGF | Existing | Generators | 0 | 0
CZ05 | cDXGF | Existing | Total End Uses | 3227278.98 | 407612.44
CZ06 | cDXGF | Existing | Heating | 0 | 49910.58
CZ06 | cDXGF | Existing | Cooling | 275843.34 | 0
CZ06 | cDXGF | Existing | Interior Lighting | 969345.99 | 0
CZ06 | cDXGF | Existing | Exterior Lighting | 0 | 0
CZ06 | cDXGF | Existing | Interior Equipment | 821304.19 | 0
CZ06 | cDXGF | Existing | Exterior Equipment | 0 | 0
CZ06 | cDXGF | Existing | Fans | 1260150.14 | 0
CZ06 | cDXGF | Existing | Pumps | 0 | 0
CZ06 | cDXGF | Existing | Heat Rejection | 0 | 0
CZ06 | cDXGF | Existing | Humidification | 0 | 0
CZ06 | cDXGF | Existing | Heat Recovery | 0 | 0
CZ06 | cDXGF | Existing | Water Systems | 0 | 157712.59
CZ06 | cDXGF | Existing | Refrigeration | 0 | 0
CZ06 | cDXGF | Existing | Generators | 0 | 0
CZ06 | cDXGF | Existing | Total End Uses | 3326643.66 | 207623.17
CZ07 | cDXGF | Existing | Heating | 0 | 46215.12
CZ07 | cDXGF | Existing | Cooling | 353380.18 | 0
CZ07 | cDXGF | Existing | Interior Lighting | 969345.99 | 0
CZ07 | cDXGF | Existing | Exterior Lighting | 0 | 0
CZ07 | cDXGF | Existing | Interior Equipment | 821304.19 | 0
CZ07 | cDXGF | Existing | Exterior Equipment | 0 | 0
CZ07 | cDXGF | Existing | Fans | 1251379.98 | 0
CZ07 | cDXGF | Existing | Pumps | 0 | 0
CZ07 | cDXGF | Existing | Heat Rejection | 0 | 0
CZ07 | cDXGF | Existing | Humidification | 0 | 0
CZ07 | cDXGF | Existing | Heat Recovery | 0 | 0
CZ07 | cDXGF | Existing | Water Systems | 0 | 155709.3
CZ07 | cDXGF | Existing | Refrigeration | 0 | 0
CZ07 | cDXGF | Existing | Generators | 0 | 0
CZ07 | cDXGF | Existing | Total End Uses | 3395410.34 | 201924.42
CZ08 | cDXGF | Existing | Heating | 0 | 76476.78
CZ08 | cDXGF | Existing | Cooling | 428031.72 | 0
CZ08 | cDXGF | Existing | Interior Lighting | 969345.99 | 0
CZ08 | cDXGF | Existing | Exterior Lighting | 0 | 0
CZ08 | cDXGF | Existing | Interior Equipment | 821304.19 | 0
CZ08 | cDXGF | Existing | Exterior Equipment | 0 | 0
CZ08 | cDXGF | Existing | Fans | 1295798.6 | 0
CZ08 | cDXGF | Existing | Pumps | 0 | 0
CZ08 | cDXGF | Existing | Heat Rejection | 0 | 0
CZ08 | cDXGF | Existing | Humidification | 0 | 0
CZ08 | cDXGF | Existing | Heat Recovery | 0 | 0
CZ08 | cDXGF | Existing | Water Systems | 0 | 155487.7
CZ08 | cDXGF | Existing | Refrigeration | 0 | 0
CZ08 | cDXGF | Existing | Generators | 0 | 0
CZ08 | cDXGF | Existing | Total End Uses | 3514480.5 | 231964.48
CZ09 | cDXGF | Existing | Heating | 0 | 66158.1
CZ09 | cDXGF | Existing | Cooling | 520103.53 | 0
CZ09 | cDXGF | Existing | Interior Lighting | 969345.99 | 0
CZ09 | cDXGF | Existing | Exterior Lighting | 0 | 0
CZ09 | cDXGF | Existing | Interior Equipment | 821304.19 | 0
CZ09 | cDXGF | Existing | Exterior Equipment | 0 | 0
CZ09 | cDXGF | Existing | Fans | 1311809.24 | 0
CZ09 | cDXGF | Existing | Pumps | 0 | 0
CZ09 | cDXGF | Existing | Heat Rejection | 0 | 0
CZ09 | cDXGF | Existing | Humidification | 0 | 0
CZ09 | cDXGF | Existing | Heat Recovery | 0 | 0
CZ09 | cDXGF | Existing | Water Systems | 0 | 153349.3
CZ09 | cDXGF | Existing | Refrigeration | 0 | 0
CZ09 | cDXGF | Existing | Generators | 0 | 0
CZ09 | cDXGF | Existing | Total End Uses | 3622562.95 | 219507.39
CZ10 | cDXGF | Existing | Heating | 0 | 150574.9
CZ10 | cDXGF | Existing | Cooling | 645901.56 | 0
CZ10 | cDXGF | Existing | Interior Lighting | 969345.99 | 0
CZ10 | cDXGF | Existing | Exterior Lighting | 0 | 0
CZ10 | cDXGF | Existing | Interior Equipment | 821304.19 | 0
CZ10 | cDXGF | Existing | Exterior Equipment | 0 | 0
CZ10 | cDXGF | Existing | Fans | 1329538.55 | 0
CZ10 | cDXGF | Existing | Pumps | 0 | 0
CZ10 | cDXGF | Existing | Heat Rejection | 0 | 0
CZ10 | cDXGF | Existing | Humidification | 0 | 0
CZ10 | cDXGF | Existing | Heat Recovery | 0 | 0
CZ10 | cDXGF | Existing | Water Systems | 0 | 152132.34
CZ10 | cDXGF | Existing | Refrigeration | 0 | 0
CZ10 | cDXGF | Existing | Generators | 0 | 0
CZ10 | cDXGF | Existing | Total End Uses | 3766090.29 | 302707.23
CZ11 | cDXGF | Existing | Heating | 0 | 421099.34
CZ11 | cDXGF | Existing | Cooling | 683069.2 | 0
CZ11 | cDXGF | Existing | Interior Lighting | 969345.99 | 0
CZ11 | cDXGF | Existing | Exterior Lighting | 0 | 0
CZ11 | cDXGF | Existing | Interior Equipment | 821304.19 | 0
CZ11 | cDXGF | Existing | Exterior Equipment | 0 | 0
CZ11 | cDXGF | Existing | Fans | 1409126.46 | 0
CZ11 | cDXGF | Existing | Pumps | 0 | 0
CZ11 | cDXGF | Existing | Heat Rejection | 0 | 0
CZ11 | cDXGF | Existing | Humidification | 0 | 0
CZ11 | cDXGF | Existing | Heat Recovery | 0 | 0
CZ11 | cDXGF | Existing | Water Systems | 0 | 155499.12
CZ11 | cDXGF | Existing | Refrigeration | 0 | 0
CZ11 | cDXGF | Existing | Generators | 0 | 0
CZ11 | cDXGF | Existing | Total End Uses | 3882845.84 | 576598.46
CZ12 | cDXGF | Existing | Heating | 0 | 400064.1
CZ12 | cDXGF | Existing | Cooling | 549702.65 | 0
CZ12 | cDXGF | Existing | Interior Lighting | 969345.99 | 0
CZ12 | cDXGF | Existing | Exterior Lighting | 0 | 0
CZ12 | cDXGF | Existing | Interior Equipment | 821304.19 | 0
CZ12 | cDXGF | Existing | Exterior Equipment | 0 | 0
CZ12 | cDXGF | Existing | Fans | 1327197.66 | 0
CZ12 | cDXGF | Existing | Pumps | 0 | 0
CZ12 | cDXGF | Existing | Heat Rejection | 0 | 0
CZ12 | cDXGF | Existing | Humidification | 0 | 0
CZ12 | cDXGF | Existing | Heat Recovery | 0 | 0
CZ12 | cDXGF | Existing | Water Systems | 0 | 159840.78
CZ12 | cDXGF | Existing | Refrigeration | 0 | 0
CZ12 | cDXGF | Existing | Generators | 0 | 0
CZ12 | cDXGF | Existing | Total End Uses | 3667550.5 | 559904.88
CZ13 | cDXGF | Existing | Heating | 0 | 313957.84
CZ13 | cDXGF | Existing | Cooling | 777093.71 | 0
CZ13 | cDXGF | Existing | Interior Lighting | 969345.99 | 0
CZ13 | cDXGF | Existing | Exterior Lighting | 0 | 0
CZ13 | cDXGF | Existing | Interior Equipment | 821304.19 | 0
CZ13 | cDXGF | Existing | Exterior Equipment | 0 | 0
CZ13 | cDXGF | Existing | Fans | 1390282.05 | 0
CZ13 | cDXGF | Existing | Pumps | 0 | 0
CZ13 | cDXGF | Existing | Heat Rejection | 0 | 0
CZ13 | cDXGF | Existing | Humidification | 0 | 0
CZ13 | cDXGF | Existing | Heat Recovery | 0 | 0
CZ13 | cDXGF | Existing | Water Systems | 0 | 151002.07
CZ13 | cDXGF | Existing | Refrigeration | 0 | 0
CZ13 | cDXGF | Existing | Generators | 0 | 0
CZ13 | cDXGF | Existing | Total End Uses | 3958025.93 | 464959.91
CZ14 | cDXGF | Existing | Heating | 0 | 215207.85
CZ14 | cDXGF | Existing | Cooling | 983640.97 | 0
CZ14 | cDXGF | Existing | Interior Lighting | 969345.99 | 0
CZ14 | cDXGF | Existing | Exterior Lighting | 0 | 0
CZ14 | cDXGF | Existing | Interior Equipment | 821304.19 | 0
CZ14 | cDXGF | Existing | Exterior Equipment | 0 | 0
CZ14 | cDXGF | Existing | Fans | 1520340.18 | 0
CZ14 | cDXGF | Existing | Pumps | 0 | 0
CZ14 | cDXGF | Existing | Heat Rejection | 0 | 0
CZ14 | cDXGF | Existing | Humidification | 0 | 0
CZ14 | cDXGF | Existing | Heat Recovery | 0 | 0
CZ14 | cDXGF | Existing | Water Systems | 0 | 143398.83
CZ14 | cDXGF | Existing | Refrigeration | 0 | 0
CZ14 | cDXGF | Existing | Generators | 0 | 0
CZ14 | cDXGF | Existing | Total End Uses | 4294631.33 | 358606.68
CZ15 | cDXGF | Existing | Heating | 0 | 45137.61
CZ15 | cDXGF | Existing | Cooling | 1393068.54 | 0
CZ15 | cDXGF | Existing | Interior Lighting | 969345.99 | 0
CZ15 | cDXGF | Existing | Exterior Lighting | 0 | 0
CZ15 | cDXGF | Existing | Interior Equipment | 821304.19 | 0
CZ15 | cDXGF | Existing | Exterior Equipment | 0 | 0
CZ15 | cDXGF | Existing | Fans | 1499767.93 | 0
CZ15 | cDXGF | Existing | Pumps | 0 | 0
CZ15 | cDXGF | Existing | Heat Rejection | 0 | 0
CZ15 | cDXGF | Existing | Humidification | 0 | 0
CZ15 | cDXGF | Existing | Heat Recovery | 0 | 0
CZ15 | cDXGF | Existing | Water Systems | 0 | 127454.28
CZ15 | cDXGF | Existing | Refrigeration | 0 | 0
CZ15 | cDXGF | Existing | Generators | 0 | 0
CZ15 | cDXGF | Existing | Total End Uses | 4683486.65 | 172591.89
CZ16 | cDXGF | Existing | Heating | 0 | 693937.39
CZ16 | cDXGF | Existing | Cooling | 620799.34 | 0
CZ16 | cDXGF | Existing | Interior Lighting | 969345.99 | 0
CZ16 | cDXGF | Existing | Exterior Lighting | 0 | 0
CZ16 | cDXGF | Existing | Interior Equipment | 821304.19 | 0
CZ16 | cDXGF | Existing | Exterior Equipment | 0 | 0
CZ16 | cDXGF | Existing | Fans | 1510168.35 | 0
CZ16 | cDXGF | Existing | Pumps | 0 | 0
CZ16 | cDXGF | Existing | Heat Rejection | 0 | 0
CZ16 | cDXGF | Existing | Humidification | 0 | 0
CZ16 | cDXGF | Existing | Heat Recovery | 0 | 0
CZ16 | cDXGF | Existing | Water Systems | 0 | 168946.42
CZ16 | cDXGF | Existing | Refrigeration | 0 | 0
CZ16 | cDXGF | Existing | Generators | 0 | 0
CZ16 | cDXGF | Existing | Total End Uses | 3921617.87 | 862883.81
CZ01 | cDXGF | New Construction | Heating | 0 | 540548.17
CZ01 | cDXGF | New Construction | Cooling | 1986.07 | 0
CZ01 | cDXGF | New Construction | Interior Lighting | 525854.13 | 0
CZ01 | cDXGF | New Construction | Exterior Lighting | 0 | 0
CZ01 | cDXGF | New Construction | Interior Equipment | 821304.19 | 0
CZ01 | cDXGF | New Construction | Exterior Equipment | 0 | 0
CZ01 | cDXGF | New Construction | Fans | 968635.49 | 0
CZ01 | cDXGF | New Construction | Pumps | 0 | 0
CZ01 | cDXGF | New Construction | Heat Rejection | 0 | 0
CZ01 | cDXGF | New Construction | Humidification | 0 | 0
CZ01 | cDXGF | New Construction | Heat Recovery | 0 | 0
CZ01 | cDXGF | New Construction | Water Systems | 0 | 186792.26
CZ01 | cDXGF | New Construction | Refrigeration | 0 | 0
CZ01 | cDXGF | New Construction | Generators | 0 | 0
CZ01 | cDXGF | New Construction | Total End Uses | 2317779.89 | 727340.43
CZ02 | cDXGF | New Construction | Heating | 0 | 346795
CZ02 | cDXGF | New Construction | Cooling | 165903.76 | 0
CZ02 | cDXGF | New Construction | Interior Lighting | 525854.13 | 0
CZ02 | cDXGF | New Construction | Exterior Lighting | 0 | 0
CZ02 | cDXGF | New Construction | Interior Equipment | 821304.19 | 0
CZ02 | cDXGF | New Construction | Exterior Equipment | 0 | 0
CZ02 | cDXGF | New Construction | Fans | 976472.21 | 0
CZ02 | cDXGF | New Construction | Pumps | 0 | 0
CZ02 | cDXGF | New Construction | Heat Rejection | 0 | 0
CZ02 | cDXGF | New Construction | Humidification | 0 | 0
CZ02 | cDXGF | New Construction | Heat Recovery | 0 | 0
CZ02 | cDXGF | New Construction | Water Systems | 0 | 171766.33
CZ02 | cDXGF | New Construction | Refrigeration | 0 | 0
CZ02 | cDXGF | New Construction | Generators | 0 | 0
CZ02 | cDXGF | New Construction | Total End Uses | 2489534.29 | 518561.33
CZ03 | cDXGF | New Construction | Heating | 0 | 228342.32
CZ03 | cDXGF | New Construction | Cooling | 75531.61 | 0
CZ03 | cDXGF | New Construction | Interior Lighting | 525854.13 | 0
CZ03 | cDXGF | New Construction | Exterior Lighting | 0 | 0
CZ03 | cDXGF | New Construction | Interior Equipment | 821304.19 | 0
CZ03 | cDXGF | New Construction | Exterior Equipment | 0 | 0
CZ03 | cDXGF | New Construction | Fans | 964182.93 | 0
CZ03 | cDXGF | New Construction | Pumps | 0 | 0
CZ03 | cDXGF | New Construction | Heat Rejection | 0 | 0
CZ03 | cDXGF | New Construction | Humidification | 0 | 0
CZ03 | cDXGF | New Construction | Heat Recovery | 0 | 0
CZ03 | cDXGF | New Construction | Water Systems | 0 | 171102.47
CZ03 | cDXGF | New Construction | Refrigeration | 0 | 0
CZ03 | cDXGF | New Construction | Generators | 0 | 0
CZ03 | cDXGF | New Construction | Total End Uses | 2386872.87 | 399444.8
CZ04 | cDXGF | New Construction | Heating | 0 | 184824.25
CZ04 | cDXGF | New Construction | Cooling | 211235.85 | 0
CZ04 | cDXGF | New Construction | Interior Lighting | 525854.13 | 0
CZ04 | cDXGF | New Construction | Exterior Lighting | 0 | 0
CZ04 | cDXGF | New Construction | Interior Equipment | 821304.19 | 0
CZ04 | cDXGF | New Construction | Exterior Equipment | 0 | 0
CZ04 | cDXGF | New Construction | Fans | 950198.89 | 0
CZ04 | cDXGF | New Construction | Pumps | 0 | 0
CZ04 | cDXGF | New Construction | Heat Rejection | 0 | 0
CZ04 | cDXGF | New Construction | Humidification | 0 | 0
CZ04 | cDXGF | New Construction | Heat Recovery | 0 | 0
CZ04 | cDXGF | New Construction | Water Systems | 0 | 165250.37
CZ04 | cDXGF | New Construction | Refrigeration | 0 | 0
CZ04 | cDXGF | New Construction | Generators | 0 | 0
CZ04 | cDXGF | New Construction | Total End Uses | 2508593.07 | 350074.61
CZ05 | cDXGF | New Construction | Heating | 0 | 183849.48
CZ05 | cDXGF | New Construction | Cooling | 104603.29 | 0
CZ05 | cDXGF | New Construction | Interior Lighting | 525854.13 | 0
CZ05 | cDXGF | New Construction | Exterior Lighting | 0 | 0
CZ05 | cDXGF | New Construction | Interior Equipment | 821304.19 | 0
CZ05 | cDXGF | New Construction | Exterior Equipment | 0 | 0
CZ05 | cDXGF | New Construction | Fans | 969594.25 | 0
CZ05 | cDXGF | New Construction | Pumps | 0 | 0
CZ05 | cDXGF | New Construction | Heat Rejection | 0 | 0
CZ05 | cDXGF | New Construction | Humidification | 0 | 0
CZ05 | cDXGF | New Construction | Heat Recovery | 0 | 0
CZ05 | cDXGF | New Construction | Water Systems | 0 | 171086.6
CZ05 | cDXGF | New Construction | Refrigeration | 0 | 0
CZ05 | cDXGF | New Construction | Generators | 0 | 0
CZ05 | cDXGF | New Construction | Total End Uses | 2421355.86 | 354936.08
CZ06 | cDXGF | New Construction | Heating | 0 | 34502.4
CZ06 | cDXGF | New Construction | Cooling | 190613.81 | 0
CZ06 | cDXGF | New Construction | Interior Lighting | 525854.13 | 0
CZ06 | cDXGF | New Construction | Exterior Lighting | 0 | 0
CZ06 | cDXGF | New Construction | Interior Equipment | 821304.19 | 0
CZ06 | cDXGF | New Construction | Exterior Equipment | 0 | 0
CZ06 | cDXGF | New Construction | Fans | 952344.85 | 0
CZ06 | cDXGF | New Construction | Pumps | 0 | 0
CZ06 | cDXGF | New Construction | Heat Rejection | 0 | 0
CZ06 | cDXGF | New Construction | Humidification | 0 | 0
CZ06 | cDXGF | New Construction | Heat Recovery | 0 | 0
CZ06 | cDXGF | New Construction | Water Systems | 0 | 157649.17
CZ06 | cDXGF | New Construction | Refrigeration | 0 | 0
CZ06 | cDXGF | New Construction | Generators | 0 | 0
CZ06 | cDXGF | New Construction | Total End Uses | 2490116.99 | 192151.57
CZ07 | cDXGF | New Construction | Heating | 0 | 31596.95
CZ07 | cDXGF | New Construction | Cooling | 250753.7 | 0
CZ07 | cDXGF | New Construction | Interior Lighting | 525854.13 | 0
CZ07 | cDXGF | New Construction | Exterior Lighting | 0 | 0
CZ07 | cDXGF | New Construction | Interior Equipment | 821304.19 | 0
CZ07 | cDXGF | New Construction | Exterior Equipment | 0 | 0
CZ07 | cDXGF | New Construction | Fans | 947083.91 | 0
CZ07 | cDXGF | New Construction | Pumps | 0 | 0
CZ07 | cDXGF | New Construction | Heat Rejection | 0 | 0
CZ07 | cDXGF | New Construction | Humidification | 0 | 0
CZ07 | cDXGF | New Construction | Heat Recovery | 0 | 0
CZ07 | cDXGF | New Construction | Water Systems | 0 | 155674.77
CZ07 | cDXGF | New Construction | Refrigeration | 0 | 0
CZ07 | cDXGF | New Construction | Generators | 0 | 0
CZ07 | cDXGF | New Construction | Total End Uses | 2544995.94 | 187271.72
CZ08 | cDXGF | New Construction | Heating | 0 | 52421.96
CZ08 | cDXGF | New Construction | Cooling | 304194.69 | 0
CZ08 | cDXGF | New Construction | Interior Lighting | 525854.13 | 0
CZ08 | cDXGF | New Construction | Exterior Lighting | 0 | 0
CZ08 | cDXGF | New Construction | Interior Equipment | 821304.19 | 0
CZ08 | cDXGF | New Construction | Exterior Equipment | 0 | 0
CZ08 | cDXGF | New Construction | Fans | 945936.05 | 0
CZ08 | cDXGF | New Construction | Pumps | 0 | 0
CZ08 | cDXGF | New Construction | Heat Rejection | 0 | 0
CZ08 | cDXGF | New Construction | Humidification | 0 | 0
CZ08 | cDXGF | New Construction | Heat Recovery | 0 | 0
CZ08 | cDXGF | New Construction | Water Systems | 0 | 155420.06
CZ08 | cDXGF | New Construction | Refrigeration | 0 | 0
CZ08 | cDXGF | New Construction | Generators | 0 | 0
CZ08 | cDXGF | New Construction | Total End Uses | 2597289.06 | 207842.02
CZ09 | cDXGF | New Construction | Heating | 0 | 40976.1
CZ09 | cDXGF | New Construction | Cooling | 364873.25 | 0
CZ09 | cDXGF | New Construction | Interior Lighting | 525854.13 | 0
CZ09 | cDXGF | New Construction | Exterior Lighting | 0 | 0
CZ09 | cDXGF | New Construction | Interior Equipment | 821304.19 | 0
CZ09 | cDXGF | New Construction | Exterior Equipment | 0 | 0
CZ09 | cDXGF | New Construction | Fans | 951674.37 | 0
CZ09 | cDXGF | New Construction | Pumps | 0 | 0
CZ09 | cDXGF | New Construction | Heat Rejection | 0 | 0
CZ09 | cDXGF | New Construction | Humidification | 0 | 0
CZ09 | cDXGF | New Construction | Heat Recovery | 0 | 0
CZ09 | cDXGF | New Construction | Water Systems | 0 | 153242.7
CZ09 | cDXGF | New Construction | Refrigeration | 0 | 0
CZ09 | cDXGF | New Construction | Generators | 0 | 0
CZ09 | cDXGF | New Construction | Total End Uses | 2663705.95 | 194218.8
CZ10 | cDXGF | New Construction | Heating | 0 | 123347.77
CZ10 | cDXGF | New Construction | Cooling | 479429.39 | 0
CZ10 | cDXGF | New Construction | Interior Lighting | 525854.13 | 0
CZ10 | cDXGF | New Construction | Exterior Lighting | 0 | 0
CZ10 | cDXGF | New Construction | Interior Equipment | 821304.19 | 0
CZ10 | cDXGF | New Construction | Exterior Equipment | 0 | 0
CZ10 | cDXGF | New Construction | Fans | 959567.35 | 0
CZ10 | cDXGF | New Construction | Pumps | 0 | 0
CZ10 | cDXGF | New Construction | Heat Rejection | 0 | 0
CZ10 | cDXGF | New Construction | Humidification | 0 | 0
CZ10 | cDXGF | New Construction | Heat Recovery | 0 | 0
CZ10 | cDXGF | New Construction | Water Systems | 0 | 152027.35
CZ10 | cDXGF | New Construction | Refrigeration | 0 | 0
CZ10 | cDXGF | New Construction | Generators | 0 | 0
CZ10 | cDXGF | New Construction | Total End Uses | 2786155.06 | 275375.12
CZ11 | cDXGF | New Construction | Heating | 0 | 377908.7
CZ11 | cDXGF | New Construction | Cooling | 502493.21 | 0
CZ11 | cDXGF | New Construction | Interior Lighting | 525854.13 | 0
CZ11 | cDXGF | New Construction | Exterior Lighting | 0 | 0
CZ11 | cDXGF | New Construction | Interior Equipment | 821304.19 | 0
CZ11 | cDXGF | New Construction | Exterior Equipment | 0 | 0
CZ11 | cDXGF | New Construction | Fans | 948495.85 | 0
CZ11 | cDXGF | New Construction | Pumps | 0 | 0
CZ11 | cDXGF | New Construction | Heat Rejection | 0 | 0
CZ11 | cDXGF | New Construction | Humidification | 0 | 0
CZ11 | cDXGF | New Construction | Heat Recovery | 0 | 0
CZ11 | cDXGF | New Construction | Water Systems | 0 | 155425.64
CZ11 | cDXGF | New Construction | Refrigeration | 0 | 0
CZ11 | cDXGF | New Construction | Generators | 0 | 0
CZ11 | cDXGF | New Construction | Total End Uses | 2798147.38 | 533334.34
CZ12 | cDXGF | New Construction | Heating | 0 | 337581.57
CZ12 | cDXGF | New Construction | Cooling | 408090.46 | 0
CZ12 | cDXGF | New Construction | Interior Lighting | 525854.13 | 0
CZ12 | cDXGF | New Construction | Exterior Lighting | 0 | 0
CZ12 | cDXGF | New Construction | Interior Equipment | 821304.19 | 0
CZ12 | cDXGF | New Construction | Exterior Equipment | 0 | 0
CZ12 | cDXGF | New Construction | Fans | 969314.19 | 0
CZ12 | cDXGF | New Construction | Pumps | 0 | 0
CZ12 | cDXGF | New Construction | Heat Rejection | 0 | 0
CZ12 | cDXGF | New Construction | Humidification | 0 | 0
CZ12 | cDXGF | New Construction | Heat Recovery | 0 | 0
CZ12 | cDXGF | New Construction | Water Systems | 0 | 159781.29
CZ12 | cDXGF | New Construction | Refrigeration | 0 | 0
CZ12 | cDXGF | New Construction | Generators | 0 | 0
CZ12 | cDXGF | New Construction | Total End Uses | 2724562.98 | 497362.86
CZ13 | cDXGF | New Construction | Heating | 0 | 291307.83
CZ13 | cDXGF | New Construction | Cooling | 572373.31 | 0
CZ13 | cDXGF | New Construction | Interior Lighting | 525854.13 | 0
CZ13 | cDXGF | New Construction | Exterior Lighting | 0 | 0
CZ13 | cDXGF | New Construction | Interior Equipment | 821304.19 | 0
CZ13 | cDXGF | New Construction | Exterior Equipment | 0 | 0
CZ13 | cDXGF | New Construction | Fans | 948623.65 | 0
CZ13 | cDXGF | New Construction | Pumps | 0 | 0
CZ13 | cDXGF | New Construction | Heat Rejection | 0 | 0
CZ13 | cDXGF | New Construction | Humidification | 0 | 0
CZ13 | cDXGF | New Construction | Heat Recovery | 0 | 0
CZ13 | cDXGF | New Construction | Water Systems | 0 | 150873.85
CZ13 | cDXGF | New Construction | Refrigeration | 0 | 0
CZ13 | cDXGF | New Construction | Generators | 0 | 0
CZ13 | cDXGF | New Construction | Total End Uses | 2868155.28 | 442181.68
CZ14 | cDXGF | New Construction | Heating | 0 | 205965.05
CZ14 | cDXGF | New Construction | Cooling | 721282.48 | 0
CZ14 | cDXGF | New Construction | Interior Lighting | 525854.13 | 0
CZ14 | cDXGF | New Construction | Exterior Lighting | 0 | 0
CZ14 | cDXGF | New Construction | Interior Equipment | 821304.19 | 0
CZ14 | cDXGF | New Construction | Exterior Equipment | 0 | 0
CZ14 | cDXGF | New Construction | Fans | 952146.13 | 0
CZ14 | cDXGF | New Construction | Pumps | 0 | 0
CZ14 | cDXGF | New Construction | Heat Rejection | 0 | 0
CZ14 | cDXGF | New Construction | Humidification | 0 | 0
CZ14 | cDXGF | New Construction | Heat Recovery | 0 | 0
CZ14 | cDXGF | New Construction | Water Systems | 0 | 143221.8
CZ14 | cDXGF | New Construction | Refrigeration | 0 | 0
CZ14 | cDXGF | New Construction | Generators | 0 | 0
CZ14 | cDXGF | New Construction | Total End Uses | 3020586.93 | 349186.85
CZ15 | cDXGF | New Construction | Heating | 0 | 44117.94
CZ15 | cDXGF | New Construction | Cooling | 1017931.81 | 0
CZ15 | cDXGF | New Construction | Interior Lighting | 525854.13 | 0
CZ15 | cDXGF | New Construction | Exterior Lighting | 0 | 0
CZ15 | cDXGF | New Construction | Interior Equipment | 821304.19 | 0
CZ15 | cDXGF | New Construction | Exterior Equipment | 0 | 0
CZ15 | cDXGF | New Construction | Fans | 862975.57 | 0
CZ15 | cDXGF | New Construction | Pumps | 0 | 0
CZ15 | cDXGF | New Construction | Heat Rejection | 0 | 0
CZ15 | cDXGF | New Construction | Humidification | 0 | 0
CZ15 | cDXGF | New Construction | Heat Recovery | 0 | 0
CZ15 | cDXGF | New Construction | Water Systems | 0 | 127254.13
CZ15 | cDXGF | New Construction | Refrigeration | 0 | 0
CZ15 | cDXGF | New Construction | Generators | 0 | 0
CZ15 | cDXGF | New Construction | Total End Uses | 3228065.7 | 171372.07
CZ16 | cDXGF | New Construction | Heating | 0 | 560217.72
CZ16 | cDXGF | New Construction | Cooling | 469672.74 | 0
CZ16 | cDXGF | New Construction | Interior Lighting | 525854.13 | 0
CZ16 | cDXGF | New Construction | Exterior Lighting | 0 | 0
CZ16 | cDXGF | New Construction | Interior Equipment | 821304.19 | 0
CZ16 | cDXGF | New Construction | Exterior Equipment | 0 | 0
CZ16 | cDXGF | New Construction | Fans | 1114880.86 | 0
CZ16 | cDXGF | New Construction | Pumps | 0 | 0
CZ16 | cDXGF | New Construction | Heat Rejection | 0 | 0
CZ16 | cDXGF | New Construction | Humidification | 0 | 0
CZ16 | cDXGF | New Construction | Heat Recovery | 0 | 0
CZ16 | cDXGF | New Construction | Water Systems | 0 | 168862.22
CZ16 | cDXGF | New Construction | Refrigeration | 0 | 0
CZ16 | cDXGF | New Construction | Generators | 0 | 0
CZ16 | cDXGF | New Construction | Total End Uses | 2931711.93 | 729079.93
CZ01 | cDXHP | Existing | Heating | 160795.19 | 0
CZ01 | cDXHP | Existing | Cooling | 2968.15 | 0
CZ01 | cDXHP | Existing | Interior Lighting | 969345.99 | 0
CZ01 | cDXHP | Existing | Exterior Lighting | 0 | 0
CZ01 | cDXHP | Existing | Interior Equipment | 821304.19 | 0
CZ01 | cDXHP | Existing | Exterior Equipment | 0 | 0
CZ01 | cDXHP | Existing | Fans | 1217851.13 | 0
CZ01 | cDXHP | Existing | Pumps | 0 | 0
CZ01 | cDXHP | Existing | Heat Rejection | 0 | 0
CZ01 | cDXHP | Existing | Humidification | 0 | 0
CZ01 | cDXHP | Existing | Heat Recovery | 0 | 0
CZ01 | cDXHP | Existing | Water Systems | 0 | 186793.83
CZ01 | cDXHP | Existing | Refrigeration | 0 | 0
CZ01 | cDXHP | Existing | Generators | 0 | 0
CZ01 | cDXHP | Existing | Total End Uses | 3172264.65 | 186793.83
CZ02 | cDXHP | Existing | Heating | 120700.33 | 0
CZ02 | cDXHP | Existing | Cooling | 228770.09 | 0
CZ02 | cDXHP | Existing | Interior Lighting | 969345.99 | 0
CZ02 | cDXHP | Existing | Exterior Lighting | 0 | 0
CZ02 | cDXHP | Existing | Interior Equipment | 821304.19 | 0
CZ02 | cDXHP | Existing | Exterior Equipment | 0 | 0
CZ02 | cDXHP | Existing | Fans | 1307297.63 | 0
CZ02 | cDXHP | Existing | Pumps | 0 | 0
CZ02 | cDXHP | Existing | Heat Rejection | 0 | 0
CZ02 | cDXHP | Existing | Humidification | 0 | 0
CZ02 | cDXHP | Existing | Heat Recovery | 0 | 0
CZ02 | cDXHP | Existing | Water Systems | 0 | 171751.94
CZ02 | cDXHP | Existing | Refrigeration | 0 | 0
CZ02 | cDXHP | Existing | Generators | 0 | 0
CZ02 | cDXHP | Existing | Total End Uses | 3447418.23 | 171751.94
CZ03 | cDXHP | Existing | Heating | 63919.12 | 0
CZ03 | cDXHP | Existing | Cooling | 106816.33 | 0
CZ03 | cDXHP | Existing | Interior Lighting | 969345.99 | 0
CZ03 | cDXHP | Existing | Exterior Lighting | 0 | 0
CZ03 | cDXHP | Existing | Interior Equipment | 821304.19 | 0
CZ03 | cDXHP | Existing | Exterior Equipment | 0 | 0
CZ03 | cDXHP | Existing | Fans | 1278765.22 | 0
CZ03 | cDXHP | Existing | Pumps | 0 | 0
CZ03 | cDXHP | Existing | Heat Rejection | 0 | 0
CZ03 | cDXHP | Existing | Humidification | 0 | 0
CZ03 | cDXHP | Existing | Heat Recovery | 0 | 0
CZ03 | cDXHP | Existing | Water Systems | 0 | 171089.47
CZ03 | cDXHP | Existing | Refrigeration | 0 | 0
CZ03 | cDXHP | Existing | Generators | 0 | 0
CZ03 | cDXHP | Existing | Total End Uses | 3240150.86 | 171089.47
CZ04 | cDXHP | Existing | Heating | 55988.54 | 0
CZ04 | cDXHP | Existing | Cooling | 294115.62 | 0
CZ04 | cDXHP | Existing | Interior Lighting | 969345.99 | 0
CZ04 | cDXHP | Existing | Exterior Lighting | 0 | 0
CZ04 | cDXHP | Existing | Interior Equipment | 821304.19 | 0
CZ04 | cDXHP | Existing | Exterior Equipment | 0 | 0
CZ04 | cDXHP | Existing | Fans | 1302731.32 | 0
CZ04 | cDXHP | Existing | Pumps | 0 | 0
CZ04 | cDXHP | Existing | Heat Rejection | 0 | 0
CZ04 | cDXHP | Existing | Humidification | 0 | 0
CZ04 | cDXHP | Existing | Heat Recovery | 0 | 0
CZ04 | cDXHP | Existing | Water Systems | 0 | 165260.95
CZ04 | cDXHP | Existing | Refrigeration | 0 | 0
CZ04 | cDXHP | Existing | Generators | 0 | 0
CZ04 | cDXHP | Existing | Total End Uses | 3443485.66 | 165260.95
CZ05 | cDXHP | Existing | Heating | 63084.34 | 0
CZ05 | cDXHP | Existing | Cooling | 152420.14 | 0
CZ05 | cDXHP | Existing | Interior Lighting | 969345.99 | 0
CZ05 | cDXHP | Existing | Exterior Lighting | 0 | 0
CZ05 | cDXHP | Existing | Interior Equipment | 821304.19 | 0
CZ05 | cDXHP | Existing | Exterior Equipment | 0 | 0
CZ05 | cDXHP | Existing | Fans | 1284689.79 | 0
CZ05 | cDXHP | Existing | Pumps | 0 | 0
CZ05 | cDXHP | Existing | Heat Rejection | 0 | 0
CZ05 | cDXHP | Existing | Humidification | 0 | 0
CZ05 | cDXHP | Existing | Heat Recovery | 0 | 0
CZ05 | cDXHP | Existing | Water Systems | 0 | 171096.21
CZ05 | cDXHP | Existing | Refrigeration | 0 | 0
CZ05 | cDXHP | Existing | Generators | 0 | 0
CZ05 | cDXHP | Existing | Total End Uses | 3290844.45 | 171096.21
CZ06 | cDXHP | Existing | Heating | 11828.89 | 0
CZ06 | cDXHP | Existing | Cooling | 269893.26 | 0
CZ06 | cDXHP | Existing | Interior Lighting | 969345.99 | 0
CZ06 | cDXHP | Existing | Exterior Lighting | 0 | 0
CZ06 | cDXHP | Existing | Interior Equipment | 821304.19 | 0
CZ06 | cDXHP | Existing | Exterior Equipment | 0 | 0
CZ06 | cDXHP | Existing | Fans | 1260150.14 | 0
CZ06 | cDXHP | Existing | Pumps | 0 | 0
CZ06 | cDXHP | Existing | Heat Rejection | 0 | 0
CZ06 | cDXHP | Existing | Humidification | 0 | 0
CZ06 | cDXHP | Existing | Heat Recovery | 0 | 0
CZ06 | cDXHP | Existing | Water Systems | 0 | 157712.59
CZ06 | cDXHP | Existing | Refrigeration | 0 | 0
CZ06 | cDXHP | Existing | Generators | 0 | 0
CZ06 | cDXHP | Existing | Total End Uses | 3332522.47 | 157712.59
CZ07 | cDXHP | Existing | Heating | 11001.78 | 0
CZ07 | cDXHP | Existing | Cooling | 348616.71 | 0
CZ07 | cDXHP | Existing | Interior Lighting | 969345.99 | 0
CZ07 | cDXHP | Existing | Exterior Lighting | 0 | 0
CZ07 | cDXHP | Existing | Interior Equipment | 821304.19 | 0
CZ07 | cDXHP | Existing | Exterior Equipment | 0 | 0
CZ07 | cDXHP | Existing | Fans | 1251379.98 | 0
CZ07 | cDXHP | Existing | Pumps | 0 | 0
CZ07 | cDXHP | Existing | Heat Rejection | 0 | 0
CZ07 | cDXHP | Existing | Humidification | 0 | 0
CZ07 | cDXHP | Existing | Heat Recovery | 0 | 0
CZ07 | cDXHP | Existing | Water Systems | 0 | 155709.3
CZ07 | cDXHP | Existing | Refrigeration | 0 | 0
CZ07 | cDXHP | Existing | Generators | 0 | 0
CZ07 | cDXHP | Existing | Total End Uses | 3401648.64 | 155709.3
CZ08 | cDXHP | Existing | Heating | 18595.08 | 0
CZ08 | cDXHP | Existing | Cooling | 423374.43 | 0
CZ08 | cDXHP | Existing | Interior Lighting | 969345.99 | 0
CZ08 | cDXHP | Existing | Exterior Lighting | 0 | 0
CZ08 | cDXHP | Existing | Interior Equipment | 821304.19 | 0
CZ08 | cDXHP | Existing | Exterior Equipment | 0 | 0
CZ08 | cDXHP | Existing | Fans | 1295798.6 | 0
CZ08 | cDXHP | Existing | Pumps | 0 | 0
CZ08 | cDXHP | Existing | Heat Rejection | 0 | 0
CZ08 | cDXHP | Existing | Humidification | 0 | 0
CZ08 | cDXHP | Existing | Heat Recovery | 0 | 0
CZ08 | cDXHP | Existing | Water Systems | 0 | 155487.7
CZ08 | cDXHP | Existing | Refrigeration | 0 | 0
CZ08 | cDXHP | Existing | Generators | 0 | 0
CZ08 | cDXHP | Existing | Total End Uses | 3528418.29 | 155487.7
CZ09 | cDXHP | Existing | Heating | 15973.21 | 0
CZ09 | cDXHP | Existing | Cooling | 515594.12 | 0
CZ09 | cDXHP | Existing | Interior Lighting | 969345.99 | 0
CZ09 | cDXHP | Existing | Exterior Lighting | 0 | 0
CZ09 | cDXHP | Existing | Interior Equipment | 821304.19 | 0
CZ09 | cDXHP | Existing | Exterior Equipment | 0 | 0
CZ09 | cDXHP | Existing | Fans | 1311809.24 | 0
CZ09 | cDXHP | Existing | Pumps | 0 | 0
CZ09 | cDXHP | Existing | Heat Rejection | 0 | 0
CZ09 | cDXHP | Existing | Humidification | 0 | 0
CZ09 | cDXHP | Existing | Heat Recovery | 0 | 0
CZ09 | cDXHP | Existing | Water Systems | 0 | 153349.3
CZ09 | cDXHP | Existing | Refrigeration | 0 | 0
CZ09 | cDXHP | Existing | Generators | 0 | 0
CZ09 | cDXHP | Existing | Total End Uses | 3634026.75 | 153349.3
CZ10 | cDXHP | Existing | Heating | 41311.46 | 0
CZ10 | cDXHP | Existing | Cooling | 646799.38 | 0
CZ10 | cDXHP | Existing | Interior Lighting | 969345.99 | 0
CZ10 | cDXHP | Existing | Exterior Lighting | 0 | 0
CZ10 | cDXHP | Existing | Interior Equipment | 821304.19 | 0
CZ10 | cDXHP | Existing | Exterior Equipment | 0 | 0
CZ10 | cDXHP | Existing | Fans | 1329538.55 | 0
CZ10 | cDXHP | Existing | Pumps | 0 | 0
CZ10 | cDXHP | Existing | Heat Rejection | 0 | 0
CZ10 | cDXHP | Existing | Humidification | 0 | 0
CZ10 | cDXHP | Existing | Heat Recovery | 0 | 0
CZ10 | cDXHP | Existing | Water Systems | 0 | 152132.37
CZ10 | cDXHP | Existing | Refrigeration | 0 | 0
CZ10 | cDXHP | Existing | Generators | 0 | 0
CZ10 | cDXHP | Existing | Total End Uses | 3808299.56 | 152132.37
CZ11 | cDXHP | Existing | Heating | 114091.27 | 0
CZ11 | cDXHP | Existing | Cooling | 694435.78 | 0
CZ11 | cDXHP | Existing | Interior Lighting | 969345.99 | 0
CZ11 | cDXHP | Existing | Exterior Lighting | 0 | 0
CZ11 | cDXHP | Existing | Interior Equipment | 821304.19 | 0
CZ11 | cDXHP | Existing | Exterior Equipment | 0 | 0
CZ11 | cDXHP | Existing | Fans | 1409126.46 | 0
CZ11 | cDXHP | Existing | Pumps | 0 | 0
CZ11 | cDXHP | Existing | Heat Rejection | 0 | 0
CZ11 | cDXHP | Existing | Humidification | 0 | 0
CZ11 | cDXHP | Existing | Heat Recovery | 0 | 0
CZ11 | cDXHP | Existing | Water Systems | 0 | 155499.2
CZ11 | cDXHP | Existing | Refrigeration | 0 | 0
CZ11 | cDXHP | Existing | Generators | 0 | 0
CZ11 | cDXHP | Existing | Total End Uses | 4008303.69 | 155499.2
CZ12 | cDXHP | Existing | Heating | 111027.07 | 0
CZ12 | cDXHP | Existing | Cooling | 555086.53 | 0
CZ12 | cDXHP | Existing | Interior Lighting | 969345.99 | 0
CZ12 | cDXHP | Existing | Exterior Lighting | 0 | 0
CZ12 | cDXHP | Existing | Interior Equipment | 821304.19 | 0
CZ12 | cDXHP | Existing | Exterior Equipment | 0 | 0
CZ12 | cDXHP | Existing | Fans | 1327197.66 | 0
CZ12 | cDXHP | Existing | Pumps | 0 | 0
CZ12 | cDXHP | Existing | Heat Rejection | 0 | 0
CZ12 | cDXHP | Existing | Humidification | 0 | 0
CZ12 | cDXHP | Existing | Heat Recovery | 0 | 0
CZ12 | cDXHP | Existing | Water Systems | 0 | 159840.82
CZ12 | cDXHP | Existing | Refrigeration | 0 | 0
CZ12 | cDXHP | Existing | Generators | 0 | 0
CZ12 | cDXHP | Existing | Total End Uses | 3783961.45 | 159840.82
CZ13 | cDXHP | Existing | Heating | 86719.2 | 0
CZ13 | cDXHP | Existing | Cooling | 786064.69 | 0
CZ13 | cDXHP | Existing | Interior Lighting | 969345.99 | 0
CZ13 | cDXHP | Existing | Exterior Lighting | 0 | 0
CZ13 | cDXHP | Existing | Interior Equipment | 821304.19 | 0
CZ13 | cDXHP | Existing | Exterior Equipment | 0 | 0
CZ13 | cDXHP | Existing | Fans | 1390282.05 | 0
CZ13 | cDXHP | Existing | Pumps | 0 | 0
CZ13 | cDXHP | Existing | Heat Rejection | 0 | 0
CZ13 | cDXHP | Existing | Humidification | 0 | 0
CZ13 | cDXHP | Existing | Heat Recovery | 0 | 0
CZ13 | cDXHP | Existing | Water Systems | 0 | 151002.14
CZ13 | cDXHP | Existing | Refrigeration | 0 | 0
CZ13 | cDXHP | Existing | Generators | 0 | 0
CZ13 | cDXHP | Existing | Total End Uses | 4053716.12 | 151002.14
CZ14 | cDXHP | Existing | Heating | 59681.55 | 0
CZ14 | cDXHP | Existing | Cooling | 999078.11 | 0
CZ14 | cDXHP | Existing | Interior Lighting | 969345.99 | 0
CZ14 | cDXHP | Existing | Exterior Lighting | 0 | 0
CZ14 | cDXHP | Existing | Interior Equipment | 821304.19 | 0
CZ14 | cDXHP | Existing | Exterior Equipment | 0 | 0
CZ14 | cDXHP | Existing | Fans | 1520340.18 | 0
CZ14 | cDXHP | Existing | Pumps | 0 | 0
CZ14 | cDXHP | Existing | Heat Rejection | 0 | 0
CZ14 | cDXHP | Existing | Humidification | 0 | 0
CZ14 | cDXHP | Existing | Heat Recovery | 0 | 0
CZ14 | cDXHP | Existing | Water Systems | 0 | 143397.68
CZ14 | cDXHP | Existing | Refrigeration | 0 | 0
CZ14 | cDXHP | Existing | Generators | 0 | 0
CZ14 | cDXHP | Existing | Total End Uses | 4369750.01 | 143397.68
CZ15 | cDXHP | Existing | Heating | 12015.09 | 0
CZ15 | cDXHP | Existing | Cooling | 1403290.83 | 0
CZ15 | cDXHP | Existing | Interior Lighting | 969345.99 | 0
CZ15 | cDXHP | Existing | Exterior Lighting | 0 | 0
CZ15 | cDXHP | Existing | Interior Equipment | 821304.19 | 0
CZ15 | cDXHP | Existing | Exterior Equipment | 0 | 0
CZ15 | cDXHP | Existing | Fans | 1499767.93 | 0
CZ15 | cDXHP | Existing | Pumps | 0 | 0
CZ15 | cDXHP | Existing | Heat Rejection | 0 | 0
CZ15 | cDXHP | Existing | Humidification | 0 | 0
CZ15 | cDXHP | Existing | Heat Recovery | 0 | 0
CZ15 | cDXHP | Existing | Water Systems | 0 | 127455.95
CZ15 | cDXHP | Existing | Refrigeration | 0 | 0
CZ15 | cDXHP | Existing | Generators | 0 | 0
CZ15 | cDXHP | Existing | Total End Uses | 4705724.03 | 127455.95
CZ16 | cDXHP | Existing | Heating | 234521.25 | 0
CZ16 | cDXHP | Existing | Cooling | 627943.48 | 0
CZ16 | cDXHP | Existing | Interior Lighting | 969345.99 | 0
CZ16 | cDXHP | Existing | Exterior Lighting | 0 | 0
CZ16 | cDXHP | Existing | Interior Equipment | 821304.19 | 0
CZ16 | cDXHP | Existing | Exterior Equipment | 0 | 0
CZ16 | cDXHP | Existing | Fans | 1510276.11 | 0
CZ16 | cDXHP | Existing | Pumps | 0 | 0
CZ16 | cDXHP | Existing | Heat Rejection | 0 | 0
CZ16 | cDXHP | Existing | Humidification | 0 | 0
CZ16 | cDXHP | Existing | Heat Recovery | 0 | 0
CZ16 | cDXHP | Existing | Water Systems | 0 | 168946.75
CZ16 | cDXHP | Existing | Refrigeration | 0 | 0
CZ16 | cDXHP | Existing | Generators | 0 | 0
CZ16 | cDXHP | Existing | Total End Uses | 4163391.02 | 168946.75
CZ01 | cDXHP | New Construction | Heating | 132823.78 | 0
CZ01 | cDXHP | New Construction | Cooling | 1855.74 | 0
CZ01 | cDXHP | New Construction | Interior Lighting | 525854.13 | 0
CZ01 | cDXHP | New Construction | Exterior Lighting | 0 | 0
CZ01 | cDXHP | New Construction | Interior Equipment | 821304.19 | 0
CZ01 | cDXHP | New Construction | Exterior Equipment | 0 | 0
CZ01 | cDXHP | New Construction | Fans | 968635.49 | 0
CZ01 | cDXHP | New Construction | Pumps | 0 | 0
CZ01 | cDXHP | New Construction | Heat Rejection | 0 | 0
CZ01 | cDXHP | New Construction | Humidification | 0 | 0
CZ01 | cDXHP | New Construction | Heat Recovery | 0 | 0
CZ01 | cDXHP | New Construction | Water Systems | 0 | 186792.26
CZ01 | cDXHP | New Construction | Refrigeration | 0 | 0
CZ01 | cDXHP | New Construction | Generators | 0 | 0
CZ01 | cDXHP | New Construction | Total End Uses | 2450473.34 | 186792.26
CZ02 | cDXHP | New Construction | Heating | 96186.35 | 0
CZ02 | cDXHP | New Construction | Cooling | 165847.63 | 0
CZ02 | cDXHP | New Construction | Interior Lighting | 525854.13 | 0
CZ02 | cDXHP | New Construction | Exterior Lighting | 0 | 0
CZ02 | cDXHP | New Construction | Interior Equipment | 821304.19 | 0
CZ02 | cDXHP | New Construction | Exterior Equipment | 0 | 0
CZ02 | cDXHP | New Construction | Fans | 976472.21 | 0
CZ02 | cDXHP | New Construction | Pumps | 0 | 0
CZ02 | cDXHP | New Construction | Heat Rejection | 0 | 0
CZ02 | cDXHP | New Construction | Humidification | 0 | 0
CZ02 | cDXHP | New Construction | Heat Recovery | 0 | 0
CZ02 | cDXHP | New Construction | Water Systems | 0 | 171766.14
CZ02 | cDXHP | New Construction | Refrigeration | 0 | 0
CZ02 | cDXHP | New Construction | Generators | 0 | 0
CZ02 | cDXHP | New Construction | Total End Uses | 2585664.51 | 171766.14
CZ03 | cDXHP | New Construction | Heating | 56933.15 | 0
CZ03 | cDXHP | New Construction | Cooling | 75086.98 | 0
CZ03 | cDXHP | New Construction | Interior Lighting | 525854.13 | 0
CZ03 | cDXHP | New Construction | Exterior Lighting | 0 | 0
CZ03 | cDXHP | New Construction | Interior Equipment | 821304.19 | 0
CZ03 | cDXHP | New Construction | Exterior Equipment | 0 | 0
CZ03 | cDXHP | New Construction | Fans | 964182.93 | 0
CZ03 | cDXHP | New Construction | Pumps | 0 | 0
CZ03 | cDXHP | New Construction | Heat Rejection | 0 | 0
CZ03 | cDXHP | New Construction | Humidification | 0 | 0
CZ03 | cDXHP | New Construction | Heat Recovery | 0 | 0
CZ03 | cDXHP | New Construction | Water Systems | 0 | 171102.43
CZ03 | cDXHP | New Construction | Refrigeration | 0 | 0
CZ03 | cDXHP | New Construction | Generators | 0 | 0
CZ03 | cDXHP | New Construction | Total End Uses | 2443361.38 | 171102.43
CZ04 | cDXHP | New Construction | Heating | 46251.19 | 0
CZ04 | cDXHP | New Construction | Cooling | 211603.91 | 0
CZ04 | cDXHP | New Construction | Interior Lighting | 525854.13 | 0
CZ04 | cDXHP | New Construction | Exterior Lighting | 0 | 0
CZ04 | cDXHP | New Construction | Interior Equipment | 821304.19 | 0
CZ04 | cDXHP | New Construction | Exterior Equipment | 0 | 0
CZ04 | cDXHP | New Construction | Fans | 950198.89 | 0
CZ04 | cDXHP | New Construction | Pumps | 0 | 0
CZ04 | cDXHP | New Construction | Heat Rejection | 0 | 0
CZ04 | cDXHP | New Construction | Humidification | 0 | 0
CZ04 | cDXHP | New Construction | Heat Recovery | 0 | 0
CZ04 | cDXHP | New Construction | Water Systems | 0 | 165250.4
CZ04 | cDXHP | New Construction | Refrigeration | 0 | 0
CZ04 | cDXHP | New Construction | Generators | 0 | 0
CZ04 | cDXHP | New Construction | Total End Uses | 2555212.32 | 165250.4
CZ05 | cDXHP | New Construction | Heating | 48387.42 | 0
CZ05 | cDXHP | New Construction | Cooling | 105411.18 | 0
CZ05 | cDXHP | New Construction | Interior Lighting | 525854.13 | 0
CZ05 | cDXHP | New Construction | Exterior Lighting | 0 | 0
CZ05 | cDXHP | New Construction | Interior Equipment | 821304.19 | 0
CZ05 | cDXHP | New Construction | Exterior Equipment | 0 | 0
CZ05 | cDXHP | New Construction | Fans | 969594.25 | 0
CZ05 | cDXHP | New Construction | Pumps | 0 | 0
CZ05 | cDXHP | New Construction | Heat Rejection | 0 | 0
CZ05 | cDXHP | New Construction | Humidification | 0 | 0
CZ05 | cDXHP | New Construction | Heat Recovery | 0 | 0
CZ05 | cDXHP | New Construction | Water Systems | 0 | 171086.6
CZ05 | cDXHP | New Construction | Refrigeration | 0 | 0
CZ05 | cDXHP | New Construction | Generators | 0 | 0
CZ05 | cDXHP | New Construction | Total End Uses | 2470551.17 | 171086.6
CZ06 | cDXHP | New Construction | Heating | 8154.73 | 0
CZ06 | cDXHP | New Construction | Cooling | 184912.97 | 0
CZ06 | cDXHP | New Construction | Interior Lighting | 525854.13 | 0
CZ06 | cDXHP | New Construction | Exterior Lighting | 0 | 0
CZ06 | cDXHP | New Construction | Interior Equipment | 821304.19 | 0
CZ06 | cDXHP | New Construction | Exterior Equipment | 0 | 0
CZ06 | cDXHP | New Construction | Fans | 952344.85 | 0
CZ06 | cDXHP | New Construction | Pumps | 0 | 0
CZ06 | cDXHP | New Construction | Heat Rejection | 0 | 0
CZ06 | cDXHP | New Construction | Humidification | 0 | 0
CZ06 | cDXHP | New Construction | Heat Recovery | 0 | 0
CZ06 | cDXHP | New Construction | Water Systems | 0 | 157649.17
CZ06 | cDXHP | New Construction | Refrigeration | 0 | 0
CZ06 | cDXHP | New Construction | Generators | 0 | 0
CZ06 | cDXHP | New Construction | Total End Uses | 2492570.87 | 157649.17
CZ07 | cDXHP | New Construction | Heating | 7497.04 | 0
CZ07 | cDXHP | New Construction | Cooling | 245968.84 | 0
CZ07 | cDXHP | New Construction | Interior Lighting | 525854.13 | 0
CZ07 | cDXHP | New Construction | Exterior Lighting | 0 | 0
CZ07 | cDXHP | New Construction | Interior Equipment | 821304.19 | 0
CZ07 | cDXHP | New Construction | Exterior Equipment | 0 | 0
CZ07 | cDXHP | New Construction | Fans | 947083.91 | 0
CZ07 | cDXHP | New Construction | Pumps | 0 | 0
CZ07 | cDXHP | New Construction | Heat Rejection | 0 | 0
CZ07 | cDXHP | New Construction | Humidification | 0 | 0
CZ07 | cDXHP | New Construction | Heat Recovery | 0 | 0
CZ07 | cDXHP | New Construction | Water Systems | 0 | 155674.77
CZ07 | cDXHP | New Construction | Refrigeration | 0 | 0
CZ07 | cDXHP | New Construction | Generators | 0 | 0
CZ07 | cDXHP | New Construction | Total End Uses | 2547708.11 | 155674.77
CZ08 | cDXHP | New Construction | Heating | 12692.78 | 0
CZ08 | cDXHP | New Construction | Cooling | 298480.03 | 0
CZ08 | cDXHP | New Construction | Interior Lighting | 525854.13 | 0
CZ08 | cDXHP | New Construction | Exterior Lighting | 0 | 0
CZ08 | cDXHP | New Construction | Interior Equipment | 821304.19 | 0
CZ08 | cDXHP | New Construction | Exterior Equipment | 0 | 0
CZ08 | cDXHP | New Construction | Fans | 945936.05 | 0
CZ08 | cDXHP | New Construction | Pumps | 0 | 0
CZ08 | cDXHP | New Construction | Heat Rejection | 0 | 0
CZ08 | cDXHP | New Construction | Humidification | 0 | 0
CZ08 | cDXHP | New Construction | Heat Recovery | 0 | 0
CZ08 | cDXHP | New Construction | Water Systems | 0 | 155420.06
CZ08 | cDXHP | New Construction | Refrigeration | 0 | 0
CZ08 | cDXHP | New Construction | Generators | 0 | 0
CZ08 | cDXHP | New Construction | Total End Uses | 2604267.18 | 155420.06
CZ09 | cDXHP | New Construction | Heating | 9883.43 | 0
CZ09 | cDXHP | New Construction | Cooling | 359038.93 | 0
CZ09 | cDXHP | New Construction | Interior Lighting | 525854.13 | 0
CZ09 | cDXHP | New Construction | Exterior Lighting | 0 | 0
CZ09 | cDXHP | New Construction | Interior Equipment | 821304.19 | 0
CZ09 | cDXHP | New Construction | Exterior Equipment | 0 | 0
CZ09 | cDXHP | New Construction | Fans | 951674.37 | 0
CZ09 | cDXHP | New Construction | Pumps | 0 | 0
CZ09 | cDXHP | New Construction | Heat Rejection | 0 | 0
CZ09 | cDXHP | New Construction | Humidification | 0 | 0
CZ09 | cDXHP | New Construction | Heat Recovery | 0 | 0
CZ09 | cDXHP | New Construction | Water Systems | 0 | 153242.7
CZ09 | cDXHP | New Construction | Refrigeration | 0 | 0
CZ09 | cDXHP | New Construction | Generators | 0 | 0
CZ09 | cDXHP | New Construction | Total End Uses | 2667755.05 | 153242.7
CZ10 | cDXHP | New Construction | Heating | 33097.71 | 0
CZ10 | cDXHP | New Construction | Cooling | 481094.82 | 0
CZ10 | cDXHP | New Construction | Interior Lighting | 525854.13 | 0
CZ10 | cDXHP | New Construction | Exterior Lighting | 0 | 0
CZ10 | cDXHP | New Construction | Interior Equipment | 821304.19 | 0
CZ10 | cDXHP | New Construction | Exterior Equipment | 0 | 0
CZ10 | cDXHP | New Construction | Fans | 959567.35 | 0
CZ10 | cDXHP | New Construction | Pumps | 0 | 0
CZ10 | cDXHP | New Construction | Heat Rejection | 0 | 0
CZ10 | cDXHP | New Construction | Humidification | 0 | 0
CZ10 | cDXHP | New Construction | Heat Recovery | 0 | 0
CZ10 | cDXHP | New Construction | Water Systems | 0 | 152027.32
CZ10 | cDXHP | New Construction | Refrigeration | 0 | 0
CZ10 | cDXHP | New Construction | Generators | 0 | 0
CZ10 | cDXHP | New Construction | Total End Uses | 2820918.21 | 152027.32
CZ11 | cDXHP | New Construction | Heating | 100741.92 | 0
CZ11 | cDXHP | New Construction | Cooling | 515355.32 | 0
CZ11 | cDXHP | New Construction | Interior Lighting | 525854.13 | 0
CZ11 | cDXHP | New Construction | Exterior Lighting | 0 | 0
CZ11 | cDXHP | New Construction | Interior Equipment | 821304.19 | 0
CZ11 | cDXHP | New Construction | Exterior Equipment | 0 | 0
CZ11 | cDXHP | New Construction | Fans | 948495.85 | 0
CZ11 | cDXHP | New Construction | Pumps | 0 | 0
CZ11 | cDXHP | New Construction | Heat Rejection | 0 | 0
CZ11 | cDXHP | New Construction | Humidification | 0 | 0
CZ11 | cDXHP | New Construction | Heat Recovery | 0 | 0
CZ11 | cDXHP | New Construction | Water Systems | 0 | 155412.9
CZ11 | cDXHP | New Construction | Refrigeration | 0 | 0
CZ11 | cDXHP | New Construction | Generators | 0 | 0
CZ11 | cDXHP | New Construction | Total End Uses | 2911751.41 | 155412.9
CZ12 | cDXHP | New Construction | Heating | 92231.99 | 0
CZ12 | cDXHP | New Construction | Cooling | 414366.15 | 0
CZ12 | cDXHP | New Construction | Interior Lighting | 525854.13 | 0
CZ12 | cDXHP | New Construction | Exterior Lighting | 0 | 0
CZ12 | cDXHP | New Construction | Interior Equipment | 821304.19 | 0
CZ12 | cDXHP | New Construction | Exterior Equipment | 0 | 0
CZ12 | cDXHP | New Construction | Fans | 969314.19 | 0
CZ12 | cDXHP | New Construction | Pumps | 0 | 0
CZ12 | cDXHP | New Construction | Heat Rejection | 0 | 0
CZ12 | cDXHP | New Construction | Humidification | 0 | 0
CZ12 | cDXHP | New Construction | Heat Recovery | 0 | 0
CZ12 | cDXHP | New Construction | Water Systems | 0 | 159756.21
CZ12 | cDXHP | New Construction | Refrigeration | 0 | 0
CZ12 | cDXHP | New Construction | Generators | 0 | 0
CZ12 | cDXHP | New Construction | Total End Uses | 2823070.65 | 159756.21
CZ13 | cDXHP | New Construction | Heating | 78346.88 | 0
CZ13 | cDXHP | New Construction | Cooling | 583120.41 | 0
CZ13 | cDXHP | New Construction | Interior Lighting | 525854.13 | 0
CZ13 | cDXHP | New Construction | Exterior Lighting | 0 | 0
CZ13 | cDXHP | New Construction | Interior Equipment | 821304.19 | 0
CZ13 | cDXHP | New Construction | Exterior Equipment | 0 | 0
CZ13 | cDXHP | New Construction | Fans | 948623.65 | 0
CZ13 | cDXHP | New Construction | Pumps | 0 | 0
CZ13 | cDXHP | New Construction | Heat Rejection | 0 | 0
CZ13 | cDXHP | New Construction | Humidification | 0 | 0
CZ13 | cDXHP | New Construction | Heat Recovery | 0 | 0
CZ13 | cDXHP | New Construction | Water Systems | 0 | 150864.91
CZ13 | cDXHP | New Construction | Refrigeration | 0 | 0
CZ13 | cDXHP | New Construction | Generators | 0 | 0
CZ13 | cDXHP | New Construction | Total End Uses | 2957249.27 | 150864.91
CZ14 | cDXHP | New Construction | Heating | 55721.35 | 0
CZ14 | cDXHP | New Construction | Cooling | 740843.31 | 0
CZ14 | cDXHP | New Construction | Interior Lighting | 525854.13 | 0
CZ14 | cDXHP | New Construction | Exterior Lighting | 0 | 0
CZ14 | cDXHP | New Construction | Interior Equipment | 821304.19 | 0
CZ14 | cDXHP | New Construction | Exterior Equipment | 0 | 0
CZ14 | cDXHP | New Construction | Fans | 952146.13 | 0
CZ14 | cDXHP | New Construction | Pumps | 0 | 0
CZ14 | cDXHP | New Construction | Heat Rejection | 0 | 0
CZ14 | cDXHP | New Construction | Humidification | 0 | 0
CZ14 | cDXHP | New Construction | Heat Recovery | 0 | 0
CZ14 | cDXHP | New Construction | Water Systems | 0 | 143219.33
CZ14 | cDXHP | New Construction | Refrigeration | 0 | 0
CZ14 | cDXHP | New Construction | Generators | 0 | 0
CZ14 | cDXHP | New Construction | Total End Uses | 3095869.12 | 143219.33
CZ15 | cDXHP | New Construction | Heating | 11614.53 | 0
CZ15 | cDXHP | New Construction | Cooling | 1034191.79 | 0
CZ15 | cDXHP | New Construction | Interior Lighting | 525854.13 | 0
CZ15 | cDXHP | New Construction | Exterior Lighting | 0 | 0
CZ15 | cDXHP | New Construction | Interior Equipment | 821304.19 | 0
CZ15 | cDXHP | New Construction | Exterior Equipment | 0 | 0
CZ15 | cDXHP | New Construction | Fans | 862975.57 | 0
CZ15 | cDXHP | New Construction | Pumps | 0 | 0
CZ15 | cDXHP | New Construction | Heat Rejection | 0 | 0
CZ15 | cDXHP | New Construction | Humidification | 0 | 0
CZ15 | cDXHP | New Construction | Heat Recovery | 0 | 0
CZ15 | cDXHP | New Construction | Water Systems | 0 | 127251.42
CZ15 | cDXHP | New Construction | Refrigeration | 0 | 0
CZ15 | cDXHP | New Construction | Generators | 0 | 0
CZ15 | cDXHP | New Construction | Total End Uses | 3255940.21 | 127251.42
CZ16 | cDXHP | New Construction | Heating | 186241.77 | 0
CZ16 | cDXHP | New Construction | Cooling | 477993.24 | 0
CZ16 | cDXHP | New Construction | Interior Lighting | 525854.13 | 0
CZ16 | cDXHP | New Construction | Exterior Lighting | 0 | 0
CZ16 | cDXHP | New Construction | Interior Equipment | 821304.19 | 0
CZ16 | cDXHP | New Construction | Exterior Equipment | 0 | 0
CZ16 | cDXHP | New Construction | Fans | 1114880.86 | 0
CZ16 | cDXHP | New Construction | Pumps | 0 | 0
CZ16 | cDXHP | New Construction | Heat Rejection | 0 | 0
CZ16 | cDXHP | New Construction | Humidification | 0 | 0
CZ16 | cDXHP | New Construction | Heat Recovery | 0 | 0
CZ16 | cDXHP | New Construction | Water Systems | 0 | 168862.55
CZ16 | cDXHP | New Construction | Refrigeration | 0 | 0
CZ16 | cDXHP | New Construction | Generators | 0 | 0
CZ16 | cDXHP | New Construction | Total End Uses | 3126274.19 | 168862.55
CZ01 | cDXOH | Existing | Heating | 0 | 0
CZ01 | cDXOH | Existing | Cooling | 3052.86 | 0
CZ01 | cDXOH | Existing | Interior Lighting | 969345.99 | 0
CZ01 | cDXOH | Existing | Exterior Lighting | 0 | 0
CZ01 | cDXOH | Existing | Interior Equipment | 821304.19 | 0
CZ01 | cDXOH | Existing | Exterior Equipment | 0 | 0
CZ01 | cDXOH | Existing | Fans | 1232682 | 0
CZ01 | cDXOH | Existing | Pumps | 0 | 0
CZ01 | cDXOH | Existing | Heat Rejection | 0 | 0
CZ01 | cDXOH | Existing | Humidification | 0 | 0
CZ01 | cDXOH | Existing | Heat Recovery | 0 | 0
CZ01 | cDXOH | Existing | Water Systems | 0 | 186793.04
CZ01 | cDXOH | Existing | Refrigeration | 0 | 0
CZ01 | cDXOH | Existing | Generators | 0 | 0
CZ01 | cDXOH | Existing | Total End Uses | 3026385.04 | 186793.04
CZ02 | cDXOH | Existing | Heating | 0 | 0
CZ02 | cDXOH | Existing | Cooling | 228150.87 | 0
CZ02 | cDXOH | Existing | Interior Lighting | 969345.99 | 0
CZ02 | cDXOH | Existing | Exterior Lighting | 0 | 0
CZ02 | cDXOH | Existing | Interior Equipment | 821304.19 | 0
CZ02 | cDXOH | Existing | Exterior Equipment | 0 | 0
CZ02 | cDXOH | Existing | Fans | 1315587.54 | 0
CZ02 | cDXOH | Existing | Pumps | 0 | 0
CZ02 | cDXOH | Existing | Heat Rejection | 0 | 0
CZ02 | cDXOH | Existing | Humidification | 0 | 0
CZ02 | cDXOH | Existing | Heat Recovery | 0 | 0
CZ02 | cDXOH | Existing | Water Systems | 0 | 171753.27
CZ02 | cDXOH | Existing | Refrigeration | 0 | 0
CZ02 | cDXOH | Existing | Generators | 0 | 0
CZ02 | cDXOH | Existing | Total End Uses | 3334388.59 | 171753.27
CZ03 | cDXOH | Existing | Heating | 0 | 0
CZ03 | cDXOH | Existing | Cooling | 107343.51 | 0
CZ03 | cDXOH | Existing | Interior Lighting | 969345.99 | 0
CZ03 | cDXOH | Existing | Exterior Lighting | 0 | 0
CZ03 | cDXOH | Existing | Interior Equipment | 821304.19 | 0
CZ03 | cDXOH | Existing | Exterior Equipment | 0 | 0
CZ03 | cDXOH | Existing | Fans | 1280968.82 | 0
CZ03 | cDXOH | Existing | Pumps | 0 | 0
CZ03 | cDXOH | Existing | Heat Rejection | 0 | 0
CZ03 | cDXOH | Existing | Humidification | 0 | 0
CZ03 | cDXOH | Existing | Heat Recovery | 0 | 0
CZ03 | cDXOH | Existing | Water Systems | 0 | 171089.46
CZ03 | cDXOH | Existing | Refrigeration | 0 | 0
CZ03 | cDXOH | Existing | Generators | 0 | 0
CZ03 | cDXOH | Existing | Total End Uses | 3178962.51 | 171089.46
CZ04 | cDXOH | Existing | Heating | 0 | 0
CZ04 | cDXOH | Existing | Cooling | 293856.23 | 0
CZ04 | cDXOH | Existing | Interior Lighting | 969345.99 | 0
CZ04 | cDXOH | Existing | Exterior Lighting | 0 | 0
CZ04 | cDXOH | Existing | Interior Equipment | 821304.19 | 0
CZ04 | cDXOH | Existing | Exterior Equipment | 0 | 0
CZ04 | cDXOH | Existing | Fans | 1305126.16 | 0
CZ04 | cDXOH | Existing | Pumps | 0 | 0
CZ04 | cDXOH | Existing | Heat Rejection | 0 | 0
CZ04 | cDXOH | Existing | Humidification | 0 | 0
CZ04 | cDXOH | Existing | Heat Recovery | 0 | 0
CZ04 | cDXOH | Existing | Water Systems | 0 | 165261.35
CZ04 | cDXOH | Existing | Refrigeration | 0 | 0
CZ04 | cDXOH | Existing | Generators | 0 | 0
CZ04 | cDXOH | Existing | Total End Uses | 3389632.57 | 165261.35
CZ05 | cDXOH | Existing | Heating | 0 | 0
CZ05 | cDXOH | Existing | Cooling | 150559.97 | 0
CZ05 | cDXOH | Existing | Interior Lighting | 969345.99 | 0
CZ05 | cDXOH | Existing | Exterior Lighting | 0 | 0
CZ05 | cDXOH | Existing | Interior Equipment | 821304.19 | 0
CZ05 | cDXOH | Existing | Exterior Equipment | 0 | 0
CZ05 | cDXOH | Existing | Fans | 1285162.91 | 0
CZ05 | cDXOH | Existing | Pumps | 0 | 0
CZ05 | cDXOH | Existing | Heat Rejection | 0 | 0
CZ05 | cDXOH | Existing | Humidification | 0 | 0
CZ05 | cDXOH | Existing | Heat Recovery | 0 | 0
CZ05 | cDXOH | Existing | Water Systems | 0 | 171100.21
CZ05 | cDXOH | Existing | Refrigeration | 0 | 0
CZ05 | cDXOH | Existing | Generators | 0 | 0
CZ05 | cDXOH | Existing | Total End Uses | 3226373.05 | 171100.21
CZ06 | cDXOH | Existing | Heating | 0 | 0
CZ06 | cDXOH | Existing | Cooling | 275506.92 | 0
CZ06 | cDXOH | Existing | Interior Lighting | 969345.99 | 0
CZ06 | cDXOH | Existing | Exterior Lighting | 0 | 0
CZ06 | cDXOH | Existing | Interior Equipment | 821304.19 | 0
CZ06 | cDXOH | Existing | Exterior Equipment | 0 | 0
CZ06 | cDXOH | Existing | Fans | 1260150.14 | 0
CZ06 | cDXOH | Existing | Pumps | 0 | 0
CZ06 | cDXOH | Existing | Heat Rejection | 0 | 0
CZ06 | cDXOH | Existing | Humidification | 0 | 0
CZ06 | cDXOH | Existing | Heat Recovery | 0 | 0
CZ06 | cDXOH | Existing | Water Systems | 0 | 157712.61
CZ06 | cDXOH | Existing | Refrigeration | 0 | 0
CZ06 | cDXOH | Existing | Generators | 0 | 0
CZ06 | cDXOH | Existing | Total End Uses | 3326307.24 | 157712.61
CZ07 | cDXOH | Existing | Heating | 0 | 0
CZ07 | cDXOH | Existing | Cooling | 353057.35 | 0
CZ07 | cDXOH | Existing | Interior Lighting | 969345.99 | 0
CZ07 | cDXOH | Existing | Exterior Lighting | 0 | 0
CZ07 | cDXOH | Existing | Interior Equipment | 821304.19 | 0
CZ07 | cDXOH | Existing | Exterior Equipment | 0 | 0
CZ07 | cDXOH | Existing | Fans | 1251379.98 | 0
CZ07 | cDXOH | Existing | Pumps | 0 | 0
CZ07 | cDXOH | Existing | Heat Rejection | 0 | 0
CZ07 | cDXOH | Existing | Humidification | 0 | 0
CZ07 | cDXOH | Existing | Heat Recovery | 0 | 0
CZ07 | cDXOH | Existing | Water Systems | 0 | 155709.11
CZ07 | cDXOH | Existing | Refrigeration | 0 | 0
CZ07 | cDXOH | Existing | Generators | 0 | 0
CZ07 | cDXOH | Existing | Total End Uses | 3395087.5 | 155709.11
CZ08 | cDXOH | Existing | Heating | 0 | 0
CZ08 | cDXOH | Existing | Cooling | 427202.33 | 0
CZ08 | cDXOH | Existing | Interior Lighting | 969345.99 | 0
CZ08 | cDXOH | Existing | Exterior Lighting | 0 | 0
CZ08 | cDXOH | Existing | Interior Equipment | 821304.19 | 0
CZ08 | cDXOH | Existing | Exterior Equipment | 0 | 0
CZ08 | cDXOH | Existing | Fans | 1295807.9 | 0
CZ08 | cDXOH | Existing | Pumps | 0 | 0
CZ08 | cDXOH | Existing | Heat Rejection | 0 | 0
CZ08 | cDXOH | Existing | Humidification | 0 | 0
CZ08 | cDXOH | Existing | Heat Recovery | 0 | 0
CZ08 | cDXOH | Existing | Water Systems | 0 | 155489.55
CZ08 | cDXOH | Existing | Refrigeration | 0 | 0
CZ08 | cDXOH | Existing | Generators | 0 | 0
CZ08 | cDXOH | Existing | Total End Uses | 3513660.41 | 155489.55
CZ09 | cDXOH | Existing | Heating | 0 | 0
CZ09 | cDXOH | Existing | Cooling | 519276.66 | 0
CZ09 | cDXOH | Existing | Interior Lighting | 969345.99 | 0
CZ09 | cDXOH | Existing | Exterior Lighting | 0 | 0
CZ09 | cDXOH | Existing | Interior Equipment | 821304.19 | 0
CZ09 | cDXOH | Existing | Exterior Equipment | 0 | 0
CZ09 | cDXOH | Existing | Fans | 1311852.12 | 0
CZ09 | cDXOH | Existing | Pumps | 0 | 0
CZ09 | cDXOH | Existing | Heat Rejection | 0 | 0
CZ09 | cDXOH | Existing | Humidification | 0 | 0
CZ09 | cDXOH | Existing | Heat Recovery | 0 | 0
CZ09 | cDXOH | Existing | Water Systems | 0 | 153348.28
CZ09 | cDXOH | Existing | Refrigeration | 0 | 0
CZ09 | cDXOH | Existing | Generators | 0 | 0
CZ09 | cDXOH | Existing | Total End Uses | 3621778.97 | 153348.28
CZ10 | cDXOH | Existing | Heating | 0 | 0
CZ10 | cDXOH | Existing | Cooling | 643666.19 | 0
CZ10 | cDXOH | Existing | Interior Lighting | 969345.99 | 0
CZ10 | cDXOH | Existing | Exterior Lighting | 0 | 0
CZ10 | cDXOH | Existing | Interior Equipment | 821304.19 | 0
CZ10 | cDXOH | Existing | Exterior Equipment | 0 | 0
CZ10 | cDXOH | Existing | Fans | 1330698.26 | 0
CZ10 | cDXOH | Existing | Pumps | 0 | 0
CZ10 | cDXOH | Existing | Heat Rejection | 0 | 0
CZ10 | cDXOH | Existing | Humidification | 0 | 0
CZ10 | cDXOH | Existing | Heat Recovery | 0 | 0
CZ10 | cDXOH | Existing | Water Systems | 0 | 152131.04
CZ10 | cDXOH | Existing | Refrigeration | 0 | 0
CZ10 | cDXOH | Existing | Generators | 0 | 0
CZ10 | cDXOH | Existing | Total End Uses | 3765014.63 | 152131.04
CZ11 | cDXOH | Existing | Heating | 0 | 0
CZ11 | cDXOH | Existing | Cooling | 682007.55 | 0
CZ11 | cDXOH | Existing | Interior Lighting | 969345.99 | 0
CZ11 | cDXOH | Existing | Exterior Lighting | 0 | 0
CZ11 | cDXOH | Existing | Interior Equipment | 821304.19 | 0
CZ11 | cDXOH | Existing | Exterior Equipment | 0 | 0
CZ11 | cDXOH | Existing | Fans | 1421480.46 | 0
CZ11 | cDXOH | Existing | Pumps | 0 | 0
CZ11 | cDXOH | Existing | Heat Rejection | 0 | 0
CZ11 | cDXOH | Existing | Humidification | 0 | 0
CZ11 | cDXOH | Existing | Heat Recovery | 0 | 0
CZ11 | cDXOH | Existing | Water Systems | 0 | 155498.38
CZ11 | cDXOH | Existing | Refrigeration | 0 | 0
CZ11 | cDXOH | Existing | Generators | 0 | 0
CZ11 | cDXOH | Existing | Total End Uses | 3894138.18 | 155498.38
CZ12 | cDXOH | Existing | Heating | 0 | 0
CZ12 | cDXOH | Existing | Cooling | 548836.68 | 0
CZ12 | cDXOH | Existing | Interior Lighting | 969345.99 | 0
CZ12 | cDXOH | Existing | Exterior Lighting | 0 | 0
CZ12 | cDXOH | Existing | Interior Equipment | 821304.19 | 0
CZ12 | cDXOH | Existing | Exterior Equipment | 0 | 0
CZ12 | cDXOH | Existing | Fans | 1339802.73 | 0
CZ12 | cDXOH | Existing | Pumps | 0 | 0
CZ12 | cDXOH | Existing | Heat Rejection | 0 | 0
CZ12 | cDXOH | Existing | Humidification | 0 | 0
CZ12 | cDXOH | Existing | Heat Recovery | 0 | 0
CZ12 | cDXOH | Existing | Water Systems | 0 | 159841.22
CZ12 | cDXOH | Existing | Refrigeration | 0 | 0
CZ12 | cDXOH | Existing | Generators | 0 | 0
CZ12 | cDXOH | Existing | Total End Uses | 3679289.58 | 159841.22
CZ13 | cDXOH | Existing | Heating | 0 | 0
CZ13 | cDXOH | Existing | Cooling | 776747.8 | 0
CZ13 | cDXOH | Existing | Interior Lighting | 969345.99 | 0
CZ13 | cDXOH | Existing | Exterior Lighting | 0 | 0
CZ13 | cDXOH | Existing | Interior Equipment | 821304.19 | 0
CZ13 | cDXOH | Existing | Exterior Equipment | 0 | 0
CZ13 | cDXOH | Existing | Fans | 1399097.31 | 0
CZ13 | cDXOH | Existing | Pumps | 0 | 0
CZ13 | cDXOH | Existing | Heat Rejection | 0 | 0
CZ13 | cDXOH | Existing | Humidification | 0 | 0
CZ13 | cDXOH | Existing | Heat Recovery | 0 | 0
CZ13 | cDXOH | Existing | Water Systems | 0 | 151008.44
CZ13 | cDXOH | Existing | Refrigeration | 0 | 0
CZ13 | cDXOH | Existing | Generators | 0 | 0
CZ13 | cDXOH | Existing | Total End Uses | 3966495.3 | 151008.44
CZ14 | cDXOH | Existing | Heating | 0 | 0
CZ14 | cDXOH | Existing | Cooling | 982807.57 | 0
CZ14 | cDXOH | Existing | Interior Lighting | 969345.99 | 0
CZ14 | cDXOH | Existing | Exterior Lighting | 0 | 0
CZ14 | cDXOH | Existing | Interior Equipment | 821304.19 | 0
CZ14 | cDXOH | Existing | Exterior Equipment | 0 | 0
CZ14 | cDXOH | Existing | Fans | 1524430.93 | 0
CZ14 | cDXOH | Existing | Pumps | 0 | 0
CZ14 | cDXOH | Existing | Heat Rejection | 0 | 0
CZ14 | cDXOH | Existing | Humidification | 0 | 0
CZ14 | cDXOH | Existing | Heat Recovery | 0 | 0
CZ14 | cDXOH | Existing | Water Systems | 0 | 143398.87
CZ14 | cDXOH | Existing | Refrigeration | 0 | 0
CZ14 | cDXOH | Existing | Generators | 0 | 0
CZ14 | cDXOH | Existing | Total End Uses | 4297888.68 | 143398.87
CZ15 | cDXOH | Existing | Heating | 0 | 0
CZ15 | cDXOH | Existing | Cooling | 1392178.28 | 0
CZ15 | cDXOH | Existing | Interior Lighting | 969345.99 | 0
CZ15 | cDXOH | Existing | Exterior Lighting | 0 | 0
CZ15 | cDXOH | Existing | Interior Equipment | 821304.19 | 0
CZ15 | cDXOH | Existing | Exterior Equipment | 0 | 0
CZ15 | cDXOH | Existing | Fans | 1499778.49 | 0
CZ15 | cDXOH | Existing | Pumps | 0 | 0
CZ15 | cDXOH | Existing | Heat Rejection | 0 | 0
CZ15 | cDXOH | Existing | Humidification | 0 | 0
CZ15 | cDXOH | Existing | Heat Recovery | 0 | 0
CZ15 | cDXOH | Existing | Water Systems | 0 | 127454.83
CZ15 | cDXOH | Existing | Refrigeration | 0 | 0
CZ15 | cDXOH | Existing | Generators | 0 | 0
CZ15 | cDXOH | Existing | Total End Uses | 4682606.95 | 127454.83
CZ16 | cDXOH | Existing | Heating | 0 | 0
CZ16 | cDXOH | Existing | Cooling | 618178.33 | 0
CZ16 | cDXOH | Existing | Interior Lighting | 969345.99 | 0
CZ16 | cDXOH | Existing | Exterior Lighting | 0 | 0
CZ16 | cDXOH | Existing | Interior Equipment | 821304.19 | 0
CZ16 | cDXOH | Existing | Exterior Equipment | 0 | 0
CZ16 | cDXOH | Existing | Fans | 1560948.65 | 0
CZ16 | cDXOH | Existing | Pumps | 0 | 0
CZ16 | cDXOH | Existing | Heat Rejection | 0 | 0
CZ16 | cDXOH | Existing | Humidification | 0 | 0
CZ16 | cDXOH | Existing | Heat Recovery | 0 | 0
CZ16 | cDXOH | Existing | Water Systems | 0 | 168952.95
CZ16 | cDXOH | Existing | Refrigeration | 0 | 0
CZ16 | cDXOH | Existing | Generators | 0 | 0
CZ16 | cDXOH | Existing | Total End Uses | 3969777.16 | 168952.95
CZ01 | cDXOH | New Construction | Heating | 0 | 0
CZ01 | cDXOH | New Construction | Cooling | 1948.82 | 0
CZ01 | cDXOH | New Construction | Interior Lighting | 525854.13 | 0
CZ01 | cDXOH | New Construction | Exterior Lighting | 0 | 0
CZ01 | cDXOH | New Construction | Interior Equipment | 821304.19 | 0
CZ01 | cDXOH | New Construction | Exterior Equipment | 0 | 0
CZ01 | cDXOH | New Construction | Fans | 973852.05 | 0
CZ01 | cDXOH | New Construction | Pumps | 0 | 0
CZ01 | cDXOH | New Construction | Heat Rejection | 0 | 0
CZ01 | cDXOH | New Construction | Humidification | 0 | 0
CZ01 | cDXOH | New Construction | Heat Recovery | 0 | 0
CZ01 | cDXOH | New Construction | Water Systems | 0 | 186796.16
CZ01 | cDXOH | New Construction | Refrigeration | 0 | 0
CZ01 | cDXOH | New Construction | Generators | 0 | 0
CZ01 | cDXOH | New Construction | Total End Uses | 2322959.19 | 186796.16
CZ02 | cDXOH | New Construction | Heating | 0 | 0
CZ02 | cDXOH | New Construction | Cooling | 164927.01 | 0
CZ02 | cDXOH | New Construction | Interior Lighting | 525854.13 | 0
CZ02 | cDXOH | New Construction | Exterior Lighting | 0 | 0
CZ02 | cDXOH | New Construction | Interior Equipment | 821304.19 | 0
CZ02 | cDXOH | New Construction | Exterior Equipment | 0 | 0
CZ02 | cDXOH | New Construction | Fans | 979619.24 | 0
CZ02 | cDXOH | New Construction | Pumps | 0 | 0
CZ02 | cDXOH | New Construction | Heat Rejection | 0 | 0
CZ02 | cDXOH | New Construction | Humidification | 0 | 0
CZ02 | cDXOH | New Construction | Heat Recovery | 0 | 0
CZ02 | cDXOH | New Construction | Water Systems | 0 | 171760.75
CZ02 | cDXOH | New Construction | Refrigeration | 0 | 0
CZ02 | cDXOH | New Construction | Generators | 0 | 0
CZ02 | cDXOH | New Construction | Total End Uses | 2491704.57 | 171760.75
CZ03 | cDXOH | New Construction | Heating | 0 | 0
CZ03 | cDXOH | New Construction | Cooling | 75315.5 | 0
CZ03 | cDXOH | New Construction | Interior Lighting | 525854.13 | 0
CZ03 | cDXOH | New Construction | Exterior Lighting | 0 | 0
CZ03 | cDXOH | New Construction | Interior Equipment | 821304.19 | 0
CZ03 | cDXOH | New Construction | Exterior Equipment | 0 | 0
CZ03 | cDXOH | New Construction | Fans | 964787.98 | 0
CZ03 | cDXOH | New Construction | Pumps | 0 | 0
CZ03 | cDXOH | New Construction | Heat Rejection | 0 | 0
CZ03 | cDXOH | New Construction | Humidification | 0 | 0
CZ03 | cDXOH | New Construction | Heat Recovery | 0 | 0
CZ03 | cDXOH | New Construction | Water Systems | 0 | 171091.79
CZ03 | cDXOH | New Construction | Refrigeration | 0 | 0
CZ03 | cDXOH | New Construction | Generators | 0 | 0
CZ03 | cDXOH | New Construction | Total End Uses | 2387261.81 | 171091.79
CZ04 | cDXOH | New Construction | Heating | 0 | 0
CZ04 | cDXOH | New Construction | Cooling | 210797.65 | 0
CZ04 | cDXOH | New Construction | Interior Lighting | 525854.13 | 0
CZ04 | cDXOH | New Construction | Exterior Lighting | 0 | 0
CZ04 | cDXOH | New Construction | Interior Equipment | 821304.19 | 0
CZ04 | cDXOH | New Construction | Exterior Equipment | 0 | 0
CZ04 | cDXOH | New Construction | Fans | 950730.29 | 0
CZ04 | cDXOH | New Construction | Pumps | 0 | 0
CZ04 | cDXOH | New Construction | Heat Rejection | 0 | 0
CZ04 | cDXOH | New Construction | Humidification | 0 | 0
CZ04 | cDXOH | New Construction | Heat Recovery | 0 | 0
CZ04 | cDXOH | New Construction | Water Systems | 0 | 165231.9
CZ04 | cDXOH | New Construction | Refrigeration | 0 | 0
CZ04 | cDXOH | New Construction | Generators | 0 | 0
CZ04 | cDXOH | New Construction | Total End Uses | 2508686.26 | 165231.9
CZ05 | cDXOH | New Construction | Heating | 0 | 0
CZ05 | cDXOH | New Construction | Cooling | 103481.81 | 0
CZ05 | cDXOH | New Construction | Interior Lighting | 525854.13 | 0
CZ05 | cDXOH | New Construction | Exterior Lighting | 0 | 0
CZ05 | cDXOH | New Construction | Interior Equipment | 821304.19 | 0
CZ05 | cDXOH | New Construction | Exterior Equipment | 0 | 0
CZ05 | cDXOH | New Construction | Fans | 969626.65 | 0
CZ05 | cDXOH | New Construction | Pumps | 0 | 0
CZ05 | cDXOH | New Construction | Heat Rejection | 0 | 0
CZ05 | cDXOH | New Construction | Humidification | 0 | 0
CZ05 | cDXOH | New Construction | Heat Recovery | 0 | 0
CZ05 | cDXOH | New Construction | Water Systems | 0 | 171093.14
CZ05 | cDXOH | New Construction | Refrigeration | 0 | 0
CZ05 | cDXOH | New Construction | Generators | 0 | 0
CZ05 | cDXOH | New Construction | Total End Uses | 2420266.78 | 171093.14
CZ06 | cDXOH | New Construction | Heating | 0 | 0
CZ06 | cDXOH | New Construction | Cooling | 190334.54 | 0
CZ06 | cDXOH | New Construction | Interior Lighting | 525854.13 | 0
CZ06 | cDXOH | New Construction | Exterior Lighting | 0 | 0
CZ06 | cDXOH | New Construction | Interior Equipment | 821304.19 | 0
CZ06 | cDXOH | New Construction | Exterior Equipment | 0 | 0
CZ06 | cDXOH | New Construction | Fans | 952344.85 | 0
CZ06 | cDXOH | New Construction | Pumps | 0 | 0
CZ06 | cDXOH | New Construction | Heat Rejection | 0 | 0
CZ06 | cDXOH | New Construction | Humidification | 0 | 0
CZ06 | cDXOH | New Construction | Heat Recovery | 0 | 0
CZ06 | cDXOH | New Construction | Water Systems | 0 | 157653.04
CZ06 | cDXOH | New Construction | Refrigeration | 0 | 0
CZ06 | cDXOH | New Construction | Generators | 0 | 0
CZ06 | cDXOH | New Construction | Total End Uses | 2489837.72 | 157653.04
CZ07 | cDXOH | New Construction | Heating | 0 | 0
CZ07 | cDXOH | New Construction | Cooling | 250503.16 | 0
CZ07 | cDXOH | New Construction | Interior Lighting | 525854.13 | 0
CZ07 | cDXOH | New Construction | Exterior Lighting | 0 | 0
CZ07 | cDXOH | New Construction | Interior Equipment | 821304.19 | 0
CZ07 | cDXOH | New Construction | Exterior Equipment | 0 | 0
CZ07 | cDXOH | New Construction | Fans | 947083.91 | 0
CZ07 | cDXOH | New Construction | Pumps | 0 | 0
CZ07 | cDXOH | New Construction | Heat Rejection | 0 | 0
CZ07 | cDXOH | New Construction | Humidification | 0 | 0
CZ07 | cDXOH | New Construction | Heat Recovery | 0 | 0
CZ07 | cDXOH | New Construction | Water Systems | 0 | 155690.67
CZ07 | cDXOH | New Construction | Refrigeration | 0 | 0
CZ07 | cDXOH | New Construction | Generators | 0 | 0
CZ07 | cDXOH | New Construction | Total End Uses | 2544745.39 | 155690.67
CZ08 | cDXOH | New Construction | Heating | 0 | 0
CZ08 | cDXOH | New Construction | Cooling | 303507.81 | 0
CZ08 | cDXOH | New Construction | Interior Lighting | 525854.13 | 0
CZ08 | cDXOH | New Construction | Exterior Lighting | 0 | 0
CZ08 | cDXOH | New Construction | Interior Equipment | 821304.19 | 0
CZ08 | cDXOH | New Construction | Exterior Equipment | 0 | 0
CZ08 | cDXOH | New Construction | Fans | 945936.05 | 0
CZ08 | cDXOH | New Construction | Pumps | 0 | 0
CZ08 | cDXOH | New Construction | Heat Rejection | 0 | 0
CZ08 | cDXOH | New Construction | Humidification | 0 | 0
CZ08 | cDXOH | New Construction | Heat Recovery | 0 | 0
CZ08 | cDXOH | New Construction | Water Systems | 0 | 155409.63
CZ08 | cDXOH | New Construction | Refrigeration | 0 | 0
CZ08 | cDXOH | New Construction | Generators | 0 | 0
CZ08 | cDXOH | New Construction | Total End Uses | 2596602.18 | 155409.63
CZ09 | cDXOH | New Construction | Heating | 0 | 0
CZ09 | cDXOH | New Construction | Cooling | 364222.2 | 0
CZ09 | cDXOH | New Construction | Interior Lighting | 525854.13 | 0
CZ09 | cDXOH | New Construction | Exterior Lighting | 0 | 0
CZ09 | cDXOH | New Construction | Interior Equipment | 821304.19 | 0
CZ09 | cDXOH | New Construction | Exterior Equipment | 0 | 0
CZ09 | cDXOH | New Construction | Fans | 951674.37 | 0
CZ09 | cDXOH | New Construction | Pumps | 0 | 0
CZ09 | cDXOH | New Construction | Heat Rejection | 0 | 0
CZ09 | cDXOH | New Construction | Humidification | 0 | 0
CZ09 | cDXOH | New Construction | Heat Recovery | 0 | 0
CZ09 | cDXOH | New Construction | Water Systems | 0 | 153227.71
CZ09 | cDXOH | New Construction | Refrigeration | 0 | 0
CZ09 | cDXOH | New Construction | Generators | 0 | 0
CZ09 | cDXOH | New Construction | Total End Uses | 2663054.89 | 153227.71
CZ10 | cDXOH | New Construction | Heating | 0 | 0
CZ10 | cDXOH | New Construction | Cooling | 477085.68 | 0
CZ10 | cDXOH | New Construction | Interior Lighting | 525854.13 | 0
CZ10 | cDXOH | New Construction | Exterior Lighting | 0 | 0
CZ10 | cDXOH | New Construction | Interior Equipment | 821304.19 | 0
CZ10 | cDXOH | New Construction | Exterior Equipment | 0 | 0
CZ10 | cDXOH | New Construction | Fans | 959683.74 | 0
CZ10 | cDXOH | New Construction | Pumps | 0 | 0
CZ10 | cDXOH | New Construction | Heat Rejection | 0 | 0
CZ10 | cDXOH | New Construction | Humidification | 0 | 0
CZ10 | cDXOH | New Construction | Heat Recovery | 0 | 0
CZ10 | cDXOH | New Construction | Water Systems | 0 | 152036.59
CZ10 | cDXOH | New Construction | Refrigeration | 0 | 0
CZ10 | cDXOH | New Construction | Generators | 0 | 0
CZ10 | cDXOH | New Construction | Total End Uses | 2783927.74 | 152036.59
CZ11 | cDXOH | New Construction | Heating | 0 | 0
CZ11 | cDXOH | New Construction | Cooling | 501443.62 | 0
CZ11 | cDXOH | New Construction | Interior Lighting | 525854.13 | 0
CZ11 | cDXOH | New Construction | Exterior Lighting | 0 | 0
CZ11 | cDXOH | New Construction | Interior Equipment | 821304.19 | 0
CZ11 | cDXOH | New Construction | Exterior Equipment | 0 | 0
CZ11 | cDXOH | New Construction | Fans | 953241.2 | 0
CZ11 | cDXOH | New Construction | Pumps | 0 | 0
CZ11 | cDXOH | New Construction | Heat Rejection | 0 | 0
CZ11 | cDXOH | New Construction | Humidification | 0 | 0
CZ11 | cDXOH | New Construction | Heat Recovery | 0 | 0
CZ11 | cDXOH | New Construction | Water Systems | 0 | 155412.62
CZ11 | cDXOH | New Construction | Refrigeration | 0 | 0
CZ11 | cDXOH | New Construction | Generators | 0 | 0
CZ11 | cDXOH | New Construction | Total End Uses | 2801843.15 | 155412.62
CZ12 | cDXOH | New Construction | Heating | 0 | 0
CZ12 | cDXOH | New Construction | Cooling | 407367.32 | 0
CZ12 | cDXOH | New Construction | Interior Lighting | 525854.13 | 0
CZ12 | cDXOH | New Construction | Exterior Lighting | 0 | 0
CZ12 | cDXOH | New Construction | Interior Equipment | 821304.19 | 0
CZ12 | cDXOH | New Construction | Exterior Equipment | 0 | 0
CZ12 | cDXOH | New Construction | Fans | 975080.15 | 0
CZ12 | cDXOH | New Construction | Pumps | 0 | 0
CZ12 | cDXOH | New Construction | Heat Rejection | 0 | 0
CZ12 | cDXOH | New Construction | Humidification | 0 | 0
CZ12 | cDXOH | New Construction | Heat Recovery | 0 | 0
CZ12 | cDXOH | New Construction | Water Systems | 0 | 159779.72
CZ12 | cDXOH | New Construction | Refrigeration | 0 | 0
CZ12 | cDXOH | New Construction | Generators | 0 | 0
CZ12 | cDXOH | New Construction | Total End Uses | 2729605.79 | 159779.72
CZ13 | cDXOH | New Construction | Heating | 0 | 0
CZ13 | cDXOH | New Construction | Cooling | 572009.59 | 0
CZ13 | cDXOH | New Construction | Interior Lighting | 525854.13 | 0
CZ13 | cDXOH | New Construction | Exterior Lighting | 0 | 0
CZ13 | cDXOH | New Construction | Interior Equipment | 821304.19 | 0
CZ13 | cDXOH | New Construction | Exterior Equipment | 0 | 0
CZ13 | cDXOH | New Construction | Fans | 951925.01 | 0
CZ13 | cDXOH | New Construction | Pumps | 0 | 0
CZ13 | cDXOH | New Construction | Heat Rejection | 0 | 0
CZ13 | cDXOH | New Construction | Humidification | 0 | 0
CZ13 | cDXOH | New Construction | Heat Recovery | 0 | 0
CZ13 | cDXOH | New Construction | Water Systems | 0 | 150865.11
CZ13 | cDXOH | New Construction | Refrigeration | 0 | 0
CZ13 | cDXOH | New Construction | Generators | 0 | 0
CZ13 | cDXOH | New Construction | Total End Uses | 2871092.93 | 150865.11
CZ14 | cDXOH | New Construction | Heating | 0 | 0
CZ14 | cDXOH | New Construction | Cooling | 720293.45 | 0
CZ14 | cDXOH | New Construction | Interior Lighting | 525854.13 | 0
CZ14 | cDXOH | New Construction | Exterior Lighting | 0 | 0
CZ14 | cDXOH | New Construction | Interior Equipment | 821304.19 | 0
CZ14 | cDXOH | New Construction | Exterior Equipment | 0 | 0
CZ14 | cDXOH | New Construction | Fans | 954071.51 | 0
CZ14 | cDXOH | New Construction | Pumps | 0 | 0
CZ14 | cDXOH | New Construction | Heat Rejection | 0 | 0
CZ14 | cDXOH | New Construction | Humidification | 0 | 0
CZ14 | cDXOH | New Construction | Heat Recovery | 0 | 0
CZ14 | cDXOH | New Construction | Water Systems | 0 | 143210.11
CZ14 | cDXOH | New Construction | Refrigeration | 0 | 0
CZ14 | cDXOH | New Construction | Generators | 0 | 0
CZ14 | cDXOH | New Construction | Total End Uses | 3021523.28 | 143210.11
CZ15 | cDXOH | New Construction | Heating | 0 | 0
CZ15 | cDXOH | New Construction | Cooling | 1016623.64 | 0
CZ15 | cDXOH | New Construction | Interior Lighting | 525854.13 | 0
CZ15 | cDXOH | New Construction | Exterior Lighting | 0 | 0
CZ15 | cDXOH | New Construction | Interior Equipment | 821304.19 | 0
CZ15 | cDXOH | New Construction | Exterior Equipment | 0 | 0
CZ15 | cDXOH | New Construction | Fans | 862975.57 | 0
CZ15 | cDXOH | New Construction | Pumps | 0 | 0
CZ15 | cDXOH | New Construction | Heat Rejection | 0 | 0
CZ15 | cDXOH | New Construction | Humidification | 0 | 0
CZ15 | cDXOH | New Construction | Heat Recovery | 0 | 0
CZ15 | cDXOH | New Construction | Water Systems | 0 | 127242.3
CZ15 | cDXOH | New Construction | Refrigeration | 0 | 0
CZ15 | cDXOH | New Construction | Generators | 0 | 0
CZ15 | cDXOH | New Construction | Total End Uses | 3226757.53 | 127242.3
CZ16 | cDXOH | New Construction | Heating | 0 | 0
CZ16 | cDXOH | New Construction | Cooling | 467512.7 | 0
CZ16 | cDXOH | New Construction | Interior Lighting | 525854.13 | 0
CZ16 | cDXOH | New Construction | Exterior Lighting | 0 | 0
CZ16 | cDXOH | New Construction | Interior Equipment | 821304.19 | 0
CZ16 | cDXOH | New Construction | Exterior Equipment | 0 | 0
CZ16 | cDXOH | New Construction | Fans | 1138528.87 | 0
CZ16 | cDXOH | New Construction | Pumps | 0 | 0
CZ16 | cDXOH | New Construction | Heat Rejection | 0 | 0
CZ16 | cDXOH | New Construction | Humidification | 0 | 0
CZ16 | cDXOH | New Construction | Heat Recovery | 0 | 0
CZ16 | cDXOH | New Construction | Water Systems | 0 | 168847.09
CZ16 | cDXOH | New Construction | Refrigeration | 0 | 0
CZ16 | cDXOH | New Construction | Generators | 0 | 0
CZ16 | cDXOH | New Construction | Total End Uses | 2953199.89 | 168847.09
CZ01 | cPVVG | Existing | Heating | 0 | 1176158.64
CZ01 | cPVVG | Existing | Cooling | 3118.91 | 0
CZ01 | cPVVG | Existing | Interior Lighting | 969345.99 | 0
CZ01 | cPVVG | Existing | Exterior Lighting | 0 | 0
CZ01 | cPVVG | Existing | Interior Equipment | 821304.19 | 0
CZ01 | cPVVG | Existing | Exterior Equipment | 0 | 0
CZ01 | cPVVG | Existing | Fans | 401594.31 | 0
CZ01 | cPVVG | Existing | Pumps | 0 | 0
CZ01 | cPVVG | Existing | Heat Rejection | 0 | 0
CZ01 | cPVVG | Existing | Humidification | 0 | 0
CZ01 | cPVVG | Existing | Heat Recovery | 0 | 0
CZ01 | cPVVG | Existing | Water Systems | 0 | 186792.81
CZ01 | cPVVG | Existing | Refrigeration | 0 | 0
CZ01 | cPVVG | Existing | Generators | 0 | 0
CZ01 | cPVVG | Existing | Total End Uses | 2195363.4 | 1362951.45
CZ02 | cPVVG | Existing | Heating | 0 | 744201.32
CZ02 | cPVVG | Existing | Cooling | 198142 | 0
CZ02 | cPVVG | Existing | Interior Lighting | 969345.99 | 0
CZ02 | cPVVG | Existing | Exterior Lighting | 0 | 0
CZ02 | cPVVG | Existing | Interior Equipment | 821304.19 | 0
CZ02 | cPVVG | Existing | Exterior Equipment | 0 | 0
CZ02 | cPVVG | Existing | Fans | 472350.51 | 0
CZ02 | cPVVG | Existing | Pumps | 0 | 0
CZ02 | cPVVG | Existing | Heat Rejection | 0 | 0
CZ02 | cPVVG | Existing | Humidification | 0 | 0
CZ02 | cPVVG | Existing | Heat Recovery | 0 | 0
CZ02 | cPVVG | Existing | Water Systems | 0 | 171754.11
CZ02 | cPVVG | Existing | Refrigeration | 0 | 0
CZ02 | cPVVG | Existing | Generators | 0 | 0
CZ02 | cPVVG | Existing | Total End Uses | 2461142.69 | 915955.42
CZ03 | cPVVG | Existing | Heating | 0 | 514522.21
CZ03 | cPVVG | Existing | Cooling | 97801.7 | 0
CZ03 | cPVVG | Existing | Interior Lighting | 969345.99 | 0
CZ03 | cPVVG | Existing | Exterior Lighting | 0 | 0
CZ03 | cPVVG | Existing | Interior Equipment | 821304.19 | 0
CZ03 | cPVVG | Existing | Exterior Equipment | 0 | 0
CZ03 | cPVVG | Existing | Fans | 433494.94 | 0
CZ03 | cPVVG | Existing | Pumps | 0 | 0
CZ03 | cPVVG | Existing | Heat Rejection | 0 | 0
CZ03 | cPVVG | Existing | Humidification | 0 | 0
CZ03 | cPVVG | Existing | Heat Recovery | 0 | 0
CZ03 | cPVVG | Existing | Water Systems | 0 | 171089.43
CZ03 | cPVVG | Existing | Refrigeration | 0 | 0
CZ03 | cPVVG | Existing | Generators | 0 | 0
CZ03 | cPVVG | Existing | Total End Uses | 2321946.81 | 685611.64
CZ04 | cPVVG | Existing | Heating | 0 | 451000.78
CZ04 | cPVVG | Existing | Cooling | 262012.14 | 0
CZ04 | cPVVG | Existing | Interior Lighting | 969345.99 | 0
CZ04 | cPVVG | Existing | Exterior Lighting | 0 | 0
CZ04 | cPVVG | Existing | Interior Equipment | 821304.19 | 0
CZ04 | cPVVG | Existing | Exterior Equipment | 0 | 0
CZ04 | cPVVG | Existing | Fans | 487194.59 | 0
CZ04 | cPVVG | Existing | Pumps | 0 | 0
CZ04 | cPVVG | Existing | Heat Rejection | 0 | 0
CZ04 | cPVVG | Existing | Humidification | 0 | 0
CZ04 | cPVVG | Existing | Heat Recovery | 0 | 0
CZ04 | cPVVG | Existing | Water Systems | 0 | 165261.99
CZ04 | cPVVG | Existing | Refrigeration | 0 | 0
CZ04 | cPVVG | Existing | Generators | 0 | 0
CZ04 | cPVVG | Existing | Total End Uses | 2539856.91 | 616262.77
CZ05 | cPVVG | Existing | Heating | 0 | 477874.76
CZ05 | cPVVG | Existing | Cooling | 131946.7 | 0
CZ05 | cPVVG | Existing | Interior Lighting | 969345.99 | 0
CZ05 | cPVVG | Existing | Exterior Lighting | 0 | 0
CZ05 | cPVVG | Existing | Interior Equipment | 821304.19 | 0
CZ05 | cPVVG | Existing | Exterior Equipment | 0 | 0
CZ05 | cPVVG | Existing | Fans | 440233.48 | 0
CZ05 | cPVVG | Existing | Pumps | 0 | 0
CZ05 | cPVVG | Existing | Heat Rejection | 0 | 0
CZ05 | cPVVG | Existing | Humidification | 0 | 0
CZ05 | cPVVG | Existing | Heat Recovery | 0 | 0
CZ05 | cPVVG | Existing | Water Systems | 0 | 171095.66
CZ05 | cPVVG | Existing | Refrigeration | 0 | 0
CZ05 | cPVVG | Existing | Generators | 0 | 0
CZ05 | cPVVG | Existing | Total End Uses | 2362830.36 | 648970.42
CZ06 | cPVVG | Existing | Heating | 0 | 133457.84
CZ06 | cPVVG | Existing | Cooling | 251440.25 | 0
CZ06 | cPVVG | Existing | Interior Lighting | 969345.99 | 0
CZ06 | cPVVG | Existing | Exterior Lighting | 0 | 0
CZ06 | cPVVG | Existing | Interior Equipment | 821304.19 | 0
CZ06 | cPVVG | Existing | Exterior Equipment | 0 | 0
CZ06 | cPVVG | Existing | Fans | 490625.77 | 0
CZ06 | cPVVG | Existing | Pumps | 0 | 0
CZ06 | cPVVG | Existing | Heat Rejection | 0 | 0
CZ06 | cPVVG | Existing | Humidification | 0 | 0
CZ06 | cPVVG | Existing | Heat Recovery | 0 | 0
CZ06 | cPVVG | Existing | Water Systems | 0 | 157705.85
CZ06 | cPVVG | Existing | Refrigeration | 0 | 0
CZ06 | cPVVG | Existing | Generators | 0 | 0
CZ06 | cPVVG | Existing | Total End Uses | 2532716.2 | 291163.69
CZ07 | cPVVG | Existing | Heating | 0 | 126228.23
CZ07 | cPVVG | Existing | Cooling | 307754.52 | 0
CZ07 | cPVVG | Existing | Interior Lighting | 969345.99 | 0
CZ07 | cPVVG | Existing | Exterior Lighting | 0 | 0
CZ07 | cPVVG | Existing | Interior Equipment | 821304.19 | 0
CZ07 | cPVVG | Existing | Exterior Equipment | 0 | 0
CZ07 | cPVVG | Existing | Fans | 492272.4 | 0
CZ07 | cPVVG | Existing | Pumps | 0 | 0
CZ07 | cPVVG | Existing | Heat Rejection | 0 | 0
CZ07 | cPVVG | Existing | Humidification | 0 | 0
CZ07 | cPVVG | Existing | Heat Recovery | 0 | 0
CZ07 | cPVVG | Existing | Water Systems | 0 | 155709.5
CZ07 | cPVVG | Existing | Refrigeration | 0 | 0
CZ07 | cPVVG | Existing | Generators | 0 | 0
CZ07 | cPVVG | Existing | Total End Uses | 2590677.11 | 281937.73
CZ08 | cPVVG | Existing | Heating | 0 | 182257.86
CZ08 | cPVVG | Existing | Cooling | 381701.61 | 0
CZ08 | cPVVG | Existing | Interior Lighting | 969345.99 | 0
CZ08 | cPVVG | Existing | Exterior Lighting | 0 | 0
CZ08 | cPVVG | Existing | Interior Equipment | 821304.19 | 0
CZ08 | cPVVG | Existing | Exterior Equipment | 0 | 0
CZ08 | cPVVG | Existing | Fans | 523467.75 | 0
CZ08 | cPVVG | Existing | Pumps | 0 | 0
CZ08 | cPVVG | Existing | Heat Rejection | 0 | 0
CZ08 | cPVVG | Existing | Humidification | 0 | 0
CZ08 | cPVVG | Existing | Heat Recovery | 0 | 0
CZ08 | cPVVG | Existing | Water Systems | 0 | 155485.76
CZ08 | cPVVG | Existing | Refrigeration | 0 | 0
CZ08 | cPVVG | Existing | Generators | 0 | 0
CZ08 | cPVVG | Existing | Total End Uses | 2695819.54 | 337743.61
CZ09 | cPVVG | Existing | Heating | 0 | 156654.02
CZ09 | cPVVG | Existing | Cooling | 469633.53 | 0
CZ09 | cPVVG | Existing | Interior Lighting | 969345.99 | 0
CZ09 | cPVVG | Existing | Exterior Lighting | 0 | 0
CZ09 | cPVVG | Existing | Interior Equipment | 821304.19 | 0
CZ09 | cPVVG | Existing | Exterior Equipment | 0 | 0
CZ09 | cPVVG | Existing | Fans | 562619.15 | 0
CZ09 | cPVVG | Existing | Pumps | 0 | 0
CZ09 | cPVVG | Existing | Heat Rejection | 0 | 0
CZ09 | cPVVG | Existing | Humidification | 0 | 0
CZ09 | cPVVG | Existing | Heat Recovery | 0 | 0
CZ09 | cPVVG | Existing | Water Systems | 0 | 153338.82
CZ09 | cPVVG | Existing | Refrigeration | 0 | 0
CZ09 | cPVVG | Existing | Generators | 0 | 0
CZ09 | cPVVG | Existing | Total End Uses | 2822902.86 | 309992.84
CZ10 | cPVVG | Existing | Heating | 0 | 296181.54
CZ10 | cPVVG | Existing | Cooling | 580348.13 | 0
CZ10 | cPVVG | Existing | Interior Lighting | 969345.99 | 0
CZ10 | cPVVG | Existing | Exterior Lighting | 0 | 0
CZ10 | cPVVG | Existing | Interior Equipment | 821304.19 | 0
CZ10 | cPVVG | Existing | Exterior Equipment | 0 | 0
CZ10 | cPVVG | Existing | Fans | 576656.4 | 0
CZ10 | cPVVG | Existing | Pumps | 0 | 0
CZ10 | cPVVG | Existing | Heat Rejection | 0 | 0
CZ10 | cPVVG | Existing | Humidification | 0 | 0
CZ10 | cPVVG | Existing | Heat Recovery | 0 | 0
CZ10 | cPVVG | Existing | Water Systems | 0 | 152132.65
CZ10 | cPVVG | Existing | Refrigeration | 0 | 0
CZ10 | cPVVG | Existing | Generators | 0 | 0
CZ10 | cPVVG | Existing | Total End Uses | 2947654.7 | 448314.2
CZ11 | cPVVG | Existing | Heating | 0 | 714730.34
CZ11 | cPVVG | Existing | Cooling | 623857.86 | 0
CZ11 | cPVVG | Existing | Interior Lighting | 969345.99 | 0
CZ11 | cPVVG | Existing | Exterior Lighting | 0 | 0
CZ11 | cPVVG | Existing | Interior Equipment | 821304.19 | 0
CZ11 | cPVVG | Existing | Exterior Equipment | 0 | 0
CZ11 | cPVVG | Existing | Fans | 622227.2 | 0
CZ11 | cPVVG | Existing | Pumps | 0 | 0
CZ11 | cPVVG | Existing | Heat Rejection | 0 | 0
CZ11 | cPVVG | Existing | Humidification | 0 | 0
CZ11 | cPVVG | Existing | Heat Recovery | 0 | 0
CZ11 | cPVVG | Existing | Water Systems | 0 | 155499.01
CZ11 | cPVVG | Existing | Refrigeration | 0 | 0
CZ11 | cPVVG | Existing | Generators | 0 | 0
CZ11 | cPVVG | Existing | Total End Uses | 3036735.25 | 870229.35
CZ12 | cPVVG | Existing | Heating | 0 | 666271.81
CZ12 | cPVVG | Existing | Cooling | 496045.07 | 0
CZ12 | cPVVG | Existing | Interior Lighting | 969345.99 | 0
CZ12 | cPVVG | Existing | Exterior Lighting | 0 | 0
CZ12 | cPVVG | Existing | Interior Equipment | 821304.19 | 0
CZ12 | cPVVG | Existing | Exterior Equipment | 0 | 0
CZ12 | cPVVG | Existing | Fans | 553441.74 | 0
CZ12 | cPVVG | Existing | Pumps | 0 | 0
CZ12 | cPVVG | Existing | Heat Rejection | 0 | 0
CZ12 | cPVVG | Existing | Humidification | 0 | 0
CZ12 | cPVVG | Existing | Heat Recovery | 0 | 0
CZ12 | cPVVG | Existing | Water Systems | 0 | 159840.66
CZ12 | cPVVG | Existing | Refrigeration | 0 | 0
CZ12 | cPVVG | Existing | Generators | 0 | 0
CZ12 | cPVVG | Existing | Total End Uses | 2840136.98 | 826112.46
CZ13 | cPVVG | Existing | Heating | 0 | 545763.15
CZ13 | cPVVG | Existing | Cooling | 713694.41 | 0
CZ13 | cPVVG | Existing | Interior Lighting | 969345.99 | 0
CZ13 | cPVVG | Existing | Exterior Lighting | 0 | 0
CZ13 | cPVVG | Existing | Interior Equipment | 821304.19 | 0
CZ13 | cPVVG | Existing | Exterior Equipment | 0 | 0
CZ13 | cPVVG | Existing | Fans | 624213.44 | 0
CZ13 | cPVVG | Existing | Pumps | 0 | 0
CZ13 | cPVVG | Existing | Heat Rejection | 0 | 0
CZ13 | cPVVG | Existing | Humidification | 0 | 0
CZ13 | cPVVG | Existing | Heat Recovery | 0 | 0
CZ13 | cPVVG | Existing | Water Systems | 0 | 151001.95
CZ13 | cPVVG | Existing | Refrigeration | 0 | 0
CZ13 | cPVVG | Existing | Generators | 0 | 0
CZ13 | cPVVG | Existing | Total End Uses | 3128558.02 | 696765.1
CZ14 | cPVVG | Existing | Heating | 0 | 411045.58
CZ14 | cPVVG | Existing | Cooling | 902192.84 | 0
CZ14 | cPVVG | Existing | Interior Lighting | 969345.99 | 0
CZ14 | cPVVG | Existing | Exterior Lighting | 0 | 0
CZ14 | cPVVG | Existing | Interior Equipment | 821304.19 | 0
CZ14 | cPVVG | Existing | Exterior Equipment | 0 | 0
CZ14 | cPVVG | Existing | Fans | 726828.74 | 0
CZ14 | cPVVG | Existing | Pumps | 0 | 0
CZ14 | cPVVG | Existing | Heat Rejection | 0 | 0
CZ14 | cPVVG | Existing | Humidification | 0 | 0
CZ14 | cPVVG | Existing | Heat Recovery | 0 | 0
CZ14 | cPVVG | Existing | Water Systems | 0 | 143397.57
CZ14 | cPVVG | Existing | Refrigeration | 0 | 0
CZ14 | cPVVG | Existing | Generators | 0 | 0
CZ14 | cPVVG | Existing | Total End Uses | 3419671.77 | 554443.15
CZ15 | cPVVG | Existing | Heating | 0 | 110455.95
CZ15 | cPVVG | Existing | Cooling | 1289764.57 | 0
CZ15 | cPVVG | Existing | Interior Lighting | 969345.99 | 0
CZ15 | cPVVG | Existing | Exterior Lighting | 0 | 0
CZ15 | cPVVG | Existing | Interior Equipment | 821304.19 | 0
CZ15 | cPVVG | Existing | Exterior Equipment | 0 | 0
CZ15 | cPVVG | Existing | Fans | 811061.81 | 0
CZ15 | cPVVG | Existing | Pumps | 0 | 0
CZ15 | cPVVG | Existing | Heat Rejection | 0 | 0
CZ15 | cPVVG | Existing | Humidification | 0 | 0
CZ15 | cPVVG | Existing | Heat Recovery | 0 | 0
CZ15 | cPVVG | Existing | Water Systems | 0 | 127454.54
CZ15 | cPVVG | Existing | Refrigeration | 0 | 0
CZ15 | cPVVG | Existing | Generators | 0 | 0
CZ15 | cPVVG | Existing | Total End Uses | 3891476.55 | 237910.49
CZ16 | cPVVG | Existing | Heating | 0 | 1047612.87
CZ16 | cPVVG | Existing | Cooling | 549745.18 | 0
CZ16 | cPVVG | Existing | Interior Lighting | 969345.99 | 0
CZ16 | cPVVG | Existing | Exterior Lighting | 0 | 0
CZ16 | cPVVG | Existing | Interior Equipment | 821304.19 | 0
CZ16 | cPVVG | Existing | Exterior Equipment | 0 | 0
CZ16 | cPVVG | Existing | Fans | 631877.82 | 0
CZ16 | cPVVG | Existing | Pumps | 0 | 0
CZ16 | cPVVG | Existing | Heat Rejection | 0 | 0
CZ16 | cPVVG | Existing | Humidification | 0 | 0
CZ16 | cPVVG | Existing | Heat Recovery | 0 | 0
CZ16 | cPVVG | Existing | Water Systems | 0 | 168940.78
CZ16 | cPVVG | Existing | Refrigeration | 0 | 0
CZ16 | cPVVG | Existing | Generators | 0 | 0
CZ16 | cPVVG | Existing | Total End Uses | 2972273.18 | 1216553.64
CZ01 | cPVVG | New Construction | Heating | 0 | 976151.34
CZ01 | cPVVG | New Construction | Cooling | 1659.12 | 0
CZ01 | cPVVG | New Construction | Interior Lighting | 525854.13 | 0
CZ01 | cPVVG | New Construction | Exterior Lighting | 0 | 0
CZ01 | cPVVG | New Construction | Interior Equipment | 821304.19 | 0
CZ01 | cPVVG | New Construction | Exterior Equipment | 0 | 0
CZ01 | cPVVG | New Construction | Fans | 328057.35 | 0
CZ01 | cPVVG | New Construction | Pumps | 0 | 0
CZ01 | cPVVG | New Construction | Heat Rejection | 0 | 0
CZ01 | cPVVG | New Construction | Humidification | 0 | 0
CZ01 | cPVVG | New Construction | Heat Recovery | 0 | 0
CZ01 | cPVVG | New Construction | Water Systems | 0 | 186799.67
CZ01 | cPVVG | New Construction | Refrigeration | 0 | 0
CZ01 | cPVVG | New Construction | Generators | 0 | 0
CZ01 | cPVVG | New Construction | Total End Uses | 1676874.8 | 1162951.01
CZ02 | cPVVG | New Construction | Heating | 0 | 587952.99
CZ02 | cPVVG | New Construction | Cooling | 138690.57 | 0
CZ02 | cPVVG | New Construction | Interior Lighting | 525854.13 | 0
CZ02 | cPVVG | New Construction | Exterior Lighting | 0 | 0
CZ02 | cPVVG | New Construction | Interior Equipment | 821304.19 | 0
CZ02 | cPVVG | New Construction | Exterior Equipment | 0 | 0
CZ02 | cPVVG | New Construction | Fans | 360521.85 | 0
CZ02 | cPVVG | New Construction | Pumps | 0 | 0
CZ02 | cPVVG | New Construction | Heat Rejection | 0 | 0
CZ02 | cPVVG | New Construction | Humidification | 0 | 0
CZ02 | cPVVG | New Construction | Heat Recovery | 0 | 0
CZ02 | cPVVG | New Construction | Water Systems | 0 | 171767.62
CZ02 | cPVVG | New Construction | Refrigeration | 0 | 0
CZ02 | cPVVG | New Construction | Generators | 0 | 0
CZ02 | cPVVG | New Construction | Total End Uses | 1846370.74 | 759720.61
CZ03 | cPVVG | New Construction | Heating | 0 | 429201.54
CZ03 | cPVVG | New Construction | Cooling | 64779.63 | 0
CZ03 | cPVVG | New Construction | Interior Lighting | 525854.13 | 0
CZ03 | cPVVG | New Construction | Exterior Lighting | 0 | 0
CZ03 | cPVVG | New Construction | Interior Equipment | 821304.19 | 0
CZ03 | cPVVG | New Construction | Exterior Equipment | 0 | 0
CZ03 | cPVVG | New Construction | Fans | 343779.21 | 0
CZ03 | cPVVG | New Construction | Pumps | 0 | 0
CZ03 | cPVVG | New Construction | Heat Rejection | 0 | 0
CZ03 | cPVVG | New Construction | Humidification | 0 | 0
CZ03 | cPVVG | New Construction | Heat Recovery | 0 | 0
CZ03 | cPVVG | New Construction | Water Systems | 0 | 171081.35
CZ03 | cPVVG | New Construction | Refrigeration | 0 | 0
CZ03 | cPVVG | New Construction | Generators | 0 | 0
CZ03 | cPVVG | New Construction | Total End Uses | 1755717.16 | 600282.89
CZ04 | cPVVG | New Construction | Heating | 0 | 349865.98
CZ04 | cPVVG | New Construction | Cooling | 184950.56 | 0
CZ04 | cPVVG | New Construction | Interior Lighting | 525854.13 | 0
CZ04 | cPVVG | New Construction | Exterior Lighting | 0 | 0
CZ04 | cPVVG | New Construction | Interior Equipment | 821304.19 | 0
CZ04 | cPVVG | New Construction | Exterior Equipment | 0 | 0
CZ04 | cPVVG | New Construction | Fans | 377760.25 | 0
CZ04 | cPVVG | New Construction | Pumps | 0 | 0
CZ04 | cPVVG | New Construction | Heat Rejection | 0 | 0
CZ04 | cPVVG | New Construction | Humidification | 0 | 0
CZ04 | cPVVG | New Construction | Heat Recovery | 0 | 0
CZ04 | cPVVG | New Construction | Water Systems | 0 | 165246.43
CZ04 | cPVVG | New Construction | Refrigeration | 0 | 0
CZ04 | cPVVG | New Construction | Generators | 0 | 0
CZ04 | cPVVG | New Construction | Total End Uses | 1909869.13 | 515112.41
CZ05 | cPVVG | New Construction | Heating | 0 | 362669.99
CZ05 | cPVVG | New Construction | Cooling | 86348.01 | 0
CZ05 | cPVVG | New Construction | Interior Lighting | 525854.13 | 0
CZ05 | cPVVG | New Construction | Exterior Lighting | 0 | 0
CZ05 | cPVVG | New Construction | Interior Equipment | 821304.19 | 0
CZ05 | cPVVG | New Construction | Exterior Equipment | 0 | 0
CZ05 | cPVVG | New Construction | Fans | 348807.99 | 0
CZ05 | cPVVG | New Construction | Pumps | 0 | 0
CZ05 | cPVVG | New Construction | Heat Rejection | 0 | 0
CZ05 | cPVVG | New Construction | Humidification | 0 | 0
CZ05 | cPVVG | New Construction | Heat Recovery | 0 | 0
CZ05 | cPVVG | New Construction | Water Systems | 0 | 171084.39
CZ05 | cPVVG | New Construction | Refrigeration | 0 | 0
CZ05 | cPVVG | New Construction | Generators | 0 | 0
CZ05 | cPVVG | New Construction | Total End Uses | 1782314.33 | 533754.38
CZ06 | cPVVG | New Construction | Heating | 0 | 95856.84
CZ06 | cPVVG | New Construction | Cooling | 167747.36 | 0
CZ06 | cPVVG | New Construction | Interior Lighting | 525854.13 | 0
CZ06 | cPVVG | New Construction | Exterior Lighting | 0 | 0
CZ06 | cPVVG | New Construction | Interior Equipment | 821304.19 | 0
CZ06 | cPVVG | New Construction | Exterior Equipment | 0 | 0
CZ06 | cPVVG | New Construction | Fans | 375600.34 | 0
CZ06 | cPVVG | New Construction | Pumps | 0 | 0
CZ06 | cPVVG | New Construction | Heat Rejection | 0 | 0
CZ06 | cPVVG | New Construction | Humidification | 0 | 0
CZ06 | cPVVG | New Construction | Heat Recovery | 0 | 0
CZ06 | cPVVG | New Construction | Water Systems | 0 | 157649.76
CZ06 | cPVVG | New Construction | Refrigeration | 0 | 0
CZ06 | cPVVG | New Construction | Generators | 0 | 0
CZ06 | cPVVG | New Construction | Total End Uses | 1890506.03 | 253506.59
CZ07 | cPVVG | New Construction | Heating | 0 | 87522.99
CZ07 | cPVVG | New Construction | Cooling | 212076.98 | 0
CZ07 | cPVVG | New Construction | Interior Lighting | 525854.13 | 0
CZ07 | cPVVG | New Construction | Exterior Lighting | 0 | 0
CZ07 | cPVVG | New Construction | Interior Equipment | 821304.19 | 0
CZ07 | cPVVG | New Construction | Exterior Equipment | 0 | 0
CZ07 | cPVVG | New Construction | Fans | 381275.66 | 0
CZ07 | cPVVG | New Construction | Pumps | 0 | 0
CZ07 | cPVVG | New Construction | Heat Rejection | 0 | 0
CZ07 | cPVVG | New Construction | Humidification | 0 | 0
CZ07 | cPVVG | New Construction | Heat Recovery | 0 | 0
CZ07 | cPVVG | New Construction | Water Systems | 0 | 155684.89
CZ07 | cPVVG | New Construction | Refrigeration | 0 | 0
CZ07 | cPVVG | New Construction | Generators | 0 | 0
CZ07 | cPVVG | New Construction | Total End Uses | 1940510.97 | 243207.88
CZ08 | cPVVG | New Construction | Heating | 0 | 126223.66
CZ08 | cPVVG | New Construction | Cooling | 266806.49 | 0
CZ08 | cPVVG | New Construction | Interior Lighting | 525854.13 | 0
CZ08 | cPVVG | New Construction | Exterior Lighting | 0 | 0
CZ08 | cPVVG | New Construction | Interior Equipment | 821304.19 | 0
CZ08 | cPVVG | New Construction | Exterior Equipment | 0 | 0
CZ08 | cPVVG | New Construction | Fans | 394856.03 | 0
CZ08 | cPVVG | New Construction | Pumps | 0 | 0
CZ08 | cPVVG | New Construction | Heat Rejection | 0 | 0
CZ08 | cPVVG | New Construction | Humidification | 0 | 0
CZ08 | cPVVG | New Construction | Heat Recovery | 0 | 0
CZ08 | cPVVG | New Construction | Water Systems | 0 | 155441.7
CZ08 | cPVVG | New Construction | Refrigeration | 0 | 0
CZ08 | cPVVG | New Construction | Generators | 0 | 0
CZ08 | cPVVG | New Construction | Total End Uses | 2008820.85 | 281665.36
CZ09 | cPVVG | New Construction | Heating | 0 | 102523.12
CZ09 | cPVVG | New Construction | Cooling | 324012.87 | 0
CZ09 | cPVVG | New Construction | Interior Lighting | 525854.13 | 0
CZ09 | cPVVG | New Construction | Exterior Lighting | 0 | 0
CZ09 | cPVVG | New Construction | Interior Equipment | 821304.19 | 0
CZ09 | cPVVG | New Construction | Exterior Equipment | 0 | 0
CZ09 | cPVVG | New Construction | Fans | 410090.08 | 0
CZ09 | cPVVG | New Construction | Pumps | 0 | 0
CZ09 | cPVVG | New Construction | Heat Rejection | 0 | 0
CZ09 | cPVVG | New Construction | Humidification | 0 | 0
CZ09 | cPVVG | New Construction | Heat Recovery | 0 | 0
CZ09 | cPVVG | New Construction | Water Systems | 0 | 153261.7
CZ09 | cPVVG | New Construction | Refrigeration | 0 | 0
CZ09 | cPVVG | New Construction | Generators | 0 | 0
CZ09 | cPVVG | New Construction | Total End Uses | 2081261.28 | 255784.81
CZ10 | cPVVG | New Construction | Heating | 0 | 226873.63
CZ10 | cPVVG | New Construction | Cooling | 432051.61 | 0
CZ10 | cPVVG | New Construction | Interior Lighting | 525854.13 | 0
CZ10 | cPVVG | New Construction | Exterior Lighting | 0 | 0
CZ10 | cPVVG | New Construction | Interior Equipment | 821304.19 | 0
CZ10 | cPVVG | New Construction | Exterior Equipment | 0 | 0
CZ10 | cPVVG | New Construction | Fans | 440170.34 | 0
CZ10 | cPVVG | New Construction | Pumps | 0 | 0
CZ10 | cPVVG | New Construction | Heat Rejection | 0 | 0
CZ10 | cPVVG | New Construction | Humidification | 0 | 0
CZ10 | cPVVG | New Construction | Heat Recovery | 0 | 0
CZ10 | cPVVG | New Construction | Water Systems | 0 | 152047.77
CZ10 | cPVVG | New Construction | Refrigeration | 0 | 0
CZ10 | cPVVG | New Construction | Generators | 0 | 0
CZ10 | cPVVG | New Construction | Total End Uses | 2219380.28 | 378921.4
CZ11 | cPVVG | New Construction | Heating | 0 | 582542.77
CZ11 | cPVVG | New Construction | Cooling | 466046.49 | 0
CZ11 | cPVVG | New Construction | Interior Lighting | 525854.13 | 0
CZ11 | cPVVG | New Construction | Exterior Lighting | 0 | 0
CZ11 | cPVVG | New Construction | Interior Equipment | 821304.19 | 0
CZ11 | cPVVG | New Construction | Exterior Equipment | 0 | 0
CZ11 | cPVVG | New Construction | Fans | 444897.29 | 0
CZ11 | cPVVG | New Construction | Pumps | 0 | 0
CZ11 | cPVVG | New Construction | Heat Rejection | 0 | 0
CZ11 | cPVVG | New Construction | Humidification | 0 | 0
CZ11 | cPVVG | New Construction | Heat Recovery | 0 | 0
CZ11 | cPVVG | New Construction | Water Systems | 0 | 155392.34
CZ11 | cPVVG | New Construction | Refrigeration | 0 | 0
CZ11 | cPVVG | New Construction | Generators | 0 | 0
CZ11 | cPVVG | New Construction | Total End Uses | 2258102.11 | 737935.11
CZ12 | cPVVG | New Construction | Heating | 0 | 538425.47
CZ12 | cPVVG | New Construction | Cooling | 366325.5 | 0
CZ12 | cPVVG | New Construction | Interior Lighting | 525854.13 | 0
CZ12 | cPVVG | New Construction | Exterior Lighting | 0 | 0
CZ12 | cPVVG | New Construction | Interior Equipment | 821304.19 | 0
CZ12 | cPVVG | New Construction | Exterior Equipment | 0 | 0
CZ12 | cPVVG | New Construction | Fans | 411964.61 | 0
CZ12 | cPVVG | New Construction | Pumps | 0 | 0
CZ12 | cPVVG | New Construction | Heat Rejection | 0 | 0
CZ12 | cPVVG | New Construction | Humidification | 0 | 0
CZ12 | cPVVG | New Construction | Heat Recovery | 0 | 0
CZ12 | cPVVG | New Construction | Water Systems | 0 | 159738.88
CZ12 | cPVVG | New Construction | Refrigeration | 0 | 0
CZ12 | cPVVG | New Construction | Generators | 0 | 0
CZ12 | cPVVG | New Construction | Total End Uses | 2125448.44 | 698164.36
CZ13 | cPVVG | New Construction | Heating | 0 | 455978.61
CZ13 | cPVVG | New Construction | Cooling | 532310.72 | 0
CZ13 | cPVVG | New Construction | Interior Lighting | 525854.13 | 0
CZ13 | cPVVG | New Construction | Exterior Lighting | 0 | 0
CZ13 | cPVVG | New Construction | Interior Equipment | 821304.19 | 0
CZ13 | cPVVG | New Construction | Exterior Equipment | 0 | 0
CZ13 | cPVVG | New Construction | Fans | 453714.61 | 0
CZ13 | cPVVG | New Construction | Pumps | 0 | 0
CZ13 | cPVVG | New Construction | Heat Rejection | 0 | 0
CZ13 | cPVVG | New Construction | Humidification | 0 | 0
CZ13 | cPVVG | New Construction | Heat Recovery | 0 | 0
CZ13 | cPVVG | New Construction | Water Systems | 0 | 150870.47
CZ13 | cPVVG | New Construction | Refrigeration | 0 | 0
CZ13 | cPVVG | New Construction | Generators | 0 | 0
CZ13 | cPVVG | New Construction | Total End Uses | 2333183.66 | 606849.07
CZ14 | cPVVG | New Construction | Heating | 0 | 341721.64
CZ14 | cPVVG | New Construction | Cooling | 678537.81 | 0
CZ14 | cPVVG | New Construction | Interior Lighting | 525854.13 | 0
CZ14 | cPVVG | New Construction | Exterior Lighting | 0 | 0
CZ14 | cPVVG | New Construction | Interior Equipment | 821304.19 | 0
CZ14 | cPVVG | New Construction | Exterior Equipment | 0 | 0
CZ14 | cPVVG | New Construction | Fans | 496707.63 | 0
CZ14 | cPVVG | New Construction | Pumps | 0 | 0
CZ14 | cPVVG | New Construction | Heat Rejection | 0 | 0
CZ14 | cPVVG | New Construction | Humidification | 0 | 0
CZ14 | cPVVG | New Construction | Heat Recovery | 0 | 0
CZ14 | cPVVG | New Construction | Water Systems | 0 | 143244.87
CZ14 | cPVVG | New Construction | Refrigeration | 0 | 0
CZ14 | cPVVG | New Construction | Generators | 0 | 0
CZ14 | cPVVG | New Construction | Total End Uses | 2522403.76 | 484966.51
CZ15 | cPVVG | New Construction | Heating | 0 | 91334.63
CZ15 | cPVVG | New Construction | Cooling | 963940.37 | 0
CZ15 | cPVVG | New Construction | Interior Lighting | 525854.13 | 0
CZ15 | cPVVG | New Construction | Exterior Lighting | 0 | 0
CZ15 | cPVVG | New Construction | Interior Equipment | 821304.19 | 0
CZ15 | cPVVG | New Construction | Exterior Equipment | 0 | 0
CZ15 | cPVVG | New Construction | Fans | 497304.04 | 0
CZ15 | cPVVG | New Construction | Pumps | 0 | 0
CZ15 | cPVVG | New Construction | Heat Rejection | 0 | 0
CZ15 | cPVVG | New Construction | Humidification | 0 | 0
CZ15 | cPVVG | New Construction | Heat Recovery | 0 | 0
CZ15 | cPVVG | New Construction | Water Systems | 0 | 127234.87
CZ15 | cPVVG | New Construction | Refrigeration | 0 | 0
CZ15 | cPVVG | New Construction | Generators | 0 | 0
CZ15 | cPVVG | New Construction | Total End Uses | 2808402.73 | 218569.5
CZ16 | cPVVG | New Construction | Heating | 0 | 845107.38
CZ16 | cPVVG | New Construction | Cooling | 415046.63 | 0
CZ16 | cPVVG | New Construction | Interior Lighting | 525854.13 | 0
CZ16 | cPVVG | New Construction | Exterior Lighting | 0 | 0
CZ16 | cPVVG | New Construction | Interior Equipment | 821304.19 | 0
CZ16 | cPVVG | New Construction | Exterior Equipment | 0 | 0
CZ16 | cPVVG | New Construction | Fans | 467136.52 | 0
CZ16 | cPVVG | New Construction | Pumps | 0 | 0
CZ16 | cPVVG | New Construction | Heat Rejection | 0 | 0
CZ16 | cPVVG | New Construction | Humidification | 0 | 0
CZ16 | cPVVG | New Construction | Heat Recovery | 0 | 0
CZ16 | cPVVG | New Construction | Water Systems | 0 | 168897.48
CZ16 | cPVVG | New Construction | Refrigeration | 0 | 0
CZ16 | cPVVG | New Construction | Generators | 0 | 0
CZ16 | cPVVG | New Construction | Total End Uses | 2229341.48 | 1014004.86

## Raw_endusebreakdownannual (hidden)
Vintage | Climate Zone | HVAC System | End Use | Electricity [kBtu] | Natural Gas [kBtu]
Existing | CZ01 | cAVVG | Heating | 0 | 1731201.18
Existing | CZ01 | cAVVG | Cooling | 21677.03 | 0
Existing | CZ01 | cAVVG | Interior Lighting | 969345.99 | 0
Existing | CZ01 | cAVVG | Exterior Lighting | 0 | 0
Existing | CZ01 | cAVVG | Interior Equipment | 821304.19 | 0
Existing | CZ01 | cAVVG | Exterior Equipment | 0 | 0
Existing | CZ01 | cAVVG | Fans | 207876.94 | 0
Existing | CZ01 | cAVVG | Pumps | 3322.1 | 0
Existing | CZ01 | cAVVG | Heat Rejection | 0 | 0
Existing | CZ01 | cAVVG | Humidification | 0 | 0
Existing | CZ01 | cAVVG | Heat Recovery | 0 | 0
Existing | CZ01 | cAVVG | Water Systems | 0 | 186794.36
Existing | CZ01 | cAVVG | Refrigeration | 0 | 0
Existing | CZ01 | cAVVG | Generators | 0 | 0
Existing | CZ01 | cAVVG | Total End Uses | 2023526.25 | 1917995.54
Existing | CZ02 | cAVVG | Heating | 0 | 1255676.9
Existing | CZ02 | cAVVG | Cooling | 377953.4 | 0
Existing | CZ02 | cAVVG | Interior Lighting | 969345.99 | 0
Existing | CZ02 | cAVVG | Exterior Lighting | 0 | 0
Existing | CZ02 | cAVVG | Interior Equipment | 821304.19 | 0
Existing | CZ02 | cAVVG | Exterior Equipment | 0 | 0
Existing | CZ02 | cAVVG | Fans | 325866.09 | 0
Existing | CZ02 | cAVVG | Pumps | 19395.91 | 0
Existing | CZ02 | cAVVG | Heat Rejection | 0 | 0
Existing | CZ02 | cAVVG | Humidification | 0 | 0
Existing | CZ02 | cAVVG | Heat Recovery | 0 | 0
Existing | CZ02 | cAVVG | Water Systems | 0 | 171752.27
Existing | CZ02 | cAVVG | Refrigeration | 0 | 0
Existing | CZ02 | cAVVG | Generators | 0 | 0
Existing | CZ02 | cAVVG | Total End Uses | 2513865.59 | 1427429.16
Existing | CZ03 | cAVVG | Heating | 0 | 826145.93
Existing | CZ03 | cAVVG | Cooling | 187369.23 | 0
Existing | CZ03 | cAVVG | Interior Lighting | 969345.99 | 0
Existing | CZ03 | cAVVG | Exterior Lighting | 0 | 0
Existing | CZ03 | cAVVG | Interior Equipment | 821304.19 | 0
Existing | CZ03 | cAVVG | Exterior Equipment | 0 | 0
Existing | CZ03 | cAVVG | Fans | 192023.26 | 0
Existing | CZ03 | cAVVG | Pumps | 13653.17 | 0
Existing | CZ03 | cAVVG | Heat Rejection | 0 | 0
Existing | CZ03 | cAVVG | Humidification | 0 | 0
Existing | CZ03 | cAVVG | Heat Recovery | 0 | 0
Existing | CZ03 | cAVVG | Water Systems | 0 | 171090.64
Existing | CZ03 | cAVVG | Refrigeration | 0 | 0
Existing | CZ03 | cAVVG | Generators | 0 | 0
Existing | CZ03 | cAVVG | Total End Uses | 2183695.83 | 997236.57
Existing | CZ04 | cAVVG | Heating | 0 | 770566.27
Existing | CZ04 | cAVVG | Cooling | 421591.56 | 0
Existing | CZ04 | cAVVG | Interior Lighting | 969345.99 | 0
Existing | CZ04 | cAVVG | Exterior Lighting | 0 | 0
Existing | CZ04 | cAVVG | Interior Equipment | 821304.19 | 0
Existing | CZ04 | cAVVG | Exterior Equipment | 0 | 0
Existing | CZ04 | cAVVG | Fans | 280051.64 | 0
Existing | CZ04 | cAVVG | Pumps | 20405.33 | 0
Existing | CZ04 | cAVVG | Heat Rejection | 0 | 0
Existing | CZ04 | cAVVG | Humidification | 0 | 0
Existing | CZ04 | cAVVG | Heat Recovery | 0 | 0
Existing | CZ04 | cAVVG | Water Systems | 0 | 165254.95
Existing | CZ04 | cAVVG | Refrigeration | 0 | 0
Existing | CZ04 | cAVVG | Generators | 0 | 0
Existing | CZ04 | cAVVG | Total End Uses | 2512698.71 | 935821.22
Existing | CZ05 | cAVVG | Heating | 0 | 829600.73
Existing | CZ05 | cAVVG | Cooling | 239099.73 | 0
Existing | CZ05 | cAVVG | Interior Lighting | 969345.99 | 0
Existing | CZ05 | cAVVG | Exterior Lighting | 0 | 0
Existing | CZ05 | cAVVG | Interior Equipment | 821304.19 | 0
Existing | CZ05 | cAVVG | Exterior Equipment | 0 | 0
Existing | CZ05 | cAVVG | Fans | 228330.92 | 0
Existing | CZ05 | cAVVG | Pumps | 14065.9 | 0
Existing | CZ05 | cAVVG | Heat Rejection | 0 | 0
Existing | CZ05 | cAVVG | Humidification | 0 | 0
Existing | CZ05 | cAVVG | Heat Recovery | 0 | 0
Existing | CZ05 | cAVVG | Water Systems | 0 | 171095.75
Existing | CZ05 | cAVVG | Refrigeration | 0 | 0
Existing | CZ05 | cAVVG | Generators | 0 | 0
Existing | CZ05 | cAVVG | Total End Uses | 2272146.73 | 1000696.48
Existing | CZ06 | cAVVG | Heating | 0 | 284786.8
Existing | CZ06 | cAVVG | Cooling | 420630.38 | 0
Existing | CZ06 | cAVVG | Interior Lighting | 969345.99 | 0
Existing | CZ06 | cAVVG | Exterior Lighting | 0 | 0
Existing | CZ06 | cAVVG | Interior Equipment | 821304.19 | 0
Existing | CZ06 | cAVVG | Exterior Equipment | 0 | 0
Existing | CZ06 | cAVVG | Fans | 224221.72 | 0
Existing | CZ06 | cAVVG | Pumps | 23334.63 | 0
Existing | CZ06 | cAVVG | Heat Rejection | 0 | 0
Existing | CZ06 | cAVVG | Humidification | 0 | 0
Existing | CZ06 | cAVVG | Heat Recovery | 0 | 0
Existing | CZ06 | cAVVG | Water Systems | 0 | 157717.36
Existing | CZ06 | cAVVG | Refrigeration | 0 | 0
Existing | CZ06 | cAVVG | Generators | 0 | 0
Existing | CZ06 | cAVVG | Total End Uses | 2458836.91 | 442504.16
Existing | CZ07 | cAVVG | Heating | 0 | 363198.2
Existing | CZ07 | cAVVG | Cooling | 519683.11 | 0
Existing | CZ07 | cAVVG | Interior Lighting | 969345.99 | 0
Existing | CZ07 | cAVVG | Exterior Lighting | 0 | 0
Existing | CZ07 | cAVVG | Interior Equipment | 821304.19 | 0
Existing | CZ07 | cAVVG | Exterior Equipment | 0 | 0
Existing | CZ07 | cAVVG | Fans | 283130.81 | 0
Existing | CZ07 | cAVVG | Pumps | 26982.5 | 0
Existing | CZ07 | cAVVG | Heat Rejection | 0 | 0
Existing | CZ07 | cAVVG | Humidification | 0 | 0
Existing | CZ07 | cAVVG | Heat Recovery | 0 | 0
Existing | CZ07 | cAVVG | Water Systems | 0 | 155723.51
Existing | CZ07 | cAVVG | Refrigeration | 0 | 0
Existing | CZ07 | cAVVG | Generators | 0 | 0
Existing | CZ07 | cAVVG | Total End Uses | 2620446.6 | 518921.72
Existing | CZ08 | cAVVG | Heating | 0 | 399950.19
Existing | CZ08 | cAVVG | Cooling | 597090.19 | 0
Existing | CZ08 | cAVVG | Interior Lighting | 969345.99 | 0
Existing | CZ08 | cAVVG | Exterior Lighting | 0 | 0
Existing | CZ08 | cAVVG | Interior Equipment | 821304.19 | 0
Existing | CZ08 | cAVVG | Exterior Equipment | 0 | 0
Existing | CZ08 | cAVVG | Fans | 293478.93 | 0
Existing | CZ08 | cAVVG | Pumps | 27892.44 | 0
Existing | CZ08 | cAVVG | Heat Rejection | 0 | 0
Existing | CZ08 | cAVVG | Humidification | 0 | 0
Existing | CZ08 | cAVVG | Heat Recovery | 0 | 0
Existing | CZ08 | cAVVG | Water Systems | 0 | 155500.89
Existing | CZ08 | cAVVG | Refrigeration | 0 | 0
Existing | CZ08 | cAVVG | Generators | 0 | 0
Existing | CZ08 | cAVVG | Total End Uses | 2709111.73 | 555451.08
Existing | CZ09 | cAVVG | Heating | 0 | 374790.8
Existing | CZ09 | cAVVG | Cooling | 704918.34 | 0
Existing | CZ09 | cAVVG | Interior Lighting | 969345.99 | 0
Existing | CZ09 | cAVVG | Exterior Lighting | 0 | 0
Existing | CZ09 | cAVVG | Interior Equipment | 821304.19 | 0
Existing | CZ09 | cAVVG | Exterior Equipment | 0 | 0
Existing | CZ09 | cAVVG | Fans | 341275.4 | 0
Existing | CZ09 | cAVVG | Pumps | 30251.45 | 0
Existing | CZ09 | cAVVG | Heat Rejection | 0 | 0
Existing | CZ09 | cAVVG | Humidification | 0 | 0
Existing | CZ09 | cAVVG | Heat Recovery | 0 | 0
Existing | CZ09 | cAVVG | Water Systems | 0 | 153355.58
Existing | CZ09 | cAVVG | Refrigeration | 0 | 0
Existing | CZ09 | cAVVG | Generators | 0 | 0
Existing | CZ09 | cAVVG | Total End Uses | 2867095.37 | 528146.38
Existing | CZ10 | cAVVG | Heating | 0 | 592028.38
Existing | CZ10 | cAVVG | Cooling | 820081.69 | 0
Existing | CZ10 | cAVVG | Interior Lighting | 969345.99 | 0
Existing | CZ10 | cAVVG | Exterior Lighting | 0 | 0
Existing | CZ10 | cAVVG | Interior Equipment | 821304.19 | 0
Existing | CZ10 | cAVVG | Exterior Equipment | 0 | 0
Existing | CZ10 | cAVVG | Fans | 379120.64 | 0
Existing | CZ10 | cAVVG | Pumps | 29104.35 | 0
Existing | CZ10 | cAVVG | Heat Rejection | 0 | 0
Existing | CZ10 | cAVVG | Humidification | 0 | 0
Existing | CZ10 | cAVVG | Heat Recovery | 0 | 0
Existing | CZ10 | cAVVG | Water Systems | 0 | 152154.2
Existing | CZ10 | cAVVG | Refrigeration | 0 | 0
Existing | CZ10 | cAVVG | Generators | 0 | 0
Existing | CZ10 | cAVVG | Total End Uses | 3018956.86 | 744182.59
Existing | CZ11 | cAVVG | Heating | 0 | 1223962.82
Existing | CZ11 | cAVVG | Cooling | 841588.79 | 0
Existing | CZ11 | cAVVG | Interior Lighting | 969345.99 | 0
Existing | CZ11 | cAVVG | Exterior Lighting | 0 | 0
Existing | CZ11 | cAVVG | Interior Equipment | 821304.19 | 0
Existing | CZ11 | cAVVG | Exterior Equipment | 0 | 0
Existing | CZ11 | cAVVG | Fans | 431006.88 | 0
Existing | CZ11 | cAVVG | Pumps | 21484.92 | 0
Existing | CZ11 | cAVVG | Heat Rejection | 0 | 0
Existing | CZ11 | cAVVG | Humidification | 0 | 0
Existing | CZ11 | cAVVG | Heat Recovery | 0 | 0
Existing | CZ11 | cAVVG | Water Systems | 0 | 155511.29
Existing | CZ11 | cAVVG | Refrigeration | 0 | 0
Existing | CZ11 | cAVVG | Generators | 0 | 0
Existing | CZ11 | cAVVG | Total End Uses | 3084730.77 | 1379474.11
Existing | CZ12 | cAVVG | Heating | 0 | 1111527.61
Existing | CZ12 | cAVVG | Cooling | 707357.95 | 0
Existing | CZ12 | cAVVG | Interior Lighting | 969345.99 | 0
Existing | CZ12 | cAVVG | Exterior Lighting | 0 | 0
Existing | CZ12 | cAVVG | Interior Equipment | 821304.19 | 0
Existing | CZ12 | cAVVG | Exterior Equipment | 0 | 0
Existing | CZ12 | cAVVG | Fans | 420928.48 | 0
Existing | CZ12 | cAVVG | Pumps | 20538.08 | 0
Existing | CZ12 | cAVVG | Heat Rejection | 0 | 0
Existing | CZ12 | cAVVG | Humidification | 0 | 0
Existing | CZ12 | cAVVG | Heat Recovery | 0 | 0
Existing | CZ12 | cAVVG | Water Systems | 0 | 159845.13
Existing | CZ12 | cAVVG | Refrigeration | 0 | 0
Existing | CZ12 | cAVVG | Generators | 0 | 0
Existing | CZ12 | cAVVG | Total End Uses | 2939474.69 | 1271372.74
Existing | CZ13 | cAVVG | Heating | 0 | 897173.5
Existing | CZ13 | cAVVG | Cooling | 924023.32 | 0
Existing | CZ13 | cAVVG | Interior Lighting | 969345.99 | 0
Existing | CZ13 | cAVVG | Exterior Lighting | 0 | 0
Existing | CZ13 | cAVVG | Interior Equipment | 821304.19 | 0
Existing | CZ13 | cAVVG | Exterior Equipment | 0 | 0
Existing | CZ13 | cAVVG | Fans | 440702.17 | 0
Existing | CZ13 | cAVVG | Pumps | 23632.17 | 0
Existing | CZ13 | cAVVG | Heat Rejection | 0 | 0
Existing | CZ13 | cAVVG | Humidification | 0 | 0
Existing | CZ13 | cAVVG | Heat Recovery | 0 | 0
Existing | CZ13 | cAVVG | Water Systems | 0 | 151039.4
Existing | CZ13 | cAVVG | Refrigeration | 0 | 0
Existing | CZ13 | cAVVG | Generators | 0 | 0
Existing | CZ13 | cAVVG | Total End Uses | 3179007.83 | 1048212.9
Existing | CZ14 | cAVVG | Heating | 0 | 866988.07
Existing | CZ14 | cAVVG | Cooling | 1227358.05 | 0
Existing | CZ14 | cAVVG | Interior Lighting | 969345.99 | 0
Existing | CZ14 | cAVVG | Exterior Lighting | 0 | 0
Existing | CZ14 | cAVVG | Interior Equipment | 821304.19 | 0
Existing | CZ14 | cAVVG | Exterior Equipment | 0 | 0
Existing | CZ14 | cAVVG | Fans | 593258.34 | 0
Existing | CZ14 | cAVVG | Pumps | 31519.1 | 0
Existing | CZ14 | cAVVG | Heat Rejection | 0 | 0
Existing | CZ14 | cAVVG | Humidification | 0 | 0
Existing | CZ14 | cAVVG | Heat Recovery | 0 | 0
Existing | CZ14 | cAVVG | Water Systems | 0 | 143412.87
Existing | CZ14 | cAVVG | Refrigeration | 0 | 0
Existing | CZ14 | cAVVG | Generators | 0 | 0
Existing | CZ14 | cAVVG | Total End Uses | 3642785.66 | 1010400.94
Existing | CZ15 | cAVVG | Heating | 0 | 763436.62
Existing | CZ15 | cAVVG | Cooling | 1878796.3 | 0
Existing | CZ15 | cAVVG | Interior Lighting | 969345.99 | 0
Existing | CZ15 | cAVVG | Exterior Lighting | 0 | 0
Existing | CZ15 | cAVVG | Interior Equipment | 821304.19 | 0
Existing | CZ15 | cAVVG | Exterior Equipment | 0 | 0
Existing | CZ15 | cAVVG | Fans | 823980.07 | 0
Existing | CZ15 | cAVVG | Pumps | 34468.6 | 0
Existing | CZ15 | cAVVG | Heat Rejection | 0 | 0
Existing | CZ15 | cAVVG | Humidification | 0 | 0
Existing | CZ15 | cAVVG | Heat Recovery | 0 | 0
Existing | CZ15 | cAVVG | Water Systems | 0 | 127472.27
Existing | CZ15 | cAVVG | Refrigeration | 0 | 0
Existing | CZ15 | cAVVG | Generators | 0 | 0
Existing | CZ15 | cAVVG | Total End Uses | 4527895.14 | 890908.89
Existing | CZ16 | cAVVG | Heating | 0 | 1935856.74
Existing | CZ16 | cAVVG | Cooling | 886483.89 | 0
Existing | CZ16 | cAVVG | Interior Lighting | 969345.99 | 0
Existing | CZ16 | cAVVG | Exterior Lighting | 0 | 0
Existing | CZ16 | cAVVG | Interior Equipment | 821304.19 | 0
Existing | CZ16 | cAVVG | Exterior Equipment | 0 | 0
Existing | CZ16 | cAVVG | Fans | 789826.46 | 0
Existing | CZ16 | cAVVG | Pumps | 29320.42 | 0
Existing | CZ16 | cAVVG | Heat Rejection | 0 | 0
Existing | CZ16 | cAVVG | Humidification | 0 | 0
Existing | CZ16 | cAVVG | Heat Recovery | 0 | 0
Existing | CZ16 | cAVVG | Water Systems | 0 | 168949.03
Existing | CZ16 | cAVVG | Refrigeration | 0 | 0
Existing | CZ16 | cAVVG | Generators | 0 | 0
Existing | CZ16 | cAVVG | Total End Uses | 3496280.95 | 2104805.77
New Construction | CZ01 | cAVVG | Heating | 0 | 1390236.46
New Construction | CZ01 | cAVVG | Cooling | 12811.53 | 0
New Construction | CZ01 | cAVVG | Interior Lighting | 525854.13 | 0
New Construction | CZ01 | cAVVG | Exterior Lighting | 0 | 0
New Construction | CZ01 | cAVVG | Interior Equipment | 821304.19 | 0
New Construction | CZ01 | cAVVG | Exterior Equipment | 0 | 0
New Construction | CZ01 | cAVVG | Fans | 185839.11 | 0
New Construction | CZ01 | cAVVG | Pumps | 2136.14 | 0
New Construction | CZ01 | cAVVG | Heat Rejection | 0 | 0
New Construction | CZ01 | cAVVG | Humidification | 0 | 0
New Construction | CZ01 | cAVVG | Heat Recovery | 0 | 0
New Construction | CZ01 | cAVVG | Water Systems | 0 | 186799.74
New Construction | CZ01 | cAVVG | Refrigeration | 0 | 0
New Construction | CZ01 | cAVVG | Generators | 0 | 0
New Construction | CZ01 | cAVVG | Total End Uses | 1547945.11 | 1577036.21
New Construction | CZ02 | cAVVG | Heating | 0 | 917998.59
New Construction | CZ02 | cAVVG | Cooling | 236298.59 | 0
New Construction | CZ02 | cAVVG | Interior Lighting | 525854.13 | 0
New Construction | CZ02 | cAVVG | Exterior Lighting | 0 | 0
New Construction | CZ02 | cAVVG | Interior Equipment | 821304.19 | 0
New Construction | CZ02 | cAVVG | Exterior Equipment | 0 | 0
New Construction | CZ02 | cAVVG | Fans | 185617.87 | 0
New Construction | CZ02 | cAVVG | Pumps | 12391.28 | 0
New Construction | CZ02 | cAVVG | Heat Rejection | 0 | 0
New Construction | CZ02 | cAVVG | Humidification | 0 | 0
New Construction | CZ02 | cAVVG | Heat Recovery | 0 | 0
New Construction | CZ02 | cAVVG | Water Systems | 0 | 171762.1
New Construction | CZ02 | cAVVG | Refrigeration | 0 | 0
New Construction | CZ02 | cAVVG | Generators | 0 | 0
New Construction | CZ02 | cAVVG | Total End Uses | 1781466.07 | 1089760.69
New Construction | CZ03 | cAVVG | Heating | 0 | 677434.25
New Construction | CZ03 | cAVVG | Cooling | 132949.43 | 0
New Construction | CZ03 | cAVVG | Interior Lighting | 525854.13 | 0
New Construction | CZ03 | cAVVG | Exterior Lighting | 0 | 0
New Construction | CZ03 | cAVVG | Interior Equipment | 821304.19 | 0
New Construction | CZ03 | cAVVG | Exterior Equipment | 0 | 0
New Construction | CZ03 | cAVVG | Fans | 151632.49 | 0
New Construction | CZ03 | cAVVG | Pumps | 10180.71 | 0
New Construction | CZ03 | cAVVG | Heat Rejection | 0 | 0
New Construction | CZ03 | cAVVG | Humidification | 0 | 0
New Construction | CZ03 | cAVVG | Heat Recovery | 0 | 0
New Construction | CZ03 | cAVVG | Water Systems | 0 | 171096.95
New Construction | CZ03 | cAVVG | Refrigeration | 0 | 0
New Construction | CZ03 | cAVVG | Generators | 0 | 0
New Construction | CZ03 | cAVVG | Total End Uses | 1641920.96 | 848531.2
New Construction | CZ04 | cAVVG | Heating | 0 | 581411.61
New Construction | CZ04 | cAVVG | Cooling | 287206.64 | 0
New Construction | CZ04 | cAVVG | Interior Lighting | 525854.13 | 0
New Construction | CZ04 | cAVVG | Exterior Lighting | 0 | 0
New Construction | CZ04 | cAVVG | Interior Equipment | 821304.19 | 0
New Construction | CZ04 | cAVVG | Exterior Equipment | 0 | 0
New Construction | CZ04 | cAVVG | Fans | 184766.21 | 0
New Construction | CZ04 | cAVVG | Pumps | 14364.98 | 0
New Construction | CZ04 | cAVVG | Heat Rejection | 0 | 0
New Construction | CZ04 | cAVVG | Humidification | 0 | 0
New Construction | CZ04 | cAVVG | Heat Recovery | 0 | 0
New Construction | CZ04 | cAVVG | Water Systems | 0 | 165208.12
New Construction | CZ04 | cAVVG | Refrigeration | 0 | 0
New Construction | CZ04 | cAVVG | Generators | 0 | 0
New Construction | CZ04 | cAVVG | Total End Uses | 1833496.16 | 746619.73
New Construction | CZ05 | cAVVG | Heating | 0 | 627304.61
New Construction | CZ05 | cAVVG | Cooling | 161305.08 | 0
New Construction | CZ05 | cAVVG | Interior Lighting | 525854.13 | 0
New Construction | CZ05 | cAVVG | Exterior Lighting | 0 | 0
New Construction | CZ05 | cAVVG | Interior Equipment | 821304.19 | 0
New Construction | CZ05 | cAVVG | Exterior Equipment | 0 | 0
New Construction | CZ05 | cAVVG | Fans | 153695.8 | 0
New Construction | CZ05 | cAVVG | Pumps | 10498.16 | 0
New Construction | CZ05 | cAVVG | Heat Rejection | 0 | 0
New Construction | CZ05 | cAVVG | Humidification | 0 | 0
New Construction | CZ05 | cAVVG | Heat Recovery | 0 | 0
New Construction | CZ05 | cAVVG | Water Systems | 0 | 171104.29
New Construction | CZ05 | cAVVG | Refrigeration | 0 | 0
New Construction | CZ05 | cAVVG | Generators | 0 | 0
New Construction | CZ05 | cAVVG | Total End Uses | 1672657.37 | 798408.89
New Construction | CZ06 | cAVVG | Heating | 0 | 236280.95
New Construction | CZ06 | cAVVG | Cooling | 322553.91 | 0
New Construction | CZ06 | cAVVG | Interior Lighting | 525854.13 | 0
New Construction | CZ06 | cAVVG | Exterior Lighting | 0 | 0
New Construction | CZ06 | cAVVG | Interior Equipment | 821304.19 | 0
New Construction | CZ06 | cAVVG | Exterior Equipment | 0 | 0
New Construction | CZ06 | cAVVG | Fans | 170397.58 | 0
New Construction | CZ06 | cAVVG | Pumps | 18104.56 | 0
New Construction | CZ06 | cAVVG | Heat Rejection | 0 | 0
New Construction | CZ06 | cAVVG | Humidification | 0 | 0
New Construction | CZ06 | cAVVG | Heat Recovery | 0 | 0
New Construction | CZ06 | cAVVG | Water Systems | 0 | 157637.09
New Construction | CZ06 | cAVVG | Refrigeration | 0 | 0
New Construction | CZ06 | cAVVG | Generators | 0 | 0
New Construction | CZ06 | cAVVG | Total End Uses | 1858214.37 | 393918.05
New Construction | CZ07 | cAVVG | Heating | 0 | 295129
New Construction | CZ07 | cAVVG | Cooling | 393742.87 | 0
New Construction | CZ07 | cAVVG | Interior Lighting | 525854.13 | 0
New Construction | CZ07 | cAVVG | Exterior Lighting | 0 | 0
New Construction | CZ07 | cAVVG | Interior Equipment | 821304.19 | 0
New Construction | CZ07 | cAVVG | Exterior Equipment | 0 | 0
New Construction | CZ07 | cAVVG | Fans | 206037.58 | 0
New Construction | CZ07 | cAVVG | Pumps | 20446.96 | 0
New Construction | CZ07 | cAVVG | Heat Rejection | 0 | 0
New Construction | CZ07 | cAVVG | Humidification | 0 | 0
New Construction | CZ07 | cAVVG | Heat Recovery | 0 | 0
New Construction | CZ07 | cAVVG | Water Systems | 0 | 155695.97
New Construction | CZ07 | cAVVG | Refrigeration | 0 | 0
New Construction | CZ07 | cAVVG | Generators | 0 | 0
New Construction | CZ07 | cAVVG | Total End Uses | 1967385.74 | 450824.97
New Construction | CZ08 | cAVVG | Heating | 0 | 318627.18
New Construction | CZ08 | cAVVG | Cooling | 418048.46 | 0
New Construction | CZ08 | cAVVG | Interior Lighting | 525854.13 | 0
New Construction | CZ08 | cAVVG | Exterior Lighting | 0 | 0
New Construction | CZ08 | cAVVG | Interior Equipment | 821304.19 | 0
New Construction | CZ08 | cAVVG | Exterior Equipment | 0 | 0
New Construction | CZ08 | cAVVG | Fans | 213459.82 | 0
New Construction | CZ08 | cAVVG | Pumps | 17271.49 | 0
New Construction | CZ08 | cAVVG | Heat Rejection | 0 | 0
New Construction | CZ08 | cAVVG | Humidification | 0 | 0
New Construction | CZ08 | cAVVG | Heat Recovery | 0 | 0
New Construction | CZ08 | cAVVG | Water Systems | 0 | 155443.01
New Construction | CZ08 | cAVVG | Refrigeration | 0 | 0
New Construction | CZ08 | cAVVG | Generators | 0 | 0
New Construction | CZ08 | cAVVG | Total End Uses | 1995938.09 | 474070.19
New Construction | CZ09 | cAVVG | Heating | 0 | 283003.62
New Construction | CZ09 | cAVVG | Cooling | 522689.23 | 0
New Construction | CZ09 | cAVVG | Interior Lighting | 525854.13 | 0
New Construction | CZ09 | cAVVG | Exterior Lighting | 0 | 0
New Construction | CZ09 | cAVVG | Interior Equipment | 821304.19 | 0
New Construction | CZ09 | cAVVG | Exterior Equipment | 0 | 0
New Construction | CZ09 | cAVVG | Fans | 234183.49 | 0
New Construction | CZ09 | cAVVG | Pumps | 22416.2 | 0
New Construction | CZ09 | cAVVG | Heat Rejection | 0 | 0
New Construction | CZ09 | cAVVG | Humidification | 0 | 0
New Construction | CZ09 | cAVVG | Heat Recovery | 0 | 0
New Construction | CZ09 | cAVVG | Water Systems | 0 | 153280.05
New Construction | CZ09 | cAVVG | Refrigeration | 0 | 0
New Construction | CZ09 | cAVVG | Generators | 0 | 0
New Construction | CZ09 | cAVVG | Total End Uses | 2126447.24 | 436283.67
New Construction | CZ10 | cAVVG | Heating | 0 | 448463.84
New Construction | CZ10 | cAVVG | Cooling | 576168.74 | 0
New Construction | CZ10 | cAVVG | Interior Lighting | 525854.13 | 0
New Construction | CZ10 | cAVVG | Exterior Lighting | 0 | 0
New Construction | CZ10 | cAVVG | Interior Equipment | 821304.19 | 0
New Construction | CZ10 | cAVVG | Exterior Equipment | 0 | 0
New Construction | CZ10 | cAVVG | Fans | 251386.79 | 0
New Construction | CZ10 | cAVVG | Pumps | 17311.73 | 0
New Construction | CZ10 | cAVVG | Heat Rejection | 0 | 0
New Construction | CZ10 | cAVVG | Humidification | 0 | 0
New Construction | CZ10 | cAVVG | Heat Recovery | 0 | 0
New Construction | CZ10 | cAVVG | Water Systems | 0 | 151995.75
New Construction | CZ10 | cAVVG | Refrigeration | 0 | 0
New Construction | CZ10 | cAVVG | Generators | 0 | 0
New Construction | CZ10 | cAVVG | Total End Uses | 2192025.58 | 600459.6
New Construction | CZ11 | cAVVG | Heating | 0 | 885765.93
New Construction | CZ11 | cAVVG | Cooling | 618772.69 | 0
New Construction | CZ11 | cAVVG | Interior Lighting | 525854.13 | 0
New Construction | CZ11 | cAVVG | Exterior Lighting | 0 | 0
New Construction | CZ11 | cAVVG | Interior Equipment | 821304.19 | 0
New Construction | CZ11 | cAVVG | Exterior Equipment | 0 | 0
New Construction | CZ11 | cAVVG | Fans | 305994.82 | 0
New Construction | CZ11 | cAVVG | Pumps | 14995.51 | 0
New Construction | CZ11 | cAVVG | Heat Rejection | 0 | 0
New Construction | CZ11 | cAVVG | Humidification | 0 | 0
New Construction | CZ11 | cAVVG | Heat Recovery | 0 | 0
New Construction | CZ11 | cAVVG | Water Systems | 0 | 155399.83
New Construction | CZ11 | cAVVG | Refrigeration | 0 | 0
New Construction | CZ11 | cAVVG | Generators | 0 | 0
New Construction | CZ11 | cAVVG | Total End Uses | 2286921.34 | 1041165.76
New Construction | CZ12 | cAVVG | Heating | 0 | 804496.85
New Construction | CZ12 | cAVVG | Cooling | 475018.19 | 0
New Construction | CZ12 | cAVVG | Interior Lighting | 525854.13 | 0
New Construction | CZ12 | cAVVG | Exterior Lighting | 0 | 0
New Construction | CZ12 | cAVVG | Interior Equipment | 821304.19 | 0
New Construction | CZ12 | cAVVG | Exterior Equipment | 0 | 0
New Construction | CZ12 | cAVVG | Fans | 230033.87 | 0
New Construction | CZ12 | cAVVG | Pumps | 15033.54 | 0
New Construction | CZ12 | cAVVG | Heat Rejection | 0 | 0
New Construction | CZ12 | cAVVG | Humidification | 0 | 0
New Construction | CZ12 | cAVVG | Heat Recovery | 0 | 0
New Construction | CZ12 | cAVVG | Water Systems | 0 | 159765.48
New Construction | CZ12 | cAVVG | Refrigeration | 0 | 0
New Construction | CZ12 | cAVVG | Generators | 0 | 0
New Construction | CZ12 | cAVVG | Total End Uses | 2067243.92 | 964262.33
New Construction | CZ13 | cAVVG | Heating | 0 | 667138.08
New Construction | CZ13 | cAVVG | Cooling | 682253.64 | 0
New Construction | CZ13 | cAVVG | Interior Lighting | 525854.13 | 0
New Construction | CZ13 | cAVVG | Exterior Lighting | 0 | 0
New Construction | CZ13 | cAVVG | Interior Equipment | 821304.19 | 0
New Construction | CZ13 | cAVVG | Exterior Equipment | 0 | 0
New Construction | CZ13 | cAVVG | Fans | 307606.62 | 0
New Construction | CZ13 | cAVVG | Pumps | 16983.79 | 0
New Construction | CZ13 | cAVVG | Heat Rejection | 0 | 0
New Construction | CZ13 | cAVVG | Humidification | 0 | 0
New Construction | CZ13 | cAVVG | Heat Recovery | 0 | 0
New Construction | CZ13 | cAVVG | Water Systems | 0 | 150924.69
New Construction | CZ13 | cAVVG | Refrigeration | 0 | 0
New Construction | CZ13 | cAVVG | Generators | 0 | 0
New Construction | CZ13 | cAVVG | Total End Uses | 2354002.38 | 818062.77
New Construction | CZ14 | cAVVG | Heating | 0 | 565733.79
New Construction | CZ14 | cAVVG | Cooling | 873343.23 | 0
New Construction | CZ14 | cAVVG | Interior Lighting | 525854.13 | 0
New Construction | CZ14 | cAVVG | Exterior Lighting | 0 | 0
New Construction | CZ14 | cAVVG | Interior Equipment | 821304.19 | 0
New Construction | CZ14 | cAVVG | Exterior Equipment | 0 | 0
New Construction | CZ14 | cAVVG | Fans | 372786.85 | 0
New Construction | CZ14 | cAVVG | Pumps | 15622.41 | 0
New Construction | CZ14 | cAVVG | Heat Rejection | 0 | 0
New Construction | CZ14 | cAVVG | Humidification | 0 | 0
New Construction | CZ14 | cAVVG | Heat Recovery | 0 | 0
New Construction | CZ14 | cAVVG | Water Systems | 0 | 143292.3
New Construction | CZ14 | cAVVG | Refrigeration | 0 | 0
New Construction | CZ14 | cAVVG | Generators | 0 | 0
New Construction | CZ14 | cAVVG | Total End Uses | 2608910.83 | 709026.1
New Construction | CZ15 | cAVVG | Heating | 0 | 397786.25
New Construction | CZ15 | cAVVG | Cooling | 1391071.08 | 0
New Construction | CZ15 | cAVVG | Interior Lighting | 525854.13 | 0
New Construction | CZ15 | cAVVG | Exterior Lighting | 0 | 0
New Construction | CZ15 | cAVVG | Interior Equipment | 821304.19 | 0
New Construction | CZ15 | cAVVG | Exterior Equipment | 0 | 0
New Construction | CZ15 | cAVVG | Fans | 522262.96 | 0
New Construction | CZ15 | cAVVG | Pumps | 23681.26 | 0
New Construction | CZ15 | cAVVG | Heat Rejection | 0 | 0
New Construction | CZ15 | cAVVG | Humidification | 0 | 0
New Construction | CZ15 | cAVVG | Heat Recovery | 0 | 0
New Construction | CZ15 | cAVVG | Water Systems | 0 | 127295.54
New Construction | CZ15 | cAVVG | Refrigeration | 0 | 0
New Construction | CZ15 | cAVVG | Generators | 0 | 0
New Construction | CZ15 | cAVVG | Total End Uses | 3284173.63 | 525081.79
New Construction | CZ16 | cAVVG | Heating | 0 | 1214945.64
New Construction | CZ16 | cAVVG | Cooling | 552651.38 | 0
New Construction | CZ16 | cAVVG | Interior Lighting | 525854.13 | 0
New Construction | CZ16 | cAVVG | Exterior Lighting | 0 | 0
New Construction | CZ16 | cAVVG | Interior Equipment | 821304.19 | 0
New Construction | CZ16 | cAVVG | Exterior Equipment | 0 | 0
New Construction | CZ16 | cAVVG | Fans | 386792.95 | 0
New Construction | CZ16 | cAVVG | Pumps | 16459.15 | 0
New Construction | CZ16 | cAVVG | Heat Rejection | 0 | 0
New Construction | CZ16 | cAVVG | Humidification | 0 | 0
New Construction | CZ16 | cAVVG | Heat Recovery | 0 | 0
New Construction | CZ16 | cAVVG | Water Systems | 0 | 168878.68
New Construction | CZ16 | cAVVG | Refrigeration | 0 | 0
New Construction | CZ16 | cAVVG | Generators | 0 | 0
New Construction | CZ16 | cAVVG | Total End Uses | 2303061.8 | 1383824.32
Existing | CZ01 | cDXGF | Heating | 0 | 651326.93
Existing | CZ01 | cDXGF | Cooling | 3088.92 | 0
Existing | CZ01 | cDXGF | Interior Lighting | 969345.99 | 0
Existing | CZ01 | cDXGF | Exterior Lighting | 0 | 0
Existing | CZ01 | cDXGF | Interior Equipment | 821304.19 | 0
Existing | CZ01 | cDXGF | Exterior Equipment | 0 | 0
Existing | CZ01 | cDXGF | Fans | 1217851.13 | 0
Existing | CZ01 | cDXGF | Pumps | 0 | 0
Existing | CZ01 | cDXGF | Heat Rejection | 0 | 0
Existing | CZ01 | cDXGF | Humidification | 0 | 0
Existing | CZ01 | cDXGF | Heat Recovery | 0 | 0
Existing | CZ01 | cDXGF | Water Systems | 0 | 186793.83
Existing | CZ01 | cDXGF | Refrigeration | 0 | 0
Existing | CZ01 | cDXGF | Generators | 0 | 0
Existing | CZ01 | cDXGF | Total End Uses | 3011590.23 | 838120.77
Existing | CZ02 | cDXGF | Heating | 0 | 429260.9
Existing | CZ02 | cDXGF | Cooling | 229438.67 | 0
Existing | CZ02 | cDXGF | Interior Lighting | 969345.99 | 0
Existing | CZ02 | cDXGF | Exterior Lighting | 0 | 0
Existing | CZ02 | cDXGF | Interior Equipment | 821304.19 | 0
Existing | CZ02 | cDXGF | Exterior Equipment | 0 | 0
Existing | CZ02 | cDXGF | Fans | 1307297.63 | 0
Existing | CZ02 | cDXGF | Pumps | 0 | 0
Existing | CZ02 | cDXGF | Heat Rejection | 0 | 0
Existing | CZ02 | cDXGF | Humidification | 0 | 0
Existing | CZ02 | cDXGF | Heat Recovery | 0 | 0
Existing | CZ02 | cDXGF | Water Systems | 0 | 171751.82
Existing | CZ02 | cDXGF | Refrigeration | 0 | 0
Existing | CZ02 | cDXGF | Generators | 0 | 0
Existing | CZ02 | cDXGF | Total End Uses | 3327386.48 | 601012.72
Existing | CZ03 | cDXGF | Heating | 0 | 252808.83
Existing | CZ03 | cDXGF | Cooling | 107509.26 | 0
Existing | CZ03 | cDXGF | Interior Lighting | 969345.99 | 0
Existing | CZ03 | cDXGF | Exterior Lighting | 0 | 0
Existing | CZ03 | cDXGF | Interior Equipment | 821304.19 | 0
Existing | CZ03 | cDXGF | Exterior Equipment | 0 | 0
Existing | CZ03 | cDXGF | Fans | 1278765.22 | 0
Existing | CZ03 | cDXGF | Pumps | 0 | 0
Existing | CZ03 | cDXGF | Heat Rejection | 0 | 0
Existing | CZ03 | cDXGF | Humidification | 0 | 0
Existing | CZ03 | cDXGF | Heat Recovery | 0 | 0
Existing | CZ03 | cDXGF | Water Systems | 0 | 171089.77
Existing | CZ03 | cDXGF | Refrigeration | 0 | 0
Existing | CZ03 | cDXGF | Generators | 0 | 0
Existing | CZ03 | cDXGF | Total End Uses | 3176924.67 | 423898.59
Existing | CZ04 | cDXGF | Heating | 0 | 220246.26
Existing | CZ04 | cDXGF | Cooling | 294307.12 | 0
Existing | CZ04 | cDXGF | Interior Lighting | 969345.99 | 0
Existing | CZ04 | cDXGF | Exterior Lighting | 0 | 0
Existing | CZ04 | cDXGF | Interior Equipment | 821304.19 | 0
Existing | CZ04 | cDXGF | Exterior Equipment | 0 | 0
Existing | CZ04 | cDXGF | Fans | 1302731.32 | 0
Existing | CZ04 | cDXGF | Pumps | 0 | 0
Existing | CZ04 | cDXGF | Heat Rejection | 0 | 0
Existing | CZ04 | cDXGF | Humidification | 0 | 0
Existing | CZ04 | cDXGF | Heat Recovery | 0 | 0
Existing | CZ04 | cDXGF | Water Systems | 0 | 165260.96
Existing | CZ04 | cDXGF | Refrigeration | 0 | 0
Existing | CZ04 | cDXGF | Generators | 0 | 0
Existing | CZ04 | cDXGF | Total End Uses | 3387688.62 | 385507.22
Existing | CZ05 | cDXGF | Heating | 0 | 236515.87
Existing | CZ05 | cDXGF | Cooling | 151939.01 | 0
Existing | CZ05 | cDXGF | Interior Lighting | 969345.99 | 0
Existing | CZ05 | cDXGF | Exterior Lighting | 0 | 0
Existing | CZ05 | cDXGF | Interior Equipment | 821304.19 | 0
Existing | CZ05 | cDXGF | Exterior Equipment | 0 | 0
Existing | CZ05 | cDXGF | Fans | 1284689.79 | 0
Existing | CZ05 | cDXGF | Pumps | 0 | 0
Existing | CZ05 | cDXGF | Heat Rejection | 0 | 0
Existing | CZ05 | cDXGF | Humidification | 0 | 0
Existing | CZ05 | cDXGF | Heat Recovery | 0 | 0
Existing | CZ05 | cDXGF | Water Systems | 0 | 171096.57
Existing | CZ05 | cDXGF | Refrigeration | 0 | 0
Existing | CZ05 | cDXGF | Generators | 0 | 0
Existing | CZ05 | cDXGF | Total End Uses | 3227278.98 | 407612.44
Existing | CZ06 | cDXGF | Heating | 0 | 49910.58
Existing | CZ06 | cDXGF | Cooling | 275843.34 | 0
Existing | CZ06 | cDXGF | Interior Lighting | 969345.99 | 0
Existing | CZ06 | cDXGF | Exterior Lighting | 0 | 0
Existing | CZ06 | cDXGF | Interior Equipment | 821304.19 | 0
Existing | CZ06 | cDXGF | Exterior Equipment | 0 | 0
Existing | CZ06 | cDXGF | Fans | 1260150.14 | 0
Existing | CZ06 | cDXGF | Pumps | 0 | 0
Existing | CZ06 | cDXGF | Heat Rejection | 0 | 0
Existing | CZ06 | cDXGF | Humidification | 0 | 0
Existing | CZ06 | cDXGF | Heat Recovery | 0 | 0
Existing | CZ06 | cDXGF | Water Systems | 0 | 157712.59
Existing | CZ06 | cDXGF | Refrigeration | 0 | 0
Existing | CZ06 | cDXGF | Generators | 0 | 0
Existing | CZ06 | cDXGF | Total End Uses | 3326643.66 | 207623.17
Existing | CZ07 | cDXGF | Heating | 0 | 46215.12
Existing | CZ07 | cDXGF | Cooling | 353380.18 | 0
Existing | CZ07 | cDXGF | Interior Lighting | 969345.99 | 0
Existing | CZ07 | cDXGF | Exterior Lighting | 0 | 0
Existing | CZ07 | cDXGF | Interior Equipment | 821304.19 | 0
Existing | CZ07 | cDXGF | Exterior Equipment | 0 | 0
Existing | CZ07 | cDXGF | Fans | 1251379.98 | 0
Existing | CZ07 | cDXGF | Pumps | 0 | 0
Existing | CZ07 | cDXGF | Heat Rejection | 0 | 0
Existing | CZ07 | cDXGF | Humidification | 0 | 0
Existing | CZ07 | cDXGF | Heat Recovery | 0 | 0
Existing | CZ07 | cDXGF | Water Systems | 0 | 155709.3
Existing | CZ07 | cDXGF | Refrigeration | 0 | 0
Existing | CZ07 | cDXGF | Generators | 0 | 0
Existing | CZ07 | cDXGF | Total End Uses | 3395410.34 | 201924.42
Existing | CZ08 | cDXGF | Heating | 0 | 76476.78
Existing | CZ08 | cDXGF | Cooling | 428031.72 | 0
Existing | CZ08 | cDXGF | Interior Lighting | 969345.99 | 0
Existing | CZ08 | cDXGF | Exterior Lighting | 0 | 0
Existing | CZ08 | cDXGF | Interior Equipment | 821304.19 | 0
Existing | CZ08 | cDXGF | Exterior Equipment | 0 | 0
Existing | CZ08 | cDXGF | Fans | 1295798.6 | 0
Existing | CZ08 | cDXGF | Pumps | 0 | 0
Existing | CZ08 | cDXGF | Heat Rejection | 0 | 0
Existing | CZ08 | cDXGF | Humidification | 0 | 0
Existing | CZ08 | cDXGF | Heat Recovery | 0 | 0
Existing | CZ08 | cDXGF | Water Systems | 0 | 155487.7
Existing | CZ08 | cDXGF | Refrigeration | 0 | 0
Existing | CZ08 | cDXGF | Generators | 0 | 0
Existing | CZ08 | cDXGF | Total End Uses | 3514480.5 | 231964.48
Existing | CZ09 | cDXGF | Heating | 0 | 66158.1
Existing | CZ09 | cDXGF | Cooling | 520103.53 | 0
Existing | CZ09 | cDXGF | Interior Lighting | 969345.99 | 0
Existing | CZ09 | cDXGF | Exterior Lighting | 0 | 0
Existing | CZ09 | cDXGF | Interior Equipment | 821304.19 | 0
Existing | CZ09 | cDXGF | Exterior Equipment | 0 | 0
Existing | CZ09 | cDXGF | Fans | 1311809.24 | 0
Existing | CZ09 | cDXGF | Pumps | 0 | 0
Existing | CZ09 | cDXGF | Heat Rejection | 0 | 0
Existing | CZ09 | cDXGF | Humidification | 0 | 0
Existing | CZ09 | cDXGF | Heat Recovery | 0 | 0
Existing | CZ09 | cDXGF | Water Systems | 0 | 153349.3
Existing | CZ09 | cDXGF | Refrigeration | 0 | 0
Existing | CZ09 | cDXGF | Generators | 0 | 0
Existing | CZ09 | cDXGF | Total End Uses | 3622562.95 | 219507.39
Existing | CZ10 | cDXGF | Heating | 0 | 150574.9
Existing | CZ10 | cDXGF | Cooling | 645901.56 | 0
Existing | CZ10 | cDXGF | Interior Lighting | 969345.99 | 0
Existing | CZ10 | cDXGF | Exterior Lighting | 0 | 0
Existing | CZ10 | cDXGF | Interior Equipment | 821304.19 | 0
Existing | CZ10 | cDXGF | Exterior Equipment | 0 | 0
Existing | CZ10 | cDXGF | Fans | 1329538.55 | 0
Existing | CZ10 | cDXGF | Pumps | 0 | 0
Existing | CZ10 | cDXGF | Heat Rejection | 0 | 0
Existing | CZ10 | cDXGF | Humidification | 0 | 0
Existing | CZ10 | cDXGF | Heat Recovery | 0 | 0
Existing | CZ10 | cDXGF | Water Systems | 0 | 152132.34
Existing | CZ10 | cDXGF | Refrigeration | 0 | 0
Existing | CZ10 | cDXGF | Generators | 0 | 0
Existing | CZ10 | cDXGF | Total End Uses | 3766090.29 | 302707.23
Existing | CZ11 | cDXGF | Heating | 0 | 421099.34
Existing | CZ11 | cDXGF | Cooling | 683069.2 | 0
Existing | CZ11 | cDXGF | Interior Lighting | 969345.99 | 0
Existing | CZ11 | cDXGF | Exterior Lighting | 0 | 0
Existing | CZ11 | cDXGF | Interior Equipment | 821304.19 | 0
Existing | CZ11 | cDXGF | Exterior Equipment | 0 | 0
Existing | CZ11 | cDXGF | Fans | 1409126.46 | 0
Existing | CZ11 | cDXGF | Pumps | 0 | 0
Existing | CZ11 | cDXGF | Heat Rejection | 0 | 0
Existing | CZ11 | cDXGF | Humidification | 0 | 0
Existing | CZ11 | cDXGF | Heat Recovery | 0 | 0
Existing | CZ11 | cDXGF | Water Systems | 0 | 155499.12
Existing | CZ11 | cDXGF | Refrigeration | 0 | 0
Existing | CZ11 | cDXGF | Generators | 0 | 0
Existing | CZ11 | cDXGF | Total End Uses | 3882845.84 | 576598.46
Existing | CZ12 | cDXGF | Heating | 0 | 400064.1
Existing | CZ12 | cDXGF | Cooling | 549702.65 | 0
Existing | CZ12 | cDXGF | Interior Lighting | 969345.99 | 0
Existing | CZ12 | cDXGF | Exterior Lighting | 0 | 0
Existing | CZ12 | cDXGF | Interior Equipment | 821304.19 | 0
Existing | CZ12 | cDXGF | Exterior Equipment | 0 | 0
Existing | CZ12 | cDXGF | Fans | 1327197.66 | 0
Existing | CZ12 | cDXGF | Pumps | 0 | 0
Existing | CZ12 | cDXGF | Heat Rejection | 0 | 0
Existing | CZ12 | cDXGF | Humidification | 0 | 0
Existing | CZ12 | cDXGF | Heat Recovery | 0 | 0
Existing | CZ12 | cDXGF | Water Systems | 0 | 159840.78
Existing | CZ12 | cDXGF | Refrigeration | 0 | 0
Existing | CZ12 | cDXGF | Generators | 0 | 0
Existing | CZ12 | cDXGF | Total End Uses | 3667550.5 | 559904.88
Existing | CZ13 | cDXGF | Heating | 0 | 313957.84
Existing | CZ13 | cDXGF | Cooling | 777093.71 | 0
Existing | CZ13 | cDXGF | Interior Lighting | 969345.99 | 0
Existing | CZ13 | cDXGF | Exterior Lighting | 0 | 0
Existing | CZ13 | cDXGF | Interior Equipment | 821304.19 | 0
Existing | CZ13 | cDXGF | Exterior Equipment | 0 | 0
Existing | CZ13 | cDXGF | Fans | 1390282.05 | 0
Existing | CZ13 | cDXGF | Pumps | 0 | 0
Existing | CZ13 | cDXGF | Heat Rejection | 0 | 0
Existing | CZ13 | cDXGF | Humidification | 0 | 0
Existing | CZ13 | cDXGF | Heat Recovery | 0 | 0
Existing | CZ13 | cDXGF | Water Systems | 0 | 151002.07
Existing | CZ13 | cDXGF | Refrigeration | 0 | 0
Existing | CZ13 | cDXGF | Generators | 0 | 0
Existing | CZ13 | cDXGF | Total End Uses | 3958025.93 | 464959.91
Existing | CZ14 | cDXGF | Heating | 0 | 215207.85
Existing | CZ14 | cDXGF | Cooling | 983640.97 | 0
Existing | CZ14 | cDXGF | Interior Lighting | 969345.99 | 0
Existing | CZ14 | cDXGF | Exterior Lighting | 0 | 0
Existing | CZ14 | cDXGF | Interior Equipment | 821304.19 | 0
Existing | CZ14 | cDXGF | Exterior Equipment | 0 | 0
Existing | CZ14 | cDXGF | Fans | 1520340.18 | 0
Existing | CZ14 | cDXGF | Pumps | 0 | 0
Existing | CZ14 | cDXGF | Heat Rejection | 0 | 0
Existing | CZ14 | cDXGF | Humidification | 0 | 0
Existing | CZ14 | cDXGF | Heat Recovery | 0 | 0
Existing | CZ14 | cDXGF | Water Systems | 0 | 143398.83
Existing | CZ14 | cDXGF | Refrigeration | 0 | 0
Existing | CZ14 | cDXGF | Generators | 0 | 0
Existing | CZ14 | cDXGF | Total End Uses | 4294631.33 | 358606.68
Existing | CZ15 | cDXGF | Heating | 0 | 45137.61
Existing | CZ15 | cDXGF | Cooling | 1393068.54 | 0
Existing | CZ15 | cDXGF | Interior Lighting | 969345.99 | 0
Existing | CZ15 | cDXGF | Exterior Lighting | 0 | 0
Existing | CZ15 | cDXGF | Interior Equipment | 821304.19 | 0
Existing | CZ15 | cDXGF | Exterior Equipment | 0 | 0
Existing | CZ15 | cDXGF | Fans | 1499767.93 | 0
Existing | CZ15 | cDXGF | Pumps | 0 | 0
Existing | CZ15 | cDXGF | Heat Rejection | 0 | 0
Existing | CZ15 | cDXGF | Humidification | 0 | 0
Existing | CZ15 | cDXGF | Heat Recovery | 0 | 0
Existing | CZ15 | cDXGF | Water Systems | 0 | 127454.28
Existing | CZ15 | cDXGF | Refrigeration | 0 | 0
Existing | CZ15 | cDXGF | Generators | 0 | 0
Existing | CZ15 | cDXGF | Total End Uses | 4683486.65 | 172591.89
Existing | CZ16 | cDXGF | Heating | 0 | 693937.39
Existing | CZ16 | cDXGF | Cooling | 620799.34 | 0
Existing | CZ16 | cDXGF | Interior Lighting | 969345.99 | 0
Existing | CZ16 | cDXGF | Exterior Lighting | 0 | 0
Existing | CZ16 | cDXGF | Interior Equipment | 821304.19 | 0
Existing | CZ16 | cDXGF | Exterior Equipment | 0 | 0
Existing | CZ16 | cDXGF | Fans | 1510168.35 | 0
Existing | CZ16 | cDXGF | Pumps | 0 | 0
Existing | CZ16 | cDXGF | Heat Rejection | 0 | 0
Existing | CZ16 | cDXGF | Humidification | 0 | 0
Existing | CZ16 | cDXGF | Heat Recovery | 0 | 0
Existing | CZ16 | cDXGF | Water Systems | 0 | 168946.42
Existing | CZ16 | cDXGF | Refrigeration | 0 | 0
Existing | CZ16 | cDXGF | Generators | 0 | 0
Existing | CZ16 | cDXGF | Total End Uses | 3921617.87 | 862883.81
New Construction | CZ01 | cDXGF | Heating | 0 | 540548.17
New Construction | CZ01 | cDXGF | Cooling | 1986.07 | 0
New Construction | CZ01 | cDXGF | Interior Lighting | 525854.13 | 0
New Construction | CZ01 | cDXGF | Exterior Lighting | 0 | 0
New Construction | CZ01 | cDXGF | Interior Equipment | 821304.19 | 0
New Construction | CZ01 | cDXGF | Exterior Equipment | 0 | 0
New Construction | CZ01 | cDXGF | Fans | 968635.49 | 0
New Construction | CZ01 | cDXGF | Pumps | 0 | 0
New Construction | CZ01 | cDXGF | Heat Rejection | 0 | 0
New Construction | CZ01 | cDXGF | Humidification | 0 | 0
New Construction | CZ01 | cDXGF | Heat Recovery | 0 | 0
New Construction | CZ01 | cDXGF | Water Systems | 0 | 186792.26
New Construction | CZ01 | cDXGF | Refrigeration | 0 | 0
New Construction | CZ01 | cDXGF | Generators | 0 | 0
New Construction | CZ01 | cDXGF | Total End Uses | 2317779.89 | 727340.43
New Construction | CZ02 | cDXGF | Heating | 0 | 346795
New Construction | CZ02 | cDXGF | Cooling | 165903.76 | 0
New Construction | CZ02 | cDXGF | Interior Lighting | 525854.13 | 0
New Construction | CZ02 | cDXGF | Exterior Lighting | 0 | 0
New Construction | CZ02 | cDXGF | Interior Equipment | 821304.19 | 0
New Construction | CZ02 | cDXGF | Exterior Equipment | 0 | 0
New Construction | CZ02 | cDXGF | Fans | 976472.21 | 0
New Construction | CZ02 | cDXGF | Pumps | 0 | 0
New Construction | CZ02 | cDXGF | Heat Rejection | 0 | 0
New Construction | CZ02 | cDXGF | Humidification | 0 | 0
New Construction | CZ02 | cDXGF | Heat Recovery | 0 | 0
New Construction | CZ02 | cDXGF | Water Systems | 0 | 171766.33
New Construction | CZ02 | cDXGF | Refrigeration | 0 | 0
New Construction | CZ02 | cDXGF | Generators | 0 | 0
New Construction | CZ02 | cDXGF | Total End Uses | 2489534.29 | 518561.33
New Construction | CZ03 | cDXGF | Heating | 0 | 228342.32
New Construction | CZ03 | cDXGF | Cooling | 75531.61 | 0
New Construction | CZ03 | cDXGF | Interior Lighting | 525854.13 | 0
New Construction | CZ03 | cDXGF | Exterior Lighting | 0 | 0
New Construction | CZ03 | cDXGF | Interior Equipment | 821304.19 | 0
New Construction | CZ03 | cDXGF | Exterior Equipment | 0 | 0
New Construction | CZ03 | cDXGF | Fans | 964182.93 | 0
New Construction | CZ03 | cDXGF | Pumps | 0 | 0
New Construction | CZ03 | cDXGF | Heat Rejection | 0 | 0
New Construction | CZ03 | cDXGF | Humidification | 0 | 0
New Construction | CZ03 | cDXGF | Heat Recovery | 0 | 0
New Construction | CZ03 | cDXGF | Water Systems | 0 | 171102.47
New Construction | CZ03 | cDXGF | Refrigeration | 0 | 0
New Construction | CZ03 | cDXGF | Generators | 0 | 0
New Construction | CZ03 | cDXGF | Total End Uses | 2386872.87 | 399444.8
New Construction | CZ04 | cDXGF | Heating | 0 | 184824.25
New Construction | CZ04 | cDXGF | Cooling | 211235.85 | 0
New Construction | CZ04 | cDXGF | Interior Lighting | 525854.13 | 0
New Construction | CZ04 | cDXGF | Exterior Lighting | 0 | 0
New Construction | CZ04 | cDXGF | Interior Equipment | 821304.19 | 0
New Construction | CZ04 | cDXGF | Exterior Equipment | 0 | 0
New Construction | CZ04 | cDXGF | Fans | 950198.89 | 0
New Construction | CZ04 | cDXGF | Pumps | 0 | 0
New Construction | CZ04 | cDXGF | Heat Rejection | 0 | 0
New Construction | CZ04 | cDXGF | Humidification | 0 | 0
New Construction | CZ04 | cDXGF | Heat Recovery | 0 | 0
New Construction | CZ04 | cDXGF | Water Systems | 0 | 165250.37
New Construction | CZ04 | cDXGF | Refrigeration | 0 | 0
New Construction | CZ04 | cDXGF | Generators | 0 | 0
New Construction | CZ04 | cDXGF | Total End Uses | 2508593.07 | 350074.61
New Construction | CZ05 | cDXGF | Heating | 0 | 183849.48
New Construction | CZ05 | cDXGF | Cooling | 104603.29 | 0
New Construction | CZ05 | cDXGF | Interior Lighting | 525854.13 | 0
New Construction | CZ05 | cDXGF | Exterior Lighting | 0 | 0
New Construction | CZ05 | cDXGF | Interior Equipment | 821304.19 | 0
New Construction | CZ05 | cDXGF | Exterior Equipment | 0 | 0
New Construction | CZ05 | cDXGF | Fans | 969594.25 | 0
New Construction | CZ05 | cDXGF | Pumps | 0 | 0
New Construction | CZ05 | cDXGF | Heat Rejection | 0 | 0
New Construction | CZ05 | cDXGF | Humidification | 0 | 0
New Construction | CZ05 | cDXGF | Heat Recovery | 0 | 0
New Construction | CZ05 | cDXGF | Water Systems | 0 | 171086.6
New Construction | CZ05 | cDXGF | Refrigeration | 0 | 0
New Construction | CZ05 | cDXGF | Generators | 0 | 0
New Construction | CZ05 | cDXGF | Total End Uses | 2421355.86 | 354936.08
New Construction | CZ06 | cDXGF | Heating | 0 | 34502.4
New Construction | CZ06 | cDXGF | Cooling | 190613.81 | 0
New Construction | CZ06 | cDXGF | Interior Lighting | 525854.13 | 0
New Construction | CZ06 | cDXGF | Exterior Lighting | 0 | 0
New Construction | CZ06 | cDXGF | Interior Equipment | 821304.19 | 0
New Construction | CZ06 | cDXGF | Exterior Equipment | 0 | 0
New Construction | CZ06 | cDXGF | Fans | 952344.85 | 0
New Construction | CZ06 | cDXGF | Pumps | 0 | 0
New Construction | CZ06 | cDXGF | Heat Rejection | 0 | 0
New Construction | CZ06 | cDXGF | Humidification | 0 | 0
New Construction | CZ06 | cDXGF | Heat Recovery | 0 | 0
New Construction | CZ06 | cDXGF | Water Systems | 0 | 157649.17
New Construction | CZ06 | cDXGF | Refrigeration | 0 | 0
New Construction | CZ06 | cDXGF | Generators | 0 | 0
New Construction | CZ06 | cDXGF | Total End Uses | 2490116.99 | 192151.57
New Construction | CZ07 | cDXGF | Heating | 0 | 31596.95
New Construction | CZ07 | cDXGF | Cooling | 250753.7 | 0
New Construction | CZ07 | cDXGF | Interior Lighting | 525854.13 | 0
New Construction | CZ07 | cDXGF | Exterior Lighting | 0 | 0
New Construction | CZ07 | cDXGF | Interior Equipment | 821304.19 | 0
New Construction | CZ07 | cDXGF | Exterior Equipment | 0 | 0
New Construction | CZ07 | cDXGF | Fans | 947083.91 | 0
New Construction | CZ07 | cDXGF | Pumps | 0 | 0
New Construction | CZ07 | cDXGF | Heat Rejection | 0 | 0
New Construction | CZ07 | cDXGF | Humidification | 0 | 0
New Construction | CZ07 | cDXGF | Heat Recovery | 0 | 0
New Construction | CZ07 | cDXGF | Water Systems | 0 | 155674.77
New Construction | CZ07 | cDXGF | Refrigeration | 0 | 0
New Construction | CZ07 | cDXGF | Generators | 0 | 0
New Construction | CZ07 | cDXGF | Total End Uses | 2544995.94 | 187271.72
New Construction | CZ08 | cDXGF | Heating | 0 | 52421.96
New Construction | CZ08 | cDXGF | Cooling | 304194.69 | 0
New Construction | CZ08 | cDXGF | Interior Lighting | 525854.13 | 0
New Construction | CZ08 | cDXGF | Exterior Lighting | 0 | 0
New Construction | CZ08 | cDXGF | Interior Equipment | 821304.19 | 0
New Construction | CZ08 | cDXGF | Exterior Equipment | 0 | 0
New Construction | CZ08 | cDXGF | Fans | 945936.05 | 0
New Construction | CZ08 | cDXGF | Pumps | 0 | 0
New Construction | CZ08 | cDXGF | Heat Rejection | 0 | 0
New Construction | CZ08 | cDXGF | Humidification | 0 | 0
New Construction | CZ08 | cDXGF | Heat Recovery | 0 | 0
New Construction | CZ08 | cDXGF | Water Systems | 0 | 155420.06
New Construction | CZ08 | cDXGF | Refrigeration | 0 | 0
New Construction | CZ08 | cDXGF | Generators | 0 | 0
New Construction | CZ08 | cDXGF | Total End Uses | 2597289.06 | 207842.02
New Construction | CZ09 | cDXGF | Heating | 0 | 40976.1
New Construction | CZ09 | cDXGF | Cooling | 364873.25 | 0
New Construction | CZ09 | cDXGF | Interior Lighting | 525854.13 | 0
New Construction | CZ09 | cDXGF | Exterior Lighting | 0 | 0
New Construction | CZ09 | cDXGF | Interior Equipment | 821304.19 | 0
New Construction | CZ09 | cDXGF | Exterior Equipment | 0 | 0
New Construction | CZ09 | cDXGF | Fans | 951674.37 | 0
New Construction | CZ09 | cDXGF | Pumps | 0 | 0
New Construction | CZ09 | cDXGF | Heat Rejection | 0 | 0
New Construction | CZ09 | cDXGF | Humidification | 0 | 0
New Construction | CZ09 | cDXGF | Heat Recovery | 0 | 0
New Construction | CZ09 | cDXGF | Water Systems | 0 | 153242.7
New Construction | CZ09 | cDXGF | Refrigeration | 0 | 0
New Construction | CZ09 | cDXGF | Generators | 0 | 0
New Construction | CZ09 | cDXGF | Total End Uses | 2663705.95 | 194218.8
New Construction | CZ10 | cDXGF | Heating | 0 | 123347.77
New Construction | CZ10 | cDXGF | Cooling | 479429.39 | 0
New Construction | CZ10 | cDXGF | Interior Lighting | 525854.13 | 0
New Construction | CZ10 | cDXGF | Exterior Lighting | 0 | 0
New Construction | CZ10 | cDXGF | Interior Equipment | 821304.19 | 0
New Construction | CZ10 | cDXGF | Exterior Equipment | 0 | 0
New Construction | CZ10 | cDXGF | Fans | 959567.35 | 0
New Construction | CZ10 | cDXGF | Pumps | 0 | 0
New Construction | CZ10 | cDXGF | Heat Rejection | 0 | 0
New Construction | CZ10 | cDXGF | Humidification | 0 | 0
New Construction | CZ10 | cDXGF | Heat Recovery | 0 | 0
New Construction | CZ10 | cDXGF | Water Systems | 0 | 152027.35
New Construction | CZ10 | cDXGF | Refrigeration | 0 | 0
New Construction | CZ10 | cDXGF | Generators | 0 | 0
New Construction | CZ10 | cDXGF | Total End Uses | 2786155.06 | 275375.12
New Construction | CZ11 | cDXGF | Heating | 0 | 377908.7
New Construction | CZ11 | cDXGF | Cooling | 502493.21 | 0
New Construction | CZ11 | cDXGF | Interior Lighting | 525854.13 | 0
New Construction | CZ11 | cDXGF | Exterior Lighting | 0 | 0
New Construction | CZ11 | cDXGF | Interior Equipment | 821304.19 | 0
New Construction | CZ11 | cDXGF | Exterior Equipment | 0 | 0
New Construction | CZ11 | cDXGF | Fans | 948495.85 | 0
New Construction | CZ11 | cDXGF | Pumps | 0 | 0
New Construction | CZ11 | cDXGF | Heat Rejection | 0 | 0
New Construction | CZ11 | cDXGF | Humidification | 0 | 0
New Construction | CZ11 | cDXGF | Heat Recovery | 0 | 0
New Construction | CZ11 | cDXGF | Water Systems | 0 | 155425.64
New Construction | CZ11 | cDXGF | Refrigeration | 0 | 0
New Construction | CZ11 | cDXGF | Generators | 0 | 0
New Construction | CZ11 | cDXGF | Total End Uses | 2798147.38 | 533334.34
New Construction | CZ12 | cDXGF | Heating | 0 | 337581.57
New Construction | CZ12 | cDXGF | Cooling | 408090.46 | 0
New Construction | CZ12 | cDXGF | Interior Lighting | 525854.13 | 0
New Construction | CZ12 | cDXGF | Exterior Lighting | 0 | 0
New Construction | CZ12 | cDXGF | Interior Equipment | 821304.19 | 0
New Construction | CZ12 | cDXGF | Exterior Equipment | 0 | 0
New Construction | CZ12 | cDXGF | Fans | 969314.19 | 0
New Construction | CZ12 | cDXGF | Pumps | 0 | 0
New Construction | CZ12 | cDXGF | Heat Rejection | 0 | 0
New Construction | CZ12 | cDXGF | Humidification | 0 | 0
New Construction | CZ12 | cDXGF | Heat Recovery | 0 | 0
New Construction | CZ12 | cDXGF | Water Systems | 0 | 159781.29
New Construction | CZ12 | cDXGF | Refrigeration | 0 | 0
New Construction | CZ12 | cDXGF | Generators | 0 | 0
New Construction | CZ12 | cDXGF | Total End Uses | 2724562.98 | 497362.86
New Construction | CZ13 | cDXGF | Heating | 0 | 291307.83
New Construction | CZ13 | cDXGF | Cooling | 572373.31 | 0
New Construction | CZ13 | cDXGF | Interior Lighting | 525854.13 | 0
New Construction | CZ13 | cDXGF | Exterior Lighting | 0 | 0
New Construction | CZ13 | cDXGF | Interior Equipment | 821304.19 | 0
New Construction | CZ13 | cDXGF | Exterior Equipment | 0 | 0
New Construction | CZ13 | cDXGF | Fans | 948623.65 | 0
New Construction | CZ13 | cDXGF | Pumps | 0 | 0
New Construction | CZ13 | cDXGF | Heat Rejection | 0 | 0
New Construction | CZ13 | cDXGF | Humidification | 0 | 0
New Construction | CZ13 | cDXGF | Heat Recovery | 0 | 0
New Construction | CZ13 | cDXGF | Water Systems | 0 | 150873.85
New Construction | CZ13 | cDXGF | Refrigeration | 0 | 0
New Construction | CZ13 | cDXGF | Generators | 0 | 0
New Construction | CZ13 | cDXGF | Total End Uses | 2868155.28 | 442181.68
New Construction | CZ14 | cDXGF | Heating | 0 | 205965.05
New Construction | CZ14 | cDXGF | Cooling | 721282.48 | 0
New Construction | CZ14 | cDXGF | Interior Lighting | 525854.13 | 0
New Construction | CZ14 | cDXGF | Exterior Lighting | 0 | 0
New Construction | CZ14 | cDXGF | Interior Equipment | 821304.19 | 0
New Construction | CZ14 | cDXGF | Exterior Equipment | 0 | 0
New Construction | CZ14 | cDXGF | Fans | 952146.13 | 0
New Construction | CZ14 | cDXGF | Pumps | 0 | 0
New Construction | CZ14 | cDXGF | Heat Rejection | 0 | 0
New Construction | CZ14 | cDXGF | Humidification | 0 | 0
New Construction | CZ14 | cDXGF | Heat Recovery | 0 | 0
New Construction | CZ14 | cDXGF | Water Systems | 0 | 143221.8
New Construction | CZ14 | cDXGF | Refrigeration | 0 | 0
New Construction | CZ14 | cDXGF | Generators | 0 | 0
New Construction | CZ14 | cDXGF | Total End Uses | 3020586.93 | 349186.85
New Construction | CZ15 | cDXGF | Heating | 0 | 44117.94
New Construction | CZ15 | cDXGF | Cooling | 1017931.81 | 0
New Construction | CZ15 | cDXGF | Interior Lighting | 525854.13 | 0
New Construction | CZ15 | cDXGF | Exterior Lighting | 0 | 0
New Construction | CZ15 | cDXGF | Interior Equipment | 821304.19 | 0
New Construction | CZ15 | cDXGF | Exterior Equipment | 0 | 0
New Construction | CZ15 | cDXGF | Fans | 862975.57 | 0
New Construction | CZ15 | cDXGF | Pumps | 0 | 0
New Construction | CZ15 | cDXGF | Heat Rejection | 0 | 0
New Construction | CZ15 | cDXGF | Humidification | 0 | 0
New Construction | CZ15 | cDXGF | Heat Recovery | 0 | 0
New Construction | CZ15 | cDXGF | Water Systems | 0 | 127254.13
New Construction | CZ15 | cDXGF | Refrigeration | 0 | 0
New Construction | CZ15 | cDXGF | Generators | 0 | 0
New Construction | CZ15 | cDXGF | Total End Uses | 3228065.7 | 171372.07
New Construction | CZ16 | cDXGF | Heating | 0 | 560217.72
New Construction | CZ16 | cDXGF | Cooling | 469672.74 | 0
New Construction | CZ16 | cDXGF | Interior Lighting | 525854.13 | 0
New Construction | CZ16 | cDXGF | Exterior Lighting | 0 | 0
New Construction | CZ16 | cDXGF | Interior Equipment | 821304.19 | 0
New Construction | CZ16 | cDXGF | Exterior Equipment | 0 | 0
New Construction | CZ16 | cDXGF | Fans | 1114880.86 | 0
New Construction | CZ16 | cDXGF | Pumps | 0 | 0
New Construction | CZ16 | cDXGF | Heat Rejection | 0 | 0
New Construction | CZ16 | cDXGF | Humidification | 0 | 0
New Construction | CZ16 | cDXGF | Heat Recovery | 0 | 0
New Construction | CZ16 | cDXGF | Water Systems | 0 | 168862.22
New Construction | CZ16 | cDXGF | Refrigeration | 0 | 0
New Construction | CZ16 | cDXGF | Generators | 0 | 0
New Construction | CZ16 | cDXGF | Total End Uses | 2931711.93 | 729079.93
Existing | CZ01 | cDXHP | Heating | 160795.19 | 0
Existing | CZ01 | cDXHP | Cooling | 2968.15 | 0
Existing | CZ01 | cDXHP | Interior Lighting | 969345.99 | 0
Existing | CZ01 | cDXHP | Exterior Lighting | 0 | 0
Existing | CZ01 | cDXHP | Interior Equipment | 821304.19 | 0
Existing | CZ01 | cDXHP | Exterior Equipment | 0 | 0
Existing | CZ01 | cDXHP | Fans | 1217851.13 | 0
Existing | CZ01 | cDXHP | Pumps | 0 | 0
Existing | CZ01 | cDXHP | Heat Rejection | 0 | 0
Existing | CZ01 | cDXHP | Humidification | 0 | 0
Existing | CZ01 | cDXHP | Heat Recovery | 0 | 0
Existing | CZ01 | cDXHP | Water Systems | 0 | 186793.83
Existing | CZ01 | cDXHP | Refrigeration | 0 | 0
Existing | CZ01 | cDXHP | Generators | 0 | 0
Existing | CZ01 | cDXHP | Total End Uses | 3172264.65 | 186793.83
Existing | CZ02 | cDXHP | Heating | 120700.33 | 0
Existing | CZ02 | cDXHP | Cooling | 228770.09 | 0
Existing | CZ02 | cDXHP | Interior Lighting | 969345.99 | 0
Existing | CZ02 | cDXHP | Exterior Lighting | 0 | 0
Existing | CZ02 | cDXHP | Interior Equipment | 821304.19 | 0
Existing | CZ02 | cDXHP | Exterior Equipment | 0 | 0
Existing | CZ02 | cDXHP | Fans | 1307297.63 | 0
Existing | CZ02 | cDXHP | Pumps | 0 | 0
Existing | CZ02 | cDXHP | Heat Rejection | 0 | 0
Existing | CZ02 | cDXHP | Humidification | 0 | 0
Existing | CZ02 | cDXHP | Heat Recovery | 0 | 0
Existing | CZ02 | cDXHP | Water Systems | 0 | 171751.94
Existing | CZ02 | cDXHP | Refrigeration | 0 | 0
Existing | CZ02 | cDXHP | Generators | 0 | 0
Existing | CZ02 | cDXHP | Total End Uses | 3447418.23 | 171751.94
Existing | CZ03 | cDXHP | Heating | 63919.12 | 0
Existing | CZ03 | cDXHP | Cooling | 106816.33 | 0
Existing | CZ03 | cDXHP | Interior Lighting | 969345.99 | 0
Existing | CZ03 | cDXHP | Exterior Lighting | 0 | 0
Existing | CZ03 | cDXHP | Interior Equipment | 821304.19 | 0
Existing | CZ03 | cDXHP | Exterior Equipment | 0 | 0
Existing | CZ03 | cDXHP | Fans | 1278765.22 | 0
Existing | CZ03 | cDXHP | Pumps | 0 | 0
Existing | CZ03 | cDXHP | Heat Rejection | 0 | 0
Existing | CZ03 | cDXHP | Humidification | 0 | 0
Existing | CZ03 | cDXHP | Heat Recovery | 0 | 0
Existing | CZ03 | cDXHP | Water Systems | 0 | 171089.47
Existing | CZ03 | cDXHP | Refrigeration | 0 | 0
Existing | CZ03 | cDXHP | Generators | 0 | 0
Existing | CZ03 | cDXHP | Total End Uses | 3240150.86 | 171089.47
Existing | CZ04 | cDXHP | Heating | 55988.54 | 0
Existing | CZ04 | cDXHP | Cooling | 294115.62 | 0
Existing | CZ04 | cDXHP | Interior Lighting | 969345.99 | 0
Existing | CZ04 | cDXHP | Exterior Lighting | 0 | 0
Existing | CZ04 | cDXHP | Interior Equipment | 821304.19 | 0
Existing | CZ04 | cDXHP | Exterior Equipment | 0 | 0
Existing | CZ04 | cDXHP | Fans | 1302731.32 | 0
Existing | CZ04 | cDXHP | Pumps | 0 | 0
Existing | CZ04 | cDXHP | Heat Rejection | 0 | 0
Existing | CZ04 | cDXHP | Humidification | 0 | 0
Existing | CZ04 | cDXHP | Heat Recovery | 0 | 0
Existing | CZ04 | cDXHP | Water Systems | 0 | 165260.95
Existing | CZ04 | cDXHP | Refrigeration | 0 | 0
Existing | CZ04 | cDXHP | Generators | 0 | 0
Existing | CZ04 | cDXHP | Total End Uses | 3443485.66 | 165260.95
Existing | CZ05 | cDXHP | Heating | 63084.34 | 0
Existing | CZ05 | cDXHP | Cooling | 152420.14 | 0
Existing | CZ05 | cDXHP | Interior Lighting | 969345.99 | 0
Existing | CZ05 | cDXHP | Exterior Lighting | 0 | 0
Existing | CZ05 | cDXHP | Interior Equipment | 821304.19 | 0
Existing | CZ05 | cDXHP | Exterior Equipment | 0 | 0
Existing | CZ05 | cDXHP | Fans | 1284689.79 | 0
Existing | CZ05 | cDXHP | Pumps | 0 | 0
Existing | CZ05 | cDXHP | Heat Rejection | 0 | 0
Existing | CZ05 | cDXHP | Humidification | 0 | 0
Existing | CZ05 | cDXHP | Heat Recovery | 0 | 0
Existing | CZ05 | cDXHP | Water Systems | 0 | 171096.21
Existing | CZ05 | cDXHP | Refrigeration | 0 | 0
Existing | CZ05 | cDXHP | Generators | 0 | 0
Existing | CZ05 | cDXHP | Total End Uses | 3290844.45 | 171096.21
Existing | CZ06 | cDXHP | Heating | 11828.89 | 0
Existing | CZ06 | cDXHP | Cooling | 269893.26 | 0
Existing | CZ06 | cDXHP | Interior Lighting | 969345.99 | 0
Existing | CZ06 | cDXHP | Exterior Lighting | 0 | 0
Existing | CZ06 | cDXHP | Interior Equipment | 821304.19 | 0
Existing | CZ06 | cDXHP | Exterior Equipment | 0 | 0
Existing | CZ06 | cDXHP | Fans | 1260150.14 | 0
Existing | CZ06 | cDXHP | Pumps | 0 | 0
Existing | CZ06 | cDXHP | Heat Rejection | 0 | 0
Existing | CZ06 | cDXHP | Humidification | 0 | 0
Existing | CZ06 | cDXHP | Heat Recovery | 0 | 0
Existing | CZ06 | cDXHP | Water Systems | 0 | 157712.59
Existing | CZ06 | cDXHP | Refrigeration | 0 | 0
Existing | CZ06 | cDXHP | Generators | 0 | 0
Existing | CZ06 | cDXHP | Total End Uses | 3332522.47 | 157712.59
Existing | CZ07 | cDXHP | Heating | 11001.78 | 0
Existing | CZ07 | cDXHP | Cooling | 348616.71 | 0
Existing | CZ07 | cDXHP | Interior Lighting | 969345.99 | 0
Existing | CZ07 | cDXHP | Exterior Lighting | 0 | 0
Existing | CZ07 | cDXHP | Interior Equipment | 821304.19 | 0
Existing | CZ07 | cDXHP | Exterior Equipment | 0 | 0
Existing | CZ07 | cDXHP | Fans | 1251379.98 | 0
Existing | CZ07 | cDXHP | Pumps | 0 | 0
Existing | CZ07 | cDXHP | Heat Rejection | 0 | 0
Existing | CZ07 | cDXHP | Humidification | 0 | 0
Existing | CZ07 | cDXHP | Heat Recovery | 0 | 0
Existing | CZ07 | cDXHP | Water Systems | 0 | 155709.3
Existing | CZ07 | cDXHP | Refrigeration | 0 | 0
Existing | CZ07 | cDXHP | Generators | 0 | 0
Existing | CZ07 | cDXHP | Total End Uses | 3401648.64 | 155709.3
Existing | CZ08 | cDXHP | Heating | 18595.08 | 0
Existing | CZ08 | cDXHP | Cooling | 423374.43 | 0
Existing | CZ08 | cDXHP | Interior Lighting | 969345.99 | 0
Existing | CZ08 | cDXHP | Exterior Lighting | 0 | 0
Existing | CZ08 | cDXHP | Interior Equipment | 821304.19 | 0
Existing | CZ08 | cDXHP | Exterior Equipment | 0 | 0
Existing | CZ08 | cDXHP | Fans | 1295798.6 | 0
Existing | CZ08 | cDXHP | Pumps | 0 | 0
Existing | CZ08 | cDXHP | Heat Rejection | 0 | 0
Existing | CZ08 | cDXHP | Humidification | 0 | 0
Existing | CZ08 | cDXHP | Heat Recovery | 0 | 0
Existing | CZ08 | cDXHP | Water Systems | 0 | 155487.7
Existing | CZ08 | cDXHP | Refrigeration | 0 | 0
Existing | CZ08 | cDXHP | Generators | 0 | 0
Existing | CZ08 | cDXHP | Total End Uses | 3528418.29 | 155487.7
Existing | CZ09 | cDXHP | Heating | 15973.21 | 0
Existing | CZ09 | cDXHP | Cooling | 515594.12 | 0
Existing | CZ09 | cDXHP | Interior Lighting | 969345.99 | 0
Existing | CZ09 | cDXHP | Exterior Lighting | 0 | 0
Existing | CZ09 | cDXHP | Interior Equipment | 821304.19 | 0
Existing | CZ09 | cDXHP | Exterior Equipment | 0 | 0
Existing | CZ09 | cDXHP | Fans | 1311809.24 | 0
Existing | CZ09 | cDXHP | Pumps | 0 | 0
Existing | CZ09 | cDXHP | Heat Rejection | 0 | 0
Existing | CZ09 | cDXHP | Humidification | 0 | 0
Existing | CZ09 | cDXHP | Heat Recovery | 0 | 0
Existing | CZ09 | cDXHP | Water Systems | 0 | 153349.3
Existing | CZ09 | cDXHP | Refrigeration | 0 | 0
Existing | CZ09 | cDXHP | Generators | 0 | 0
Existing | CZ09 | cDXHP | Total End Uses | 3634026.75 | 153349.3
Existing | CZ10 | cDXHP | Heating | 41311.46 | 0
Existing | CZ10 | cDXHP | Cooling | 646799.38 | 0
Existing | CZ10 | cDXHP | Interior Lighting | 969345.99 | 0
Existing | CZ10 | cDXHP | Exterior Lighting | 0 | 0
Existing | CZ10 | cDXHP | Interior Equipment | 821304.19 | 0
Existing | CZ10 | cDXHP | Exterior Equipment | 0 | 0
Existing | CZ10 | cDXHP | Fans | 1329538.55 | 0
Existing | CZ10 | cDXHP | Pumps | 0 | 0
Existing | CZ10 | cDXHP | Heat Rejection | 0 | 0
Existing | CZ10 | cDXHP | Humidification | 0 | 0
Existing | CZ10 | cDXHP | Heat Recovery | 0 | 0
Existing | CZ10 | cDXHP | Water Systems | 0 | 152132.37
Existing | CZ10 | cDXHP | Refrigeration | 0 | 0
Existing | CZ10 | cDXHP | Generators | 0 | 0
Existing | CZ10 | cDXHP | Total End Uses | 3808299.56 | 152132.37
Existing | CZ11 | cDXHP | Heating | 114091.27 | 0
Existing | CZ11 | cDXHP | Cooling | 694435.78 | 0
Existing | CZ11 | cDXHP | Interior Lighting | 969345.99 | 0
Existing | CZ11 | cDXHP | Exterior Lighting | 0 | 0
Existing | CZ11 | cDXHP | Interior Equipment | 821304.19 | 0
Existing | CZ11 | cDXHP | Exterior Equipment | 0 | 0
Existing | CZ11 | cDXHP | Fans | 1409126.46 | 0
Existing | CZ11 | cDXHP | Pumps | 0 | 0
Existing | CZ11 | cDXHP | Heat Rejection | 0 | 0
Existing | CZ11 | cDXHP | Humidification | 0 | 0
Existing | CZ11 | cDXHP | Heat Recovery | 0 | 0
Existing | CZ11 | cDXHP | Water Systems | 0 | 155499.2
Existing | CZ11 | cDXHP | Refrigeration | 0 | 0
Existing | CZ11 | cDXHP | Generators | 0 | 0
Existing | CZ11 | cDXHP | Total End Uses | 4008303.69 | 155499.2
Existing | CZ12 | cDXHP | Heating | 111027.07 | 0
Existing | CZ12 | cDXHP | Cooling | 555086.53 | 0
Existing | CZ12 | cDXHP | Interior Lighting | 969345.99 | 0
Existing | CZ12 | cDXHP | Exterior Lighting | 0 | 0
Existing | CZ12 | cDXHP | Interior Equipment | 821304.19 | 0
Existing | CZ12 | cDXHP | Exterior Equipment | 0 | 0
Existing | CZ12 | cDXHP | Fans | 1327197.66 | 0
Existing | CZ12 | cDXHP | Pumps | 0 | 0
Existing | CZ12 | cDXHP | Heat Rejection | 0 | 0
Existing | CZ12 | cDXHP | Humidification | 0 | 0
Existing | CZ12 | cDXHP | Heat Recovery | 0 | 0
Existing | CZ12 | cDXHP | Water Systems | 0 | 159840.82
Existing | CZ12 | cDXHP | Refrigeration | 0 | 0
Existing | CZ12 | cDXHP | Generators | 0 | 0
Existing | CZ12 | cDXHP | Total End Uses | 3783961.45 | 159840.82
Existing | CZ13 | cDXHP | Heating | 86719.2 | 0
Existing | CZ13 | cDXHP | Cooling | 786064.69 | 0
Existing | CZ13 | cDXHP | Interior Lighting | 969345.99 | 0
Existing | CZ13 | cDXHP | Exterior Lighting | 0 | 0
Existing | CZ13 | cDXHP | Interior Equipment | 821304.19 | 0
Existing | CZ13 | cDXHP | Exterior Equipment | 0 | 0
Existing | CZ13 | cDXHP | Fans | 1390282.05 | 0
Existing | CZ13 | cDXHP | Pumps | 0 | 0
Existing | CZ13 | cDXHP | Heat Rejection | 0 | 0
Existing | CZ13 | cDXHP | Humidification | 0 | 0
Existing | CZ13 | cDXHP | Heat Recovery | 0 | 0
Existing | CZ13 | cDXHP | Water Systems | 0 | 151002.14
Existing | CZ13 | cDXHP | Refrigeration | 0 | 0
Existing | CZ13 | cDXHP | Generators | 0 | 0
Existing | CZ13 | cDXHP | Total End Uses | 4053716.12 | 151002.14
Existing | CZ14 | cDXHP | Heating | 59681.55 | 0
Existing | CZ14 | cDXHP | Cooling | 999078.11 | 0
Existing | CZ14 | cDXHP | Interior Lighting | 969345.99 | 0
Existing | CZ14 | cDXHP | Exterior Lighting | 0 | 0
Existing | CZ14 | cDXHP | Interior Equipment | 821304.19 | 0
Existing | CZ14 | cDXHP | Exterior Equipment | 0 | 0
Existing | CZ14 | cDXHP | Fans | 1520340.18 | 0
Existing | CZ14 | cDXHP | Pumps | 0 | 0
Existing | CZ14 | cDXHP | Heat Rejection | 0 | 0
Existing | CZ14 | cDXHP | Humidification | 0 | 0
Existing | CZ14 | cDXHP | Heat Recovery | 0 | 0
Existing | CZ14 | cDXHP | Water Systems | 0 | 143397.68
Existing | CZ14 | cDXHP | Refrigeration | 0 | 0
Existing | CZ14 | cDXHP | Generators | 0 | 0
Existing | CZ14 | cDXHP | Total End Uses | 4369750.01 | 143397.68
Existing | CZ15 | cDXHP | Heating | 12015.09 | 0
Existing | CZ15 | cDXHP | Cooling | 1403290.83 | 0
Existing | CZ15 | cDXHP | Interior Lighting | 969345.99 | 0
Existing | CZ15 | cDXHP | Exterior Lighting | 0 | 0
Existing | CZ15 | cDXHP | Interior Equipment | 821304.19 | 0
Existing | CZ15 | cDXHP | Exterior Equipment | 0 | 0
Existing | CZ15 | cDXHP | Fans | 1499767.93 | 0
Existing | CZ15 | cDXHP | Pumps | 0 | 0
Existing | CZ15 | cDXHP | Heat Rejection | 0 | 0
Existing | CZ15 | cDXHP | Humidification | 0 | 0
Existing | CZ15 | cDXHP | Heat Recovery | 0 | 0
Existing | CZ15 | cDXHP | Water Systems | 0 | 127455.95
Existing | CZ15 | cDXHP | Refrigeration | 0 | 0
Existing | CZ15 | cDXHP | Generators | 0 | 0
Existing | CZ15 | cDXHP | Total End Uses | 4705724.03 | 127455.95
Existing | CZ16 | cDXHP | Heating | 234521.25 | 0
Existing | CZ16 | cDXHP | Cooling | 627943.48 | 0
Existing | CZ16 | cDXHP | Interior Lighting | 969345.99 | 0
Existing | CZ16 | cDXHP | Exterior Lighting | 0 | 0
Existing | CZ16 | cDXHP | Interior Equipment | 821304.19 | 0
Existing | CZ16 | cDXHP | Exterior Equipment | 0 | 0
Existing | CZ16 | cDXHP | Fans | 1510276.11 | 0
Existing | CZ16 | cDXHP | Pumps | 0 | 0
Existing | CZ16 | cDXHP | Heat Rejection | 0 | 0
Existing | CZ16 | cDXHP | Humidification | 0 | 0
Existing | CZ16 | cDXHP | Heat Recovery | 0 | 0
Existing | CZ16 | cDXHP | Water Systems | 0 | 168946.75
Existing | CZ16 | cDXHP | Refrigeration | 0 | 0
Existing | CZ16 | cDXHP | Generators | 0 | 0
Existing | CZ16 | cDXHP | Total End Uses | 4163391.02 | 168946.75
New Construction | CZ01 | cDXHP | Heating | 132823.78 | 0
New Construction | CZ01 | cDXHP | Cooling | 1855.74 | 0
New Construction | CZ01 | cDXHP | Interior Lighting | 525854.13 | 0
New Construction | CZ01 | cDXHP | Exterior Lighting | 0 | 0
New Construction | CZ01 | cDXHP | Interior Equipment | 821304.19 | 0
New Construction | CZ01 | cDXHP | Exterior Equipment | 0 | 0
New Construction | CZ01 | cDXHP | Fans | 968635.49 | 0
New Construction | CZ01 | cDXHP | Pumps | 0 | 0
New Construction | CZ01 | cDXHP | Heat Rejection | 0 | 0
New Construction | CZ01 | cDXHP | Humidification | 0 | 0
New Construction | CZ01 | cDXHP | Heat Recovery | 0 | 0
New Construction | CZ01 | cDXHP | Water Systems | 0 | 186792.26
New Construction | CZ01 | cDXHP | Refrigeration | 0 | 0
New Construction | CZ01 | cDXHP | Generators | 0 | 0
New Construction | CZ01 | cDXHP | Total End Uses | 2450473.34 | 186792.26
New Construction | CZ02 | cDXHP | Heating | 96186.35 | 0
New Construction | CZ02 | cDXHP | Cooling | 165847.63 | 0
New Construction | CZ02 | cDXHP | Interior Lighting | 525854.13 | 0
New Construction | CZ02 | cDXHP | Exterior Lighting | 0 | 0
New Construction | CZ02 | cDXHP | Interior Equipment | 821304.19 | 0
New Construction | CZ02 | cDXHP | Exterior Equipment | 0 | 0
New Construction | CZ02 | cDXHP | Fans | 976472.21 | 0
New Construction | CZ02 | cDXHP | Pumps | 0 | 0
New Construction | CZ02 | cDXHP | Heat Rejection | 0 | 0
New Construction | CZ02 | cDXHP | Humidification | 0 | 0
New Construction | CZ02 | cDXHP | Heat Recovery | 0 | 0
New Construction | CZ02 | cDXHP | Water Systems | 0 | 171766.14
New Construction | CZ02 | cDXHP | Refrigeration | 0 | 0
New Construction | CZ02 | cDXHP | Generators | 0 | 0
New Construction | CZ02 | cDXHP | Total End Uses | 2585664.51 | 171766.14
New Construction | CZ03 | cDXHP | Heating | 56933.15 | 0
New Construction | CZ03 | cDXHP | Cooling | 75086.98 | 0
New Construction | CZ03 | cDXHP | Interior Lighting | 525854.13 | 0
New Construction | CZ03 | cDXHP | Exterior Lighting | 0 | 0
New Construction | CZ03 | cDXHP | Interior Equipment | 821304.19 | 0
New Construction | CZ03 | cDXHP | Exterior Equipment | 0 | 0
New Construction | CZ03 | cDXHP | Fans | 964182.93 | 0
New Construction | CZ03 | cDXHP | Pumps | 0 | 0
New Construction | CZ03 | cDXHP | Heat Rejection | 0 | 0
New Construction | CZ03 | cDXHP | Humidification | 0 | 0
New Construction | CZ03 | cDXHP | Heat Recovery | 0 | 0
New Construction | CZ03 | cDXHP | Water Systems | 0 | 171102.43
New Construction | CZ03 | cDXHP | Refrigeration | 0 | 0
New Construction | CZ03 | cDXHP | Generators | 0 | 0
New Construction | CZ03 | cDXHP | Total End Uses | 2443361.38 | 171102.43
New Construction | CZ04 | cDXHP | Heating | 46251.19 | 0
New Construction | CZ04 | cDXHP | Cooling | 211603.91 | 0
New Construction | CZ04 | cDXHP | Interior Lighting | 525854.13 | 0
New Construction | CZ04 | cDXHP | Exterior Lighting | 0 | 0
New Construction | CZ04 | cDXHP | Interior Equipment | 821304.19 | 0
New Construction | CZ04 | cDXHP | Exterior Equipment | 0 | 0
New Construction | CZ04 | cDXHP | Fans | 950198.89 | 0
New Construction | CZ04 | cDXHP | Pumps | 0 | 0
New Construction | CZ04 | cDXHP | Heat Rejection | 0 | 0
New Construction | CZ04 | cDXHP | Humidification | 0 | 0
New Construction | CZ04 | cDXHP | Heat Recovery | 0 | 0
New Construction | CZ04 | cDXHP | Water Systems | 0 | 165250.4
New Construction | CZ04 | cDXHP | Refrigeration | 0 | 0
New Construction | CZ04 | cDXHP | Generators | 0 | 0
New Construction | CZ04 | cDXHP | Total End Uses | 2555212.32 | 165250.4
New Construction | CZ05 | cDXHP | Heating | 48387.42 | 0
New Construction | CZ05 | cDXHP | Cooling | 105411.18 | 0
New Construction | CZ05 | cDXHP | Interior Lighting | 525854.13 | 0
New Construction | CZ05 | cDXHP | Exterior Lighting | 0 | 0
New Construction | CZ05 | cDXHP | Interior Equipment | 821304.19 | 0
New Construction | CZ05 | cDXHP | Exterior Equipment | 0 | 0
New Construction | CZ05 | cDXHP | Fans | 969594.25 | 0
New Construction | CZ05 | cDXHP | Pumps | 0 | 0
New Construction | CZ05 | cDXHP | Heat Rejection | 0 | 0
New Construction | CZ05 | cDXHP | Humidification | 0 | 0
New Construction | CZ05 | cDXHP | Heat Recovery | 0 | 0
New Construction | CZ05 | cDXHP | Water Systems | 0 | 171086.6
New Construction | CZ05 | cDXHP | Refrigeration | 0 | 0
New Construction | CZ05 | cDXHP | Generators | 0 | 0
New Construction | CZ05 | cDXHP | Total End Uses | 2470551.17 | 171086.6
New Construction | CZ06 | cDXHP | Heating | 8154.73 | 0
New Construction | CZ06 | cDXHP | Cooling | 184912.97 | 0
New Construction | CZ06 | cDXHP | Interior Lighting | 525854.13 | 0
New Construction | CZ06 | cDXHP | Exterior Lighting | 0 | 0
New Construction | CZ06 | cDXHP | Interior Equipment | 821304.19 | 0
New Construction | CZ06 | cDXHP | Exterior Equipment | 0 | 0
New Construction | CZ06 | cDXHP | Fans | 952344.85 | 0
New Construction | CZ06 | cDXHP | Pumps | 0 | 0
New Construction | CZ06 | cDXHP | Heat Rejection | 0 | 0
New Construction | CZ06 | cDXHP | Humidification | 0 | 0
New Construction | CZ06 | cDXHP | Heat Recovery | 0 | 0
New Construction | CZ06 | cDXHP | Water Systems | 0 | 157649.17
New Construction | CZ06 | cDXHP | Refrigeration | 0 | 0
New Construction | CZ06 | cDXHP | Generators | 0 | 0
New Construction | CZ06 | cDXHP | Total End Uses | 2492570.87 | 157649.17
New Construction | CZ07 | cDXHP | Heating | 7497.04 | 0
New Construction | CZ07 | cDXHP | Cooling | 245968.84 | 0
New Construction | CZ07 | cDXHP | Interior Lighting | 525854.13 | 0
New Construction | CZ07 | cDXHP | Exterior Lighting | 0 | 0
New Construction | CZ07 | cDXHP | Interior Equipment | 821304.19 | 0
New Construction | CZ07 | cDXHP | Exterior Equipment | 0 | 0
New Construction | CZ07 | cDXHP | Fans | 947083.91 | 0
New Construction | CZ07 | cDXHP | Pumps | 0 | 0
New Construction | CZ07 | cDXHP | Heat Rejection | 0 | 0
New Construction | CZ07 | cDXHP | Humidification | 0 | 0
New Construction | CZ07 | cDXHP | Heat Recovery | 0 | 0
New Construction | CZ07 | cDXHP | Water Systems | 0 | 155674.77
New Construction | CZ07 | cDXHP | Refrigeration | 0 | 0
New Construction | CZ07 | cDXHP | Generators | 0 | 0
New Construction | CZ07 | cDXHP | Total End Uses | 2547708.11 | 155674.77
New Construction | CZ08 | cDXHP | Heating | 12692.78 | 0
New Construction | CZ08 | cDXHP | Cooling | 298480.03 | 0
New Construction | CZ08 | cDXHP | Interior Lighting | 525854.13 | 0
New Construction | CZ08 | cDXHP | Exterior Lighting | 0 | 0
New Construction | CZ08 | cDXHP | Interior Equipment | 821304.19 | 0
New Construction | CZ08 | cDXHP | Exterior Equipment | 0 | 0
New Construction | CZ08 | cDXHP | Fans | 945936.05 | 0
New Construction | CZ08 | cDXHP | Pumps | 0 | 0
New Construction | CZ08 | cDXHP | Heat Rejection | 0 | 0
New Construction | CZ08 | cDXHP | Humidification | 0 | 0
New Construction | CZ08 | cDXHP | Heat Recovery | 0 | 0
New Construction | CZ08 | cDXHP | Water Systems | 0 | 155420.06
New Construction | CZ08 | cDXHP | Refrigeration | 0 | 0
New Construction | CZ08 | cDXHP | Generators | 0 | 0
New Construction | CZ08 | cDXHP | Total End Uses | 2604267.18 | 155420.06
New Construction | CZ09 | cDXHP | Heating | 9883.43 | 0
New Construction | CZ09 | cDXHP | Cooling | 359038.93 | 0
New Construction | CZ09 | cDXHP | Interior Lighting | 525854.13 | 0
New Construction | CZ09 | cDXHP | Exterior Lighting | 0 | 0
New Construction | CZ09 | cDXHP | Interior Equipment | 821304.19 | 0
New Construction | CZ09 | cDXHP | Exterior Equipment | 0 | 0
New Construction | CZ09 | cDXHP | Fans | 951674.37 | 0
New Construction | CZ09 | cDXHP | Pumps | 0 | 0
New Construction | CZ09 | cDXHP | Heat Rejection | 0 | 0
New Construction | CZ09 | cDXHP | Humidification | 0 | 0
New Construction | CZ09 | cDXHP | Heat Recovery | 0 | 0
New Construction | CZ09 | cDXHP | Water Systems | 0 | 153242.7
New Construction | CZ09 | cDXHP | Refrigeration | 0 | 0
New Construction | CZ09 | cDXHP | Generators | 0 | 0
New Construction | CZ09 | cDXHP | Total End Uses | 2667755.05 | 153242.7
New Construction | CZ10 | cDXHP | Heating | 33097.71 | 0
New Construction | CZ10 | cDXHP | Cooling | 481094.82 | 0
New Construction | CZ10 | cDXHP | Interior Lighting | 525854.13 | 0
New Construction | CZ10 | cDXHP | Exterior Lighting | 0 | 0
New Construction | CZ10 | cDXHP | Interior Equipment | 821304.19 | 0
New Construction | CZ10 | cDXHP | Exterior Equipment | 0 | 0
New Construction | CZ10 | cDXHP | Fans | 959567.35 | 0
New Construction | CZ10 | cDXHP | Pumps | 0 | 0
New Construction | CZ10 | cDXHP | Heat Rejection | 0 | 0
New Construction | CZ10 | cDXHP | Humidification | 0 | 0
New Construction | CZ10 | cDXHP | Heat Recovery | 0 | 0
New Construction | CZ10 | cDXHP | Water Systems | 0 | 152027.32
New Construction | CZ10 | cDXHP | Refrigeration | 0 | 0
New Construction | CZ10 | cDXHP | Generators | 0 | 0
New Construction | CZ10 | cDXHP | Total End Uses | 2820918.21 | 152027.32
New Construction | CZ11 | cDXHP | Heating | 100741.92 | 0
New Construction | CZ11 | cDXHP | Cooling | 515355.32 | 0
New Construction | CZ11 | cDXHP | Interior Lighting | 525854.13 | 0
New Construction | CZ11 | cDXHP | Exterior Lighting | 0 | 0
New Construction | CZ11 | cDXHP | Interior Equipment | 821304.19 | 0
New Construction | CZ11 | cDXHP | Exterior Equipment | 0 | 0
New Construction | CZ11 | cDXHP | Fans | 948495.85 | 0
New Construction | CZ11 | cDXHP | Pumps | 0 | 0
New Construction | CZ11 | cDXHP | Heat Rejection | 0 | 0
New Construction | CZ11 | cDXHP | Humidification | 0 | 0
New Construction | CZ11 | cDXHP | Heat Recovery | 0 | 0
New Construction | CZ11 | cDXHP | Water Systems | 0 | 155412.9
New Construction | CZ11 | cDXHP | Refrigeration | 0 | 0
New Construction | CZ11 | cDXHP | Generators | 0 | 0
New Construction | CZ11 | cDXHP | Total End Uses | 2911751.41 | 155412.9
New Construction | CZ12 | cDXHP | Heating | 92231.99 | 0
New Construction | CZ12 | cDXHP | Cooling | 414366.15 | 0
New Construction | CZ12 | cDXHP | Interior Lighting | 525854.13 | 0
New Construction | CZ12 | cDXHP | Exterior Lighting | 0 | 0
New Construction | CZ12 | cDXHP | Interior Equipment | 821304.19 | 0
New Construction | CZ12 | cDXHP | Exterior Equipment | 0 | 0
New Construction | CZ12 | cDXHP | Fans | 969314.19 | 0
New Construction | CZ12 | cDXHP | Pumps | 0 | 0
New Construction | CZ12 | cDXHP | Heat Rejection | 0 | 0
New Construction | CZ12 | cDXHP | Humidification | 0 | 0
New Construction | CZ12 | cDXHP | Heat Recovery | 0 | 0
New Construction | CZ12 | cDXHP | Water Systems | 0 | 159756.21
New Construction | CZ12 | cDXHP | Refrigeration | 0 | 0
New Construction | CZ12 | cDXHP | Generators | 0 | 0
New Construction | CZ12 | cDXHP | Total End Uses | 2823070.65 | 159756.21
New Construction | CZ13 | cDXHP | Heating | 78346.88 | 0
New Construction | CZ13 | cDXHP | Cooling | 583120.41 | 0
New Construction | CZ13 | cDXHP | Interior Lighting | 525854.13 | 0
New Construction | CZ13 | cDXHP | Exterior Lighting | 0 | 0
New Construction | CZ13 | cDXHP | Interior Equipment | 821304.19 | 0
New Construction | CZ13 | cDXHP | Exterior Equipment | 0 | 0
New Construction | CZ13 | cDXHP | Fans | 948623.65 | 0
New Construction | CZ13 | cDXHP | Pumps | 0 | 0
New Construction | CZ13 | cDXHP | Heat Rejection | 0 | 0
New Construction | CZ13 | cDXHP | Humidification | 0 | 0
New Construction | CZ13 | cDXHP | Heat Recovery | 0 | 0
New Construction | CZ13 | cDXHP | Water Systems | 0 | 150864.91
New Construction | CZ13 | cDXHP | Refrigeration | 0 | 0
New Construction | CZ13 | cDXHP | Generators | 0 | 0
New Construction | CZ13 | cDXHP | Total End Uses | 2957249.27 | 150864.91
New Construction | CZ14 | cDXHP | Heating | 55721.35 | 0
New Construction | CZ14 | cDXHP | Cooling | 740843.31 | 0
New Construction | CZ14 | cDXHP | Interior Lighting | 525854.13 | 0
New Construction | CZ14 | cDXHP | Exterior Lighting | 0 | 0
New Construction | CZ14 | cDXHP | Interior Equipment | 821304.19 | 0
New Construction | CZ14 | cDXHP | Exterior Equipment | 0 | 0
New Construction | CZ14 | cDXHP | Fans | 952146.13 | 0
New Construction | CZ14 | cDXHP | Pumps | 0 | 0
New Construction | CZ14 | cDXHP | Heat Rejection | 0 | 0
New Construction | CZ14 | cDXHP | Humidification | 0 | 0
New Construction | CZ14 | cDXHP | Heat Recovery | 0 | 0
New Construction | CZ14 | cDXHP | Water Systems | 0 | 143219.33
New Construction | CZ14 | cDXHP | Refrigeration | 0 | 0
New Construction | CZ14 | cDXHP | Generators | 0 | 0
New Construction | CZ14 | cDXHP | Total End Uses | 3095869.12 | 143219.33
New Construction | CZ15 | cDXHP | Heating | 11614.53 | 0
New Construction | CZ15 | cDXHP | Cooling | 1034191.79 | 0
New Construction | CZ15 | cDXHP | Interior Lighting | 525854.13 | 0
New Construction | CZ15 | cDXHP | Exterior Lighting | 0 | 0
New Construction | CZ15 | cDXHP | Interior Equipment | 821304.19 | 0
New Construction | CZ15 | cDXHP | Exterior Equipment | 0 | 0
New Construction | CZ15 | cDXHP | Fans | 862975.57 | 0
New Construction | CZ15 | cDXHP | Pumps | 0 | 0
New Construction | CZ15 | cDXHP | Heat Rejection | 0 | 0
New Construction | CZ15 | cDXHP | Humidification | 0 | 0
New Construction | CZ15 | cDXHP | Heat Recovery | 0 | 0
New Construction | CZ15 | cDXHP | Water Systems | 0 | 127251.42
New Construction | CZ15 | cDXHP | Refrigeration | 0 | 0
New Construction | CZ15 | cDXHP | Generators | 0 | 0
New Construction | CZ15 | cDXHP | Total End Uses | 3255940.21 | 127251.42
New Construction | CZ16 | cDXHP | Heating | 186241.77 | 0
New Construction | CZ16 | cDXHP | Cooling | 477993.24 | 0
New Construction | CZ16 | cDXHP | Interior Lighting | 525854.13 | 0
New Construction | CZ16 | cDXHP | Exterior Lighting | 0 | 0
New Construction | CZ16 | cDXHP | Interior Equipment | 821304.19 | 0
New Construction | CZ16 | cDXHP | Exterior Equipment | 0 | 0
New Construction | CZ16 | cDXHP | Fans | 1114880.86 | 0
New Construction | CZ16 | cDXHP | Pumps | 0 | 0
New Construction | CZ16 | cDXHP | Heat Rejection | 0 | 0
New Construction | CZ16 | cDXHP | Humidification | 0 | 0
New Construction | CZ16 | cDXHP | Heat Recovery | 0 | 0
New Construction | CZ16 | cDXHP | Water Systems | 0 | 168862.55
New Construction | CZ16 | cDXHP | Refrigeration | 0 | 0
New Construction | CZ16 | cDXHP | Generators | 0 | 0
New Construction | CZ16 | cDXHP | Total End Uses | 3126274.19 | 168862.55
Existing | CZ01 | cDXOH | Heating | 0 | 0
Existing | CZ01 | cDXOH | Cooling | 3052.86 | 0
Existing | CZ01 | cDXOH | Interior Lighting | 969345.99 | 0
Existing | CZ01 | cDXOH | Exterior Lighting | 0 | 0
Existing | CZ01 | cDXOH | Interior Equipment | 821304.19 | 0
Existing | CZ01 | cDXOH | Exterior Equipment | 0 | 0
Existing | CZ01 | cDXOH | Fans | 1232682 | 0
Existing | CZ01 | cDXOH | Pumps | 0 | 0
Existing | CZ01 | cDXOH | Heat Rejection | 0 | 0
Existing | CZ01 | cDXOH | Humidification | 0 | 0
Existing | CZ01 | cDXOH | Heat Recovery | 0 | 0
Existing | CZ01 | cDXOH | Water Systems | 0 | 186793.04
Existing | CZ01 | cDXOH | Refrigeration | 0 | 0
Existing | CZ01 | cDXOH | Generators | 0 | 0
Existing | CZ01 | cDXOH | Total End Uses | 3026385.04 | 186793.04
Existing | CZ02 | cDXOH | Heating | 0 | 0
Existing | CZ02 | cDXOH | Cooling | 228150.87 | 0
Existing | CZ02 | cDXOH | Interior Lighting | 969345.99 | 0
Existing | CZ02 | cDXOH | Exterior Lighting | 0 | 0
Existing | CZ02 | cDXOH | Interior Equipment | 821304.19 | 0
Existing | CZ02 | cDXOH | Exterior Equipment | 0 | 0
Existing | CZ02 | cDXOH | Fans | 1315587.54 | 0
Existing | CZ02 | cDXOH | Pumps | 0 | 0
Existing | CZ02 | cDXOH | Heat Rejection | 0 | 0
Existing | CZ02 | cDXOH | Humidification | 0 | 0
Existing | CZ02 | cDXOH | Heat Recovery | 0 | 0
Existing | CZ02 | cDXOH | Water Systems | 0 | 171753.27
Existing | CZ02 | cDXOH | Refrigeration | 0 | 0
Existing | CZ02 | cDXOH | Generators | 0 | 0
Existing | CZ02 | cDXOH | Total End Uses | 3334388.59 | 171753.27
Existing | CZ03 | cDXOH | Heating | 0 | 0
Existing | CZ03 | cDXOH | Cooling | 107343.51 | 0
Existing | CZ03 | cDXOH | Interior Lighting | 969345.99 | 0
Existing | CZ03 | cDXOH | Exterior Lighting | 0 | 0
Existing | CZ03 | cDXOH | Interior Equipment | 821304.19 | 0
Existing | CZ03 | cDXOH | Exterior Equipment | 0 | 0
Existing | CZ03 | cDXOH | Fans | 1280968.82 | 0
Existing | CZ03 | cDXOH | Pumps | 0 | 0
Existing | CZ03 | cDXOH | Heat Rejection | 0 | 0
Existing | CZ03 | cDXOH | Humidification | 0 | 0
Existing | CZ03 | cDXOH | Heat Recovery | 0 | 0
Existing | CZ03 | cDXOH | Water Systems | 0 | 171089.46
Existing | CZ03 | cDXOH | Refrigeration | 0 | 0
Existing | CZ03 | cDXOH | Generators | 0 | 0
Existing | CZ03 | cDXOH | Total End Uses | 3178962.51 | 171089.46
Existing | CZ04 | cDXOH | Heating | 0 | 0
Existing | CZ04 | cDXOH | Cooling | 293856.23 | 0
Existing | CZ04 | cDXOH | Interior Lighting | 969345.99 | 0
Existing | CZ04 | cDXOH | Exterior Lighting | 0 | 0
Existing | CZ04 | cDXOH | Interior Equipment | 821304.19 | 0
Existing | CZ04 | cDXOH | Exterior Equipment | 0 | 0
Existing | CZ04 | cDXOH | Fans | 1305126.16 | 0
Existing | CZ04 | cDXOH | Pumps | 0 | 0
Existing | CZ04 | cDXOH | Heat Rejection | 0 | 0
Existing | CZ04 | cDXOH | Humidification | 0 | 0
Existing | CZ04 | cDXOH | Heat Recovery | 0 | 0
Existing | CZ04 | cDXOH | Water Systems | 0 | 165261.35
Existing | CZ04 | cDXOH | Refrigeration | 0 | 0
Existing | CZ04 | cDXOH | Generators | 0 | 0
Existing | CZ04 | cDXOH | Total End Uses | 3389632.57 | 165261.35
Existing | CZ05 | cDXOH | Heating | 0 | 0
Existing | CZ05 | cDXOH | Cooling | 150559.97 | 0
Existing | CZ05 | cDXOH | Interior Lighting | 969345.99 | 0
Existing | CZ05 | cDXOH | Exterior Lighting | 0 | 0
Existing | CZ05 | cDXOH | Interior Equipment | 821304.19 | 0
Existing | CZ05 | cDXOH | Exterior Equipment | 0 | 0
Existing | CZ05 | cDXOH | Fans | 1285162.91 | 0
Existing | CZ05 | cDXOH | Pumps | 0 | 0
Existing | CZ05 | cDXOH | Heat Rejection | 0 | 0
Existing | CZ05 | cDXOH | Humidification | 0 | 0
Existing | CZ05 | cDXOH | Heat Recovery | 0 | 0
Existing | CZ05 | cDXOH | Water Systems | 0 | 171100.21
Existing | CZ05 | cDXOH | Refrigeration | 0 | 0
Existing | CZ05 | cDXOH | Generators | 0 | 0
Existing | CZ05 | cDXOH | Total End Uses | 3226373.05 | 171100.21
Existing | CZ06 | cDXOH | Heating | 0 | 0
Existing | CZ06 | cDXOH | Cooling | 275506.92 | 0
Existing | CZ06 | cDXOH | Interior Lighting | 969345.99 | 0
Existing | CZ06 | cDXOH | Exterior Lighting | 0 | 0
Existing | CZ06 | cDXOH | Interior Equipment | 821304.19 | 0
Existing | CZ06 | cDXOH | Exterior Equipment | 0 | 0
Existing | CZ06 | cDXOH | Fans | 1260150.14 | 0
Existing | CZ06 | cDXOH | Pumps | 0 | 0
Existing | CZ06 | cDXOH | Heat Rejection | 0 | 0
Existing | CZ06 | cDXOH | Humidification | 0 | 0
Existing | CZ06 | cDXOH | Heat Recovery | 0 | 0
Existing | CZ06 | cDXOH | Water Systems | 0 | 157712.61
Existing | CZ06 | cDXOH | Refrigeration | 0 | 0
Existing | CZ06 | cDXOH | Generators | 0 | 0
Existing | CZ06 | cDXOH | Total End Uses | 3326307.24 | 157712.61
Existing | CZ07 | cDXOH | Heating | 0 | 0
Existing | CZ07 | cDXOH | Cooling | 353057.35 | 0
Existing | CZ07 | cDXOH | Interior Lighting | 969345.99 | 0
Existing | CZ07 | cDXOH | Exterior Lighting | 0 | 0
Existing | CZ07 | cDXOH | Interior Equipment | 821304.19 | 0
Existing | CZ07 | cDXOH | Exterior Equipment | 0 | 0
Existing | CZ07 | cDXOH | Fans | 1251379.98 | 0
Existing | CZ07 | cDXOH | Pumps | 0 | 0
Existing | CZ07 | cDXOH | Heat Rejection | 0 | 0
Existing | CZ07 | cDXOH | Humidification | 0 | 0
Existing | CZ07 | cDXOH | Heat Recovery | 0 | 0
Existing | CZ07 | cDXOH | Water Systems | 0 | 155709.11
Existing | CZ07 | cDXOH | Refrigeration | 0 | 0
Existing | CZ07 | cDXOH | Generators | 0 | 0
Existing | CZ07 | cDXOH | Total End Uses | 3395087.5 | 155709.11
Existing | CZ08 | cDXOH | Heating | 0 | 0
Existing | CZ08 | cDXOH | Cooling | 427202.33 | 0
Existing | CZ08 | cDXOH | Interior Lighting | 969345.99 | 0
Existing | CZ08 | cDXOH | Exterior Lighting | 0 | 0
Existing | CZ08 | cDXOH | Interior Equipment | 821304.19 | 0
Existing | CZ08 | cDXOH | Exterior Equipment | 0 | 0
Existing | CZ08 | cDXOH | Fans | 1295807.9 | 0
Existing | CZ08 | cDXOH | Pumps | 0 | 0
Existing | CZ08 | cDXOH | Heat Rejection | 0 | 0
Existing | CZ08 | cDXOH | Humidification | 0 | 0
Existing | CZ08 | cDXOH | Heat Recovery | 0 | 0
Existing | CZ08 | cDXOH | Water Systems | 0 | 155489.55
Existing | CZ08 | cDXOH | Refrigeration | 0 | 0
Existing | CZ08 | cDXOH | Generators | 0 | 0
Existing | CZ08 | cDXOH | Total End Uses | 3513660.41 | 155489.55
Existing | CZ09 | cDXOH | Heating | 0 | 0
Existing | CZ09 | cDXOH | Cooling | 519276.66 | 0
Existing | CZ09 | cDXOH | Interior Lighting | 969345.99 | 0
Existing | CZ09 | cDXOH | Exterior Lighting | 0 | 0
Existing | CZ09 | cDXOH | Interior Equipment | 821304.19 | 0
Existing | CZ09 | cDXOH | Exterior Equipment | 0 | 0
Existing | CZ09 | cDXOH | Fans | 1311852.12 | 0
Existing | CZ09 | cDXOH | Pumps | 0 | 0
Existing | CZ09 | cDXOH | Heat Rejection | 0 | 0
Existing | CZ09 | cDXOH | Humidification | 0 | 0
Existing | CZ09 | cDXOH | Heat Recovery | 0 | 0
Existing | CZ09 | cDXOH | Water Systems | 0 | 153348.28
Existing | CZ09 | cDXOH | Refrigeration | 0 | 0
Existing | CZ09 | cDXOH | Generators | 0 | 0
Existing | CZ09 | cDXOH | Total End Uses | 3621778.97 | 153348.28
Existing | CZ10 | cDXOH | Heating | 0 | 0
Existing | CZ10 | cDXOH | Cooling | 643666.19 | 0
Existing | CZ10 | cDXOH | Interior Lighting | 969345.99 | 0
Existing | CZ10 | cDXOH | Exterior Lighting | 0 | 0
Existing | CZ10 | cDXOH | Interior Equipment | 821304.19 | 0
Existing | CZ10 | cDXOH | Exterior Equipment | 0 | 0
Existing | CZ10 | cDXOH | Fans | 1330698.26 | 0
Existing | CZ10 | cDXOH | Pumps | 0 | 0
Existing | CZ10 | cDXOH | Heat Rejection | 0 | 0
Existing | CZ10 | cDXOH | Humidification | 0 | 0
Existing | CZ10 | cDXOH | Heat Recovery | 0 | 0
Existing | CZ10 | cDXOH | Water Systems | 0 | 152131.04
Existing | CZ10 | cDXOH | Refrigeration | 0 | 0
Existing | CZ10 | cDXOH | Generators | 0 | 0
Existing | CZ10 | cDXOH | Total End Uses | 3765014.63 | 152131.04
Existing | CZ11 | cDXOH | Heating | 0 | 0
Existing | CZ11 | cDXOH | Cooling | 682007.55 | 0
Existing | CZ11 | cDXOH | Interior Lighting | 969345.99 | 0
Existing | CZ11 | cDXOH | Exterior Lighting | 0 | 0
Existing | CZ11 | cDXOH | Interior Equipment | 821304.19 | 0
Existing | CZ11 | cDXOH | Exterior Equipment | 0 | 0
Existing | CZ11 | cDXOH | Fans | 1421480.46 | 0
Existing | CZ11 | cDXOH | Pumps | 0 | 0
Existing | CZ11 | cDXOH | Heat Rejection | 0 | 0
Existing | CZ11 | cDXOH | Humidification | 0 | 0
Existing | CZ11 | cDXOH | Heat Recovery | 0 | 0
Existing | CZ11 | cDXOH | Water Systems | 0 | 155498.38
Existing | CZ11 | cDXOH | Refrigeration | 0 | 0
Existing | CZ11 | cDXOH | Generators | 0 | 0
Existing | CZ11 | cDXOH | Total End Uses | 3894138.18 | 155498.38
Existing | CZ12 | cDXOH | Heating | 0 | 0
Existing | CZ12 | cDXOH | Cooling | 548836.68 | 0
Existing | CZ12 | cDXOH | Interior Lighting | 969345.99 | 0
Existing | CZ12 | cDXOH | Exterior Lighting | 0 | 0
Existing | CZ12 | cDXOH | Interior Equipment | 821304.19 | 0
Existing | CZ12 | cDXOH | Exterior Equipment | 0 | 0
Existing | CZ12 | cDXOH | Fans | 1339802.73 | 0
Existing | CZ12 | cDXOH | Pumps | 0 | 0
Existing | CZ12 | cDXOH | Heat Rejection | 0 | 0
Existing | CZ12 | cDXOH | Humidification | 0 | 0
Existing | CZ12 | cDXOH | Heat Recovery | 0 | 0
Existing | CZ12 | cDXOH | Water Systems | 0 | 159841.22
Existing | CZ12 | cDXOH | Refrigeration | 0 | 0
Existing | CZ12 | cDXOH | Generators | 0 | 0
Existing | CZ12 | cDXOH | Total End Uses | 3679289.58 | 159841.22
Existing | CZ13 | cDXOH | Heating | 0 | 0
Existing | CZ13 | cDXOH | Cooling | 776747.8 | 0
Existing | CZ13 | cDXOH | Interior Lighting | 969345.99 | 0
Existing | CZ13 | cDXOH | Exterior Lighting | 0 | 0
Existing | CZ13 | cDXOH | Interior Equipment | 821304.19 | 0
Existing | CZ13 | cDXOH | Exterior Equipment | 0 | 0
Existing | CZ13 | cDXOH | Fans | 1399097.31 | 0
Existing | CZ13 | cDXOH | Pumps | 0 | 0
Existing | CZ13 | cDXOH | Heat Rejection | 0 | 0
Existing | CZ13 | cDXOH | Humidification | 0 | 0
Existing | CZ13 | cDXOH | Heat Recovery | 0 | 0
Existing | CZ13 | cDXOH | Water Systems | 0 | 151008.44
Existing | CZ13 | cDXOH | Refrigeration | 0 | 0
Existing | CZ13 | cDXOH | Generators | 0 | 0
Existing | CZ13 | cDXOH | Total End Uses | 3966495.3 | 151008.44
Existing | CZ14 | cDXOH | Heating | 0 | 0
Existing | CZ14 | cDXOH | Cooling | 982807.57 | 0
Existing | CZ14 | cDXOH | Interior Lighting | 969345.99 | 0
Existing | CZ14 | cDXOH | Exterior Lighting | 0 | 0
Existing | CZ14 | cDXOH | Interior Equipment | 821304.19 | 0
Existing | CZ14 | cDXOH | Exterior Equipment | 0 | 0
Existing | CZ14 | cDXOH | Fans | 1524430.93 | 0
Existing | CZ14 | cDXOH | Pumps | 0 | 0
Existing | CZ14 | cDXOH | Heat Rejection | 0 | 0
Existing | CZ14 | cDXOH | Humidification | 0 | 0
Existing | CZ14 | cDXOH | Heat Recovery | 0 | 0
Existing | CZ14 | cDXOH | Water Systems | 0 | 143398.87
Existing | CZ14 | cDXOH | Refrigeration | 0 | 0
Existing | CZ14 | cDXOH | Generators | 0 | 0
Existing | CZ14 | cDXOH | Total End Uses | 4297888.68 | 143398.87
Existing | CZ15 | cDXOH | Heating | 0 | 0
Existing | CZ15 | cDXOH | Cooling | 1392178.28 | 0
Existing | CZ15 | cDXOH | Interior Lighting | 969345.99 | 0
Existing | CZ15 | cDXOH | Exterior Lighting | 0 | 0
Existing | CZ15 | cDXOH | Interior Equipment | 821304.19 | 0
Existing | CZ15 | cDXOH | Exterior Equipment | 0 | 0
Existing | CZ15 | cDXOH | Fans | 1499778.49 | 0
Existing | CZ15 | cDXOH | Pumps | 0 | 0
Existing | CZ15 | cDXOH | Heat Rejection | 0 | 0
Existing | CZ15 | cDXOH | Humidification | 0 | 0
Existing | CZ15 | cDXOH | Heat Recovery | 0 | 0
Existing | CZ15 | cDXOH | Water Systems | 0 | 127454.83
Existing | CZ15 | cDXOH | Refrigeration | 0 | 0
Existing | CZ15 | cDXOH | Generators | 0 | 0
Existing | CZ15 | cDXOH | Total End Uses | 4682606.95 | 127454.83
Existing | CZ16 | cDXOH | Heating | 0 | 0
Existing | CZ16 | cDXOH | Cooling | 618178.33 | 0
Existing | CZ16 | cDXOH | Interior Lighting | 969345.99 | 0
Existing | CZ16 | cDXOH | Exterior Lighting | 0 | 0
Existing | CZ16 | cDXOH | Interior Equipment | 821304.19 | 0
Existing | CZ16 | cDXOH | Exterior Equipment | 0 | 0
Existing | CZ16 | cDXOH | Fans | 1560948.65 | 0
Existing | CZ16 | cDXOH | Pumps | 0 | 0
Existing | CZ16 | cDXOH | Heat Rejection | 0 | 0
Existing | CZ16 | cDXOH | Humidification | 0 | 0
Existing | CZ16 | cDXOH | Heat Recovery | 0 | 0
Existing | CZ16 | cDXOH | Water Systems | 0 | 168952.95
Existing | CZ16 | cDXOH | Refrigeration | 0 | 0
Existing | CZ16 | cDXOH | Generators | 0 | 0
Existing | CZ16 | cDXOH | Total End Uses | 3969777.16 | 168952.95
New Construction | CZ01 | cDXOH | Heating | 0 | 0
New Construction | CZ01 | cDXOH | Cooling | 1948.82 | 0
New Construction | CZ01 | cDXOH | Interior Lighting | 525854.13 | 0
New Construction | CZ01 | cDXOH | Exterior Lighting | 0 | 0
New Construction | CZ01 | cDXOH | Interior Equipment | 821304.19 | 0
New Construction | CZ01 | cDXOH | Exterior Equipment | 0 | 0
New Construction | CZ01 | cDXOH | Fans | 973852.05 | 0
New Construction | CZ01 | cDXOH | Pumps | 0 | 0
New Construction | CZ01 | cDXOH | Heat Rejection | 0 | 0
New Construction | CZ01 | cDXOH | Humidification | 0 | 0
New Construction | CZ01 | cDXOH | Heat Recovery | 0 | 0
New Construction | CZ01 | cDXOH | Water Systems | 0 | 186796.16
New Construction | CZ01 | cDXOH | Refrigeration | 0 | 0
New Construction | CZ01 | cDXOH | Generators | 0 | 0
New Construction | CZ01 | cDXOH | Total End Uses | 2322959.19 | 186796.16
New Construction | CZ02 | cDXOH | Heating | 0 | 0
New Construction | CZ02 | cDXOH | Cooling | 164927.01 | 0
New Construction | CZ02 | cDXOH | Interior Lighting | 525854.13 | 0
New Construction | CZ02 | cDXOH | Exterior Lighting | 0 | 0
New Construction | CZ02 | cDXOH | Interior Equipment | 821304.19 | 0
New Construction | CZ02 | cDXOH | Exterior Equipment | 0 | 0
New Construction | CZ02 | cDXOH | Fans | 979619.24 | 0
New Construction | CZ02 | cDXOH | Pumps | 0 | 0
New Construction | CZ02 | cDXOH | Heat Rejection | 0 | 0
New Construction | CZ02 | cDXOH | Humidification | 0 | 0
New Construction | CZ02 | cDXOH | Heat Recovery | 0 | 0
New Construction | CZ02 | cDXOH | Water Systems | 0 | 171760.75
New Construction | CZ02 | cDXOH | Refrigeration | 0 | 0
New Construction | CZ02 | cDXOH | Generators | 0 | 0
New Construction | CZ02 | cDXOH | Total End Uses | 2491704.57 | 171760.75
New Construction | CZ03 | cDXOH | Heating | 0 | 0
New Construction | CZ03 | cDXOH | Cooling | 75315.5 | 0
New Construction | CZ03 | cDXOH | Interior Lighting | 525854.13 | 0
New Construction | CZ03 | cDXOH | Exterior Lighting | 0 | 0
New Construction | CZ03 | cDXOH | Interior Equipment | 821304.19 | 0
New Construction | CZ03 | cDXOH | Exterior Equipment | 0 | 0
New Construction | CZ03 | cDXOH | Fans | 964787.98 | 0
New Construction | CZ03 | cDXOH | Pumps | 0 | 0
New Construction | CZ03 | cDXOH | Heat Rejection | 0 | 0
New Construction | CZ03 | cDXOH | Humidification | 0 | 0
New Construction | CZ03 | cDXOH | Heat Recovery | 0 | 0
New Construction | CZ03 | cDXOH | Water Systems | 0 | 171091.79
New Construction | CZ03 | cDXOH | Refrigeration | 0 | 0
New Construction | CZ03 | cDXOH | Generators | 0 | 0
New Construction | CZ03 | cDXOH | Total End Uses | 2387261.81 | 171091.79
New Construction | CZ04 | cDXOH | Heating | 0 | 0
New Construction | CZ04 | cDXOH | Cooling | 210797.65 | 0
New Construction | CZ04 | cDXOH | Interior Lighting | 525854.13 | 0
New Construction | CZ04 | cDXOH | Exterior Lighting | 0 | 0
New Construction | CZ04 | cDXOH | Interior Equipment | 821304.19 | 0
New Construction | CZ04 | cDXOH | Exterior Equipment | 0 | 0
New Construction | CZ04 | cDXOH | Fans | 950730.29 | 0
New Construction | CZ04 | cDXOH | Pumps | 0 | 0
New Construction | CZ04 | cDXOH | Heat Rejection | 0 | 0
New Construction | CZ04 | cDXOH | Humidification | 0 | 0
New Construction | CZ04 | cDXOH | Heat Recovery | 0 | 0
New Construction | CZ04 | cDXOH | Water Systems | 0 | 165231.9
New Construction | CZ04 | cDXOH | Refrigeration | 0 | 0
New Construction | CZ04 | cDXOH | Generators | 0 | 0
New Construction | CZ04 | cDXOH | Total End Uses | 2508686.26 | 165231.9
New Construction | CZ05 | cDXOH | Heating | 0 | 0
New Construction | CZ05 | cDXOH | Cooling | 103481.81 | 0
New Construction | CZ05 | cDXOH | Interior Lighting | 525854.13 | 0
New Construction | CZ05 | cDXOH | Exterior Lighting | 0 | 0
New Construction | CZ05 | cDXOH | Interior Equipment | 821304.19 | 0
New Construction | CZ05 | cDXOH | Exterior Equipment | 0 | 0
New Construction | CZ05 | cDXOH | Fans | 969626.65 | 0
New Construction | CZ05 | cDXOH | Pumps | 0 | 0
New Construction | CZ05 | cDXOH | Heat Rejection | 0 | 0
New Construction | CZ05 | cDXOH | Humidification | 0 | 0
New Construction | CZ05 | cDXOH | Heat Recovery | 0 | 0
New Construction | CZ05 | cDXOH | Water Systems | 0 | 171093.14
New Construction | CZ05 | cDXOH | Refrigeration | 0 | 0
New Construction | CZ05 | cDXOH | Generators | 0 | 0
New Construction | CZ05 | cDXOH | Total End Uses | 2420266.78 | 171093.14
New Construction | CZ06 | cDXOH | Heating | 0 | 0
New Construction | CZ06 | cDXOH | Cooling | 190334.54 | 0
New Construction | CZ06 | cDXOH | Interior Lighting | 525854.13 | 0
New Construction | CZ06 | cDXOH | Exterior Lighting | 0 | 0
New Construction | CZ06 | cDXOH | Interior Equipment | 821304.19 | 0
New Construction | CZ06 | cDXOH | Exterior Equipment | 0 | 0
New Construction | CZ06 | cDXOH | Fans | 952344.85 | 0
New Construction | CZ06 | cDXOH | Pumps | 0 | 0
New Construction | CZ06 | cDXOH | Heat Rejection | 0 | 0
New Construction | CZ06 | cDXOH | Humidification | 0 | 0
New Construction | CZ06 | cDXOH | Heat Recovery | 0 | 0
New Construction | CZ06 | cDXOH | Water Systems | 0 | 157653.04
New Construction | CZ06 | cDXOH | Refrigeration | 0 | 0
New Construction | CZ06 | cDXOH | Generators | 0 | 0
New Construction | CZ06 | cDXOH | Total End Uses | 2489837.72 | 157653.04
New Construction | CZ07 | cDXOH | Heating | 0 | 0
New Construction | CZ07 | cDXOH | Cooling | 250503.16 | 0
New Construction | CZ07 | cDXOH | Interior Lighting | 525854.13 | 0
New Construction | CZ07 | cDXOH | Exterior Lighting | 0 | 0
New Construction | CZ07 | cDXOH | Interior Equipment | 821304.19 | 0
New Construction | CZ07 | cDXOH | Exterior Equipment | 0 | 0
New Construction | CZ07 | cDXOH | Fans | 947083.91 | 0
New Construction | CZ07 | cDXOH | Pumps | 0 | 0
New Construction | CZ07 | cDXOH | Heat Rejection | 0 | 0
New Construction | CZ07 | cDXOH | Humidification | 0 | 0
New Construction | CZ07 | cDXOH | Heat Recovery | 0 | 0
New Construction | CZ07 | cDXOH | Water Systems | 0 | 155690.67
New Construction | CZ07 | cDXOH | Refrigeration | 0 | 0
New Construction | CZ07 | cDXOH | Generators | 0 | 0
New Construction | CZ07 | cDXOH | Total End Uses | 2544745.39 | 155690.67
New Construction | CZ08 | cDXOH | Heating | 0 | 0
New Construction | CZ08 | cDXOH | Cooling | 303507.81 | 0
New Construction | CZ08 | cDXOH | Interior Lighting | 525854.13 | 0
New Construction | CZ08 | cDXOH | Exterior Lighting | 0 | 0
New Construction | CZ08 | cDXOH | Interior Equipment | 821304.19 | 0
New Construction | CZ08 | cDXOH | Exterior Equipment | 0 | 0
New Construction | CZ08 | cDXOH | Fans | 945936.05 | 0
New Construction | CZ08 | cDXOH | Pumps | 0 | 0
New Construction | CZ08 | cDXOH | Heat Rejection | 0 | 0
New Construction | CZ08 | cDXOH | Humidification | 0 | 0
New Construction | CZ08 | cDXOH | Heat Recovery | 0 | 0
New Construction | CZ08 | cDXOH | Water Systems | 0 | 155409.63
New Construction | CZ08 | cDXOH | Refrigeration | 0 | 0
New Construction | CZ08 | cDXOH | Generators | 0 | 0
New Construction | CZ08 | cDXOH | Total End Uses | 2596602.18 | 155409.63
New Construction | CZ09 | cDXOH | Heating | 0 | 0
New Construction | CZ09 | cDXOH | Cooling | 364222.2 | 0
New Construction | CZ09 | cDXOH | Interior Lighting | 525854.13 | 0
New Construction | CZ09 | cDXOH | Exterior Lighting | 0 | 0
New Construction | CZ09 | cDXOH | Interior Equipment | 821304.19 | 0
New Construction | CZ09 | cDXOH | Exterior Equipment | 0 | 0
New Construction | CZ09 | cDXOH | Fans | 951674.37 | 0
New Construction | CZ09 | cDXOH | Pumps | 0 | 0
New Construction | CZ09 | cDXOH | Heat Rejection | 0 | 0
New Construction | CZ09 | cDXOH | Humidification | 0 | 0
New Construction | CZ09 | cDXOH | Heat Recovery | 0 | 0
New Construction | CZ09 | cDXOH | Water Systems | 0 | 153227.71
New Construction | CZ09 | cDXOH | Refrigeration | 0 | 0
New Construction | CZ09 | cDXOH | Generators | 0 | 0
New Construction | CZ09 | cDXOH | Total End Uses | 2663054.89 | 153227.71
New Construction | CZ10 | cDXOH | Heating | 0 | 0
New Construction | CZ10 | cDXOH | Cooling | 477085.68 | 0
New Construction | CZ10 | cDXOH | Interior Lighting | 525854.13 | 0
New Construction | CZ10 | cDXOH | Exterior Lighting | 0 | 0
New Construction | CZ10 | cDXOH | Interior Equipment | 821304.19 | 0
New Construction | CZ10 | cDXOH | Exterior Equipment | 0 | 0
New Construction | CZ10 | cDXOH | Fans | 959683.74 | 0
New Construction | CZ10 | cDXOH | Pumps | 0 | 0
New Construction | CZ10 | cDXOH | Heat Rejection | 0 | 0
New Construction | CZ10 | cDXOH | Humidification | 0 | 0
New Construction | CZ10 | cDXOH | Heat Recovery | 0 | 0
New Construction | CZ10 | cDXOH | Water Systems | 0 | 152036.59
New Construction | CZ10 | cDXOH | Refrigeration | 0 | 0
New Construction | CZ10 | cDXOH | Generators | 0 | 0
New Construction | CZ10 | cDXOH | Total End Uses | 2783927.74 | 152036.59
New Construction | CZ11 | cDXOH | Heating | 0 | 0
New Construction | CZ11 | cDXOH | Cooling | 501443.62 | 0
New Construction | CZ11 | cDXOH | Interior Lighting | 525854.13 | 0
New Construction | CZ11 | cDXOH | Exterior Lighting | 0 | 0
New Construction | CZ11 | cDXOH | Interior Equipment | 821304.19 | 0
New Construction | CZ11 | cDXOH | Exterior Equipment | 0 | 0
New Construction | CZ11 | cDXOH | Fans | 953241.2 | 0
New Construction | CZ11 | cDXOH | Pumps | 0 | 0
New Construction | CZ11 | cDXOH | Heat Rejection | 0 | 0
New Construction | CZ11 | cDXOH | Humidification | 0 | 0
New Construction | CZ11 | cDXOH | Heat Recovery | 0 | 0
New Construction | CZ11 | cDXOH | Water Systems | 0 | 155412.62
New Construction | CZ11 | cDXOH | Refrigeration | 0 | 0
New Construction | CZ11 | cDXOH | Generators | 0 | 0
New Construction | CZ11 | cDXOH | Total End Uses | 2801843.15 | 155412.62
New Construction | CZ12 | cDXOH | Heating | 0 | 0
New Construction | CZ12 | cDXOH | Cooling | 407367.32 | 0
New Construction | CZ12 | cDXOH | Interior Lighting | 525854.13 | 0
New Construction | CZ12 | cDXOH | Exterior Lighting | 0 | 0
New Construction | CZ12 | cDXOH | Interior Equipment | 821304.19 | 0
New Construction | CZ12 | cDXOH | Exterior Equipment | 0 | 0
New Construction | CZ12 | cDXOH | Fans | 975080.15 | 0
New Construction | CZ12 | cDXOH | Pumps | 0 | 0
New Construction | CZ12 | cDXOH | Heat Rejection | 0 | 0
New Construction | CZ12 | cDXOH | Humidification | 0 | 0
New Construction | CZ12 | cDXOH | Heat Recovery | 0 | 0
New Construction | CZ12 | cDXOH | Water Systems | 0 | 159779.72
New Construction | CZ12 | cDXOH | Refrigeration | 0 | 0
New Construction | CZ12 | cDXOH | Generators | 0 | 0
New Construction | CZ12 | cDXOH | Total End Uses | 2729605.79 | 159779.72
New Construction | CZ13 | cDXOH | Heating | 0 | 0
New Construction | CZ13 | cDXOH | Cooling | 572009.59 | 0
New Construction | CZ13 | cDXOH | Interior Lighting | 525854.13 | 0
New Construction | CZ13 | cDXOH | Exterior Lighting | 0 | 0
New Construction | CZ13 | cDXOH | Interior Equipment | 821304.19 | 0
New Construction | CZ13 | cDXOH | Exterior Equipment | 0 | 0
New Construction | CZ13 | cDXOH | Fans | 951925.01 | 0
New Construction | CZ13 | cDXOH | Pumps | 0 | 0
New Construction | CZ13 | cDXOH | Heat Rejection | 0 | 0
New Construction | CZ13 | cDXOH | Humidification | 0 | 0
New Construction | CZ13 | cDXOH | Heat Recovery | 0 | 0
New Construction | CZ13 | cDXOH | Water Systems | 0 | 150865.11
New Construction | CZ13 | cDXOH | Refrigeration | 0 | 0
New Construction | CZ13 | cDXOH | Generators | 0 | 0
New Construction | CZ13 | cDXOH | Total End Uses | 2871092.93 | 150865.11
New Construction | CZ14 | cDXOH | Heating | 0 | 0
New Construction | CZ14 | cDXOH | Cooling | 720293.45 | 0
New Construction | CZ14 | cDXOH | Interior Lighting | 525854.13 | 0
New Construction | CZ14 | cDXOH | Exterior Lighting | 0 | 0
New Construction | CZ14 | cDXOH | Interior Equipment | 821304.19 | 0
New Construction | CZ14 | cDXOH | Exterior Equipment | 0 | 0
New Construction | CZ14 | cDXOH | Fans | 954071.51 | 0
New Construction | CZ14 | cDXOH | Pumps | 0 | 0
New Construction | CZ14 | cDXOH | Heat Rejection | 0 | 0
New Construction | CZ14 | cDXOH | Humidification | 0 | 0
New Construction | CZ14 | cDXOH | Heat Recovery | 0 | 0
New Construction | CZ14 | cDXOH | Water Systems | 0 | 143210.11
New Construction | CZ14 | cDXOH | Refrigeration | 0 | 0
New Construction | CZ14 | cDXOH | Generators | 0 | 0
New Construction | CZ14 | cDXOH | Total End Uses | 3021523.28 | 143210.11
New Construction | CZ15 | cDXOH | Heating | 0 | 0
New Construction | CZ15 | cDXOH | Cooling | 1016623.64 | 0
New Construction | CZ15 | cDXOH | Interior Lighting | 525854.13 | 0
New Construction | CZ15 | cDXOH | Exterior Lighting | 0 | 0
New Construction | CZ15 | cDXOH | Interior Equipment | 821304.19 | 0
New Construction | CZ15 | cDXOH | Exterior Equipment | 0 | 0
New Construction | CZ15 | cDXOH | Fans | 862975.57 | 0
New Construction | CZ15 | cDXOH | Pumps | 0 | 0
New Construction | CZ15 | cDXOH | Heat Rejection | 0 | 0
New Construction | CZ15 | cDXOH | Humidification | 0 | 0
New Construction | CZ15 | cDXOH | Heat Recovery | 0 | 0
New Construction | CZ15 | cDXOH | Water Systems | 0 | 127242.3
New Construction | CZ15 | cDXOH | Refrigeration | 0 | 0
New Construction | CZ15 | cDXOH | Generators | 0 | 0
New Construction | CZ15 | cDXOH | Total End Uses | 3226757.53 | 127242.3
New Construction | CZ16 | cDXOH | Heating | 0 | 0
New Construction | CZ16 | cDXOH | Cooling | 467512.7 | 0
New Construction | CZ16 | cDXOH | Interior Lighting | 525854.13 | 0
New Construction | CZ16 | cDXOH | Exterior Lighting | 0 | 0
New Construction | CZ16 | cDXOH | Interior Equipment | 821304.19 | 0
New Construction | CZ16 | cDXOH | Exterior Equipment | 0 | 0
New Construction | CZ16 | cDXOH | Fans | 1138528.87 | 0
New Construction | CZ16 | cDXOH | Pumps | 0 | 0
New Construction | CZ16 | cDXOH | Heat Rejection | 0 | 0
New Construction | CZ16 | cDXOH | Humidification | 0 | 0
New Construction | CZ16 | cDXOH | Heat Recovery | 0 | 0
New Construction | CZ16 | cDXOH | Water Systems | 0 | 168847.09
New Construction | CZ16 | cDXOH | Refrigeration | 0 | 0
New Construction | CZ16 | cDXOH | Generators | 0 | 0
New Construction | CZ16 | cDXOH | Total End Uses | 2953199.89 | 168847.09
Existing | CZ01 | cPVVG | Heating | 0 | 1176158.64
Existing | CZ01 | cPVVG | Cooling | 3118.91 | 0
Existing | CZ01 | cPVVG | Interior Lighting | 969345.99 | 0
Existing | CZ01 | cPVVG | Exterior Lighting | 0 | 0
Existing | CZ01 | cPVVG | Interior Equipment | 821304.19 | 0
Existing | CZ01 | cPVVG | Exterior Equipment | 0 | 0
Existing | CZ01 | cPVVG | Fans | 401594.31 | 0
Existing | CZ01 | cPVVG | Pumps | 0 | 0
Existing | CZ01 | cPVVG | Heat Rejection | 0 | 0
Existing | CZ01 | cPVVG | Humidification | 0 | 0
Existing | CZ01 | cPVVG | Heat Recovery | 0 | 0
Existing | CZ01 | cPVVG | Water Systems | 0 | 186792.81
Existing | CZ01 | cPVVG | Refrigeration | 0 | 0
Existing | CZ01 | cPVVG | Generators | 0 | 0
Existing | CZ01 | cPVVG | Total End Uses | 2195363.4 | 1362951.45
Existing | CZ02 | cPVVG | Heating | 0 | 744201.32
Existing | CZ02 | cPVVG | Cooling | 198142 | 0
Existing | CZ02 | cPVVG | Interior Lighting | 969345.99 | 0
Existing | CZ02 | cPVVG | Exterior Lighting | 0 | 0
Existing | CZ02 | cPVVG | Interior Equipment | 821304.19 | 0
Existing | CZ02 | cPVVG | Exterior Equipment | 0 | 0
Existing | CZ02 | cPVVG | Fans | 472350.51 | 0
Existing | CZ02 | cPVVG | Pumps | 0 | 0
Existing | CZ02 | cPVVG | Heat Rejection | 0 | 0
Existing | CZ02 | cPVVG | Humidification | 0 | 0
Existing | CZ02 | cPVVG | Heat Recovery | 0 | 0
Existing | CZ02 | cPVVG | Water Systems | 0 | 171754.11
Existing | CZ02 | cPVVG | Refrigeration | 0 | 0
Existing | CZ02 | cPVVG | Generators | 0 | 0
Existing | CZ02 | cPVVG | Total End Uses | 2461142.69 | 915955.42
Existing | CZ03 | cPVVG | Heating | 0 | 514522.21
Existing | CZ03 | cPVVG | Cooling | 97801.7 | 0
Existing | CZ03 | cPVVG | Interior Lighting | 969345.99 | 0
Existing | CZ03 | cPVVG | Exterior Lighting | 0 | 0
Existing | CZ03 | cPVVG | Interior Equipment | 821304.19 | 0
Existing | CZ03 | cPVVG | Exterior Equipment | 0 | 0
Existing | CZ03 | cPVVG | Fans | 433494.94 | 0
Existing | CZ03 | cPVVG | Pumps | 0 | 0
Existing | CZ03 | cPVVG | Heat Rejection | 0 | 0
Existing | CZ03 | cPVVG | Humidification | 0 | 0
Existing | CZ03 | cPVVG | Heat Recovery | 0 | 0
Existing | CZ03 | cPVVG | Water Systems | 0 | 171089.43
Existing | CZ03 | cPVVG | Refrigeration | 0 | 0
Existing | CZ03 | cPVVG | Generators | 0 | 0
Existing | CZ03 | cPVVG | Total End Uses | 2321946.81 | 685611.64
Existing | CZ04 | cPVVG | Heating | 0 | 451000.78
Existing | CZ04 | cPVVG | Cooling | 262012.14 | 0
Existing | CZ04 | cPVVG | Interior Lighting | 969345.99 | 0
Existing | CZ04 | cPVVG | Exterior Lighting | 0 | 0
Existing | CZ04 | cPVVG | Interior Equipment | 821304.19 | 0
Existing | CZ04 | cPVVG | Exterior Equipment | 0 | 0
Existing | CZ04 | cPVVG | Fans | 487194.59 | 0
Existing | CZ04 | cPVVG | Pumps | 0 | 0
Existing | CZ04 | cPVVG | Heat Rejection | 0 | 0
Existing | CZ04 | cPVVG | Humidification | 0 | 0
Existing | CZ04 | cPVVG | Heat Recovery | 0 | 0
Existing | CZ04 | cPVVG | Water Systems | 0 | 165261.99
Existing | CZ04 | cPVVG | Refrigeration | 0 | 0
Existing | CZ04 | cPVVG | Generators | 0 | 0
Existing | CZ04 | cPVVG | Total End Uses | 2539856.91 | 616262.77
Existing | CZ05 | cPVVG | Heating | 0 | 477874.76
Existing | CZ05 | cPVVG | Cooling | 131946.7 | 0
Existing | CZ05 | cPVVG | Interior Lighting | 969345.99 | 0
Existing | CZ05 | cPVVG | Exterior Lighting | 0 | 0
Existing | CZ05 | cPVVG | Interior Equipment | 821304.19 | 0
Existing | CZ05 | cPVVG | Exterior Equipment | 0 | 0
Existing | CZ05 | cPVVG | Fans | 440233.48 | 0
Existing | CZ05 | cPVVG | Pumps | 0 | 0
Existing | CZ05 | cPVVG | Heat Rejection | 0 | 0
Existing | CZ05 | cPVVG | Humidification | 0 | 0
Existing | CZ05 | cPVVG | Heat Recovery | 0 | 0
Existing | CZ05 | cPVVG | Water Systems | 0 | 171095.66
Existing | CZ05 | cPVVG | Refrigeration | 0 | 0
Existing | CZ05 | cPVVG | Generators | 0 | 0
Existing | CZ05 | cPVVG | Total End Uses | 2362830.36 | 648970.42
Existing | CZ06 | cPVVG | Heating | 0 | 133457.84
Existing | CZ06 | cPVVG | Cooling | 251440.25 | 0
Existing | CZ06 | cPVVG | Interior Lighting | 969345.99 | 0
Existing | CZ06 | cPVVG | Exterior Lighting | 0 | 0
Existing | CZ06 | cPVVG | Interior Equipment | 821304.19 | 0
Existing | CZ06 | cPVVG | Exterior Equipment | 0 | 0
Existing | CZ06 | cPVVG | Fans | 490625.77 | 0
Existing | CZ06 | cPVVG | Pumps | 0 | 0
Existing | CZ06 | cPVVG | Heat Rejection | 0 | 0
Existing | CZ06 | cPVVG | Humidification | 0 | 0
Existing | CZ06 | cPVVG | Heat Recovery | 0 | 0
Existing | CZ06 | cPVVG | Water Systems | 0 | 157705.85
Existing | CZ06 | cPVVG | Refrigeration | 0 | 0
Existing | CZ06 | cPVVG | Generators | 0 | 0
Existing | CZ06 | cPVVG | Total End Uses | 2532716.2 | 291163.69
Existing | CZ07 | cPVVG | Heating | 0 | 126228.23
Existing | CZ07 | cPVVG | Cooling | 307754.52 | 0
Existing | CZ07 | cPVVG | Interior Lighting | 969345.99 | 0
Existing | CZ07 | cPVVG | Exterior Lighting | 0 | 0
Existing | CZ07 | cPVVG | Interior Equipment | 821304.19 | 0
Existing | CZ07 | cPVVG | Exterior Equipment | 0 | 0
Existing | CZ07 | cPVVG | Fans | 492272.4 | 0
Existing | CZ07 | cPVVG | Pumps | 0 | 0
Existing | CZ07 | cPVVG | Heat Rejection | 0 | 0
Existing | CZ07 | cPVVG | Humidification | 0 | 0
Existing | CZ07 | cPVVG | Heat Recovery | 0 | 0
Existing | CZ07 | cPVVG | Water Systems | 0 | 155709.5
Existing | CZ07 | cPVVG | Refrigeration | 0 | 0
Existing | CZ07 | cPVVG | Generators | 0 | 0
Existing | CZ07 | cPVVG | Total End Uses | 2590677.11 | 281937.73
Existing | CZ08 | cPVVG | Heating | 0 | 182257.86
Existing | CZ08 | cPVVG | Cooling | 381701.61 | 0
Existing | CZ08 | cPVVG | Interior Lighting | 969345.99 | 0
Existing | CZ08 | cPVVG | Exterior Lighting | 0 | 0
Existing | CZ08 | cPVVG | Interior Equipment | 821304.19 | 0
Existing | CZ08 | cPVVG | Exterior Equipment | 0 | 0
Existing | CZ08 | cPVVG | Fans | 523467.75 | 0
Existing | CZ08 | cPVVG | Pumps | 0 | 0
Existing | CZ08 | cPVVG | Heat Rejection | 0 | 0
Existing | CZ08 | cPVVG | Humidification | 0 | 0
Existing | CZ08 | cPVVG | Heat Recovery | 0 | 0
Existing | CZ08 | cPVVG | Water Systems | 0 | 155485.76
Existing | CZ08 | cPVVG | Refrigeration | 0 | 0
Existing | CZ08 | cPVVG | Generators | 0 | 0
Existing | CZ08 | cPVVG | Total End Uses | 2695819.54 | 337743.61
Existing | CZ09 | cPVVG | Heating | 0 | 156654.02
Existing | CZ09 | cPVVG | Cooling | 469633.53 | 0
Existing | CZ09 | cPVVG | Interior Lighting | 969345.99 | 0
Existing | CZ09 | cPVVG | Exterior Lighting | 0 | 0
Existing | CZ09 | cPVVG | Interior Equipment | 821304.19 | 0
Existing | CZ09 | cPVVG | Exterior Equipment | 0 | 0
Existing | CZ09 | cPVVG | Fans | 562619.15 | 0
Existing | CZ09 | cPVVG | Pumps | 0 | 0
Existing | CZ09 | cPVVG | Heat Rejection | 0 | 0
Existing | CZ09 | cPVVG | Humidification | 0 | 0
Existing | CZ09 | cPVVG | Heat Recovery | 0 | 0
Existing | CZ09 | cPVVG | Water Systems | 0 | 153338.82
Existing | CZ09 | cPVVG | Refrigeration | 0 | 0
Existing | CZ09 | cPVVG | Generators | 0 | 0
Existing | CZ09 | cPVVG | Total End Uses | 2822902.86 | 309992.84
Existing | CZ10 | cPVVG | Heating | 0 | 296181.54
Existing | CZ10 | cPVVG | Cooling | 580348.13 | 0
Existing | CZ10 | cPVVG | Interior Lighting | 969345.99 | 0
Existing | CZ10 | cPVVG | Exterior Lighting | 0 | 0
Existing | CZ10 | cPVVG | Interior Equipment | 821304.19 | 0
Existing | CZ10 | cPVVG | Exterior Equipment | 0 | 0
Existing | CZ10 | cPVVG | Fans | 576656.4 | 0
Existing | CZ10 | cPVVG | Pumps | 0 | 0
Existing | CZ10 | cPVVG | Heat Rejection | 0 | 0
Existing | CZ10 | cPVVG | Humidification | 0 | 0
Existing | CZ10 | cPVVG | Heat Recovery | 0 | 0
Existing | CZ10 | cPVVG | Water Systems | 0 | 152132.65
Existing | CZ10 | cPVVG | Refrigeration | 0 | 0
Existing | CZ10 | cPVVG | Generators | 0 | 0
Existing | CZ10 | cPVVG | Total End Uses | 2947654.7 | 448314.2
Existing | CZ11 | cPVVG | Heating | 0 | 714730.34
Existing | CZ11 | cPVVG | Cooling | 623857.86 | 0
Existing | CZ11 | cPVVG | Interior Lighting | 969345.99 | 0
Existing | CZ11 | cPVVG | Exterior Lighting | 0 | 0
Existing | CZ11 | cPVVG | Interior Equipment | 821304.19 | 0
Existing | CZ11 | cPVVG | Exterior Equipment | 0 | 0
Existing | CZ11 | cPVVG | Fans | 622227.2 | 0
Existing | CZ11 | cPVVG | Pumps | 0 | 0
Existing | CZ11 | cPVVG | Heat Rejection | 0 | 0
Existing | CZ11 | cPVVG | Humidification | 0 | 0
Existing | CZ11 | cPVVG | Heat Recovery | 0 | 0
Existing | CZ11 | cPVVG | Water Systems | 0 | 155499.01
Existing | CZ11 | cPVVG | Refrigeration | 0 | 0
Existing | CZ11 | cPVVG | Generators | 0 | 0
Existing | CZ11 | cPVVG | Total End Uses | 3036735.25 | 870229.35
Existing | CZ12 | cPVVG | Heating | 0 | 666271.81
Existing | CZ12 | cPVVG | Cooling | 496045.07 | 0
Existing | CZ12 | cPVVG | Interior Lighting | 969345.99 | 0
Existing | CZ12 | cPVVG | Exterior Lighting | 0 | 0
Existing | CZ12 | cPVVG | Interior Equipment | 821304.19 | 0
Existing | CZ12 | cPVVG | Exterior Equipment | 0 | 0
Existing | CZ12 | cPVVG | Fans | 553441.74 | 0
Existing | CZ12 | cPVVG | Pumps | 0 | 0
Existing | CZ12 | cPVVG | Heat Rejection | 0 | 0
Existing | CZ12 | cPVVG | Humidification | 0 | 0
Existing | CZ12 | cPVVG | Heat Recovery | 0 | 0
Existing | CZ12 | cPVVG | Water Systems | 0 | 159840.66
Existing | CZ12 | cPVVG | Refrigeration | 0 | 0
Existing | CZ12 | cPVVG | Generators | 0 | 0
Existing | CZ12 | cPVVG | Total End Uses | 2840136.98 | 826112.46
Existing | CZ13 | cPVVG | Heating | 0 | 545763.15
Existing | CZ13 | cPVVG | Cooling | 713694.41 | 0
Existing | CZ13 | cPVVG | Interior Lighting | 969345.99 | 0
Existing | CZ13 | cPVVG | Exterior Lighting | 0 | 0
Existing | CZ13 | cPVVG | Interior Equipment | 821304.19 | 0
Existing | CZ13 | cPVVG | Exterior Equipment | 0 | 0
Existing | CZ13 | cPVVG | Fans | 624213.44 | 0
Existing | CZ13 | cPVVG | Pumps | 0 | 0
Existing | CZ13 | cPVVG | Heat Rejection | 0 | 0
Existing | CZ13 | cPVVG | Humidification | 0 | 0
Existing | CZ13 | cPVVG | Heat Recovery | 0 | 0
Existing | CZ13 | cPVVG | Water Systems | 0 | 151001.95
Existing | CZ13 | cPVVG | Refrigeration | 0 | 0
Existing | CZ13 | cPVVG | Generators | 0 | 0
Existing | CZ13 | cPVVG | Total End Uses | 3128558.02 | 696765.1
Existing | CZ14 | cPVVG | Heating | 0 | 411045.58
Existing | CZ14 | cPVVG | Cooling | 902192.84 | 0
Existing | CZ14 | cPVVG | Interior Lighting | 969345.99 | 0
Existing | CZ14 | cPVVG | Exterior Lighting | 0 | 0
Existing | CZ14 | cPVVG | Interior Equipment | 821304.19 | 0
Existing | CZ14 | cPVVG | Exterior Equipment | 0 | 0
Existing | CZ14 | cPVVG | Fans | 726828.74 | 0
Existing | CZ14 | cPVVG | Pumps | 0 | 0
Existing | CZ14 | cPVVG | Heat Rejection | 0 | 0
Existing | CZ14 | cPVVG | Humidification | 0 | 0
Existing | CZ14 | cPVVG | Heat Recovery | 0 | 0
Existing | CZ14 | cPVVG | Water Systems | 0 | 143397.57
Existing | CZ14 | cPVVG | Refrigeration | 0 | 0
Existing | CZ14 | cPVVG | Generators | 0 | 0
Existing | CZ14 | cPVVG | Total End Uses | 3419671.77 | 554443.15
Existing | CZ15 | cPVVG | Heating | 0 | 110455.95
Existing | CZ15 | cPVVG | Cooling | 1289764.57 | 0
Existing | CZ15 | cPVVG | Interior Lighting | 969345.99 | 0
Existing | CZ15 | cPVVG | Exterior Lighting | 0 | 0
Existing | CZ15 | cPVVG | Interior Equipment | 821304.19 | 0
Existing | CZ15 | cPVVG | Exterior Equipment | 0 | 0
Existing | CZ15 | cPVVG | Fans | 811061.81 | 0
Existing | CZ15 | cPVVG | Pumps | 0 | 0
Existing | CZ15 | cPVVG | Heat Rejection | 0 | 0
Existing | CZ15 | cPVVG | Humidification | 0 | 0
Existing | CZ15 | cPVVG | Heat Recovery | 0 | 0
Existing | CZ15 | cPVVG | Water Systems | 0 | 127454.54
Existing | CZ15 | cPVVG | Refrigeration | 0 | 0
Existing | CZ15 | cPVVG | Generators | 0 | 0
Existing | CZ15 | cPVVG | Total End Uses | 3891476.55 | 237910.49
Existing | CZ16 | cPVVG | Heating | 0 | 1047612.87
Existing | CZ16 | cPVVG | Cooling | 549745.18 | 0
Existing | CZ16 | cPVVG | Interior Lighting | 969345.99 | 0
Existing | CZ16 | cPVVG | Exterior Lighting | 0 | 0
Existing | CZ16 | cPVVG | Interior Equipment | 821304.19 | 0
Existing | CZ16 | cPVVG | Exterior Equipment | 0 | 0
Existing | CZ16 | cPVVG | Fans | 631877.82 | 0
Existing | CZ16 | cPVVG | Pumps | 0 | 0
Existing | CZ16 | cPVVG | Heat Rejection | 0 | 0
Existing | CZ16 | cPVVG | Humidification | 0 | 0
Existing | CZ16 | cPVVG | Heat Recovery | 0 | 0
Existing | CZ16 | cPVVG | Water Systems | 0 | 168940.78
Existing | CZ16 | cPVVG | Refrigeration | 0 | 0
Existing | CZ16 | cPVVG | Generators | 0 | 0
Existing | CZ16 | cPVVG | Total End Uses | 2972273.18 | 1216553.64
New Construction | CZ01 | cPVVG | Heating | 0 | 976151.34
New Construction | CZ01 | cPVVG | Cooling | 1659.12 | 0
New Construction | CZ01 | cPVVG | Interior Lighting | 525854.13 | 0
New Construction | CZ01 | cPVVG | Exterior Lighting | 0 | 0
New Construction | CZ01 | cPVVG | Interior Equipment | 821304.19 | 0
New Construction | CZ01 | cPVVG | Exterior Equipment | 0 | 0
New Construction | CZ01 | cPVVG | Fans | 328057.35 | 0
New Construction | CZ01 | cPVVG | Pumps | 0 | 0
New Construction | CZ01 | cPVVG | Heat Rejection | 0 | 0
New Construction | CZ01 | cPVVG | Humidification | 0 | 0
New Construction | CZ01 | cPVVG | Heat Recovery | 0 | 0
New Construction | CZ01 | cPVVG | Water Systems | 0 | 186799.67
New Construction | CZ01 | cPVVG | Refrigeration | 0 | 0
New Construction | CZ01 | cPVVG | Generators | 0 | 0
New Construction | CZ01 | cPVVG | Total End Uses | 1676874.8 | 1162951.01
New Construction | CZ02 | cPVVG | Heating | 0 | 587952.99
New Construction | CZ02 | cPVVG | Cooling | 138690.57 | 0
New Construction | CZ02 | cPVVG | Interior Lighting | 525854.13 | 0
New Construction | CZ02 | cPVVG | Exterior Lighting | 0 | 0
New Construction | CZ02 | cPVVG | Interior Equipment | 821304.19 | 0
New Construction | CZ02 | cPVVG | Exterior Equipment | 0 | 0
New Construction | CZ02 | cPVVG | Fans | 360521.85 | 0
New Construction | CZ02 | cPVVG | Pumps | 0 | 0
New Construction | CZ02 | cPVVG | Heat Rejection | 0 | 0
New Construction | CZ02 | cPVVG | Humidification | 0 | 0
New Construction | CZ02 | cPVVG | Heat Recovery | 0 | 0
New Construction | CZ02 | cPVVG | Water Systems | 0 | 171767.62
New Construction | CZ02 | cPVVG | Refrigeration | 0 | 0
New Construction | CZ02 | cPVVG | Generators | 0 | 0
New Construction | CZ02 | cPVVG | Total End Uses | 1846370.74 | 759720.61
New Construction | CZ03 | cPVVG | Heating | 0 | 429201.54
New Construction | CZ03 | cPVVG | Cooling | 64779.63 | 0
New Construction | CZ03 | cPVVG | Interior Lighting | 525854.13 | 0
New Construction | CZ03 | cPVVG | Exterior Lighting | 0 | 0
New Construction | CZ03 | cPVVG | Interior Equipment | 821304.19 | 0
New Construction | CZ03 | cPVVG | Exterior Equipment | 0 | 0
New Construction | CZ03 | cPVVG | Fans | 343779.21 | 0
New Construction | CZ03 | cPVVG | Pumps | 0 | 0
New Construction | CZ03 | cPVVG | Heat Rejection | 0 | 0
New Construction | CZ03 | cPVVG | Humidification | 0 | 0
New Construction | CZ03 | cPVVG | Heat Recovery | 0 | 0
New Construction | CZ03 | cPVVG | Water Systems | 0 | 171081.35
New Construction | CZ03 | cPVVG | Refrigeration | 0 | 0
New Construction | CZ03 | cPVVG | Generators | 0 | 0
New Construction | CZ03 | cPVVG | Total End Uses | 1755717.16 | 600282.89
New Construction | CZ04 | cPVVG | Heating | 0 | 349865.98
New Construction | CZ04 | cPVVG | Cooling | 184950.56 | 0
New Construction | CZ04 | cPVVG | Interior Lighting | 525854.13 | 0
New Construction | CZ04 | cPVVG | Exterior Lighting | 0 | 0
New Construction | CZ04 | cPVVG | Interior Equipment | 821304.19 | 0
New Construction | CZ04 | cPVVG | Exterior Equipment | 0 | 0
New Construction | CZ04 | cPVVG | Fans | 377760.25 | 0
New Construction | CZ04 | cPVVG | Pumps | 0 | 0
New Construction | CZ04 | cPVVG | Heat Rejection | 0 | 0
New Construction | CZ04 | cPVVG | Humidification | 0 | 0
New Construction | CZ04 | cPVVG | Heat Recovery | 0 | 0
New Construction | CZ04 | cPVVG | Water Systems | 0 | 165246.43
New Construction | CZ04 | cPVVG | Refrigeration | 0 | 0
New Construction | CZ04 | cPVVG | Generators | 0 | 0
New Construction | CZ04 | cPVVG | Total End Uses | 1909869.13 | 515112.41
New Construction | CZ05 | cPVVG | Heating | 0 | 362669.99
New Construction | CZ05 | cPVVG | Cooling | 86348.01 | 0
New Construction | CZ05 | cPVVG | Interior Lighting | 525854.13 | 0
New Construction | CZ05 | cPVVG | Exterior Lighting | 0 | 0
New Construction | CZ05 | cPVVG | Interior Equipment | 821304.19 | 0
New Construction | CZ05 | cPVVG | Exterior Equipment | 0 | 0
New Construction | CZ05 | cPVVG | Fans | 348807.99 | 0
New Construction | CZ05 | cPVVG | Pumps | 0 | 0
New Construction | CZ05 | cPVVG | Heat Rejection | 0 | 0
New Construction | CZ05 | cPVVG | Humidification | 0 | 0
New Construction | CZ05 | cPVVG | Heat Recovery | 0 | 0
New Construction | CZ05 | cPVVG | Water Systems | 0 | 171084.39
New Construction | CZ05 | cPVVG | Refrigeration | 0 | 0
New Construction | CZ05 | cPVVG | Generators | 0 | 0
New Construction | CZ05 | cPVVG | Total End Uses | 1782314.33 | 533754.38
New Construction | CZ06 | cPVVG | Heating | 0 | 95856.84
New Construction | CZ06 | cPVVG | Cooling | 167747.36 | 0
New Construction | CZ06 | cPVVG | Interior Lighting | 525854.13 | 0
New Construction | CZ06 | cPVVG | Exterior Lighting | 0 | 0
New Construction | CZ06 | cPVVG | Interior Equipment | 821304.19 | 0
New Construction | CZ06 | cPVVG | Exterior Equipment | 0 | 0
New Construction | CZ06 | cPVVG | Fans | 375600.34 | 0
New Construction | CZ06 | cPVVG | Pumps | 0 | 0
New Construction | CZ06 | cPVVG | Heat Rejection | 0 | 0
New Construction | CZ06 | cPVVG | Humidification | 0 | 0
New Construction | CZ06 | cPVVG | Heat Recovery | 0 | 0
New Construction | CZ06 | cPVVG | Water Systems | 0 | 157649.76
New Construction | CZ06 | cPVVG | Refrigeration | 0 | 0
New Construction | CZ06 | cPVVG | Generators | 0 | 0
New Construction | CZ06 | cPVVG | Total End Uses | 1890506.03 | 253506.59
New Construction | CZ07 | cPVVG | Heating | 0 | 87522.99
New Construction | CZ07 | cPVVG | Cooling | 212076.98 | 0
New Construction | CZ07 | cPVVG | Interior Lighting | 525854.13 | 0
New Construction | CZ07 | cPVVG | Exterior Lighting | 0 | 0
New Construction | CZ07 | cPVVG | Interior Equipment | 821304.19 | 0
New Construction | CZ07 | cPVVG | Exterior Equipment | 0 | 0
New Construction | CZ07 | cPVVG | Fans | 381275.66 | 0
New Construction | CZ07 | cPVVG | Pumps | 0 | 0
New Construction | CZ07 | cPVVG | Heat Rejection | 0 | 0
New Construction | CZ07 | cPVVG | Humidification | 0 | 0
New Construction | CZ07 | cPVVG | Heat Recovery | 0 | 0
New Construction | CZ07 | cPVVG | Water Systems | 0 | 155684.89
New Construction | CZ07 | cPVVG | Refrigeration | 0 | 0
New Construction | CZ07 | cPVVG | Generators | 0 | 0
New Construction | CZ07 | cPVVG | Total End Uses | 1940510.97 | 243207.88
New Construction | CZ08 | cPVVG | Heating | 0 | 126223.66
New Construction | CZ08 | cPVVG | Cooling | 266806.49 | 0
New Construction | CZ08 | cPVVG | Interior Lighting | 525854.13 | 0
New Construction | CZ08 | cPVVG | Exterior Lighting | 0 | 0
New Construction | CZ08 | cPVVG | Interior Equipment | 821304.19 | 0
New Construction | CZ08 | cPVVG | Exterior Equipment | 0 | 0
New Construction | CZ08 | cPVVG | Fans | 394856.03 | 0
New Construction | CZ08 | cPVVG | Pumps | 0 | 0
New Construction | CZ08 | cPVVG | Heat Rejection | 0 | 0
New Construction | CZ08 | cPVVG | Humidification | 0 | 0
New Construction | CZ08 | cPVVG | Heat Recovery | 0 | 0
New Construction | CZ08 | cPVVG | Water Systems | 0 | 155441.7
New Construction | CZ08 | cPVVG | Refrigeration | 0 | 0
New Construction | CZ08 | cPVVG | Generators | 0 | 0
New Construction | CZ08 | cPVVG | Total End Uses | 2008820.85 | 281665.36
New Construction | CZ09 | cPVVG | Heating | 0 | 102523.12
New Construction | CZ09 | cPVVG | Cooling | 324012.87 | 0
New Construction | CZ09 | cPVVG | Interior Lighting | 525854.13 | 0
New Construction | CZ09 | cPVVG | Exterior Lighting | 0 | 0
New Construction | CZ09 | cPVVG | Interior Equipment | 821304.19 | 0
New Construction | CZ09 | cPVVG | Exterior Equipment | 0 | 0
New Construction | CZ09 | cPVVG | Fans | 410090.08 | 0
New Construction | CZ09 | cPVVG | Pumps | 0 | 0
New Construction | CZ09 | cPVVG | Heat Rejection | 0 | 0
New Construction | CZ09 | cPVVG | Humidification | 0 | 0
New Construction | CZ09 | cPVVG | Heat Recovery | 0 | 0
New Construction | CZ09 | cPVVG | Water Systems | 0 | 153261.7
New Construction | CZ09 | cPVVG | Refrigeration | 0 | 0
New Construction | CZ09 | cPVVG | Generators | 0 | 0
New Construction | CZ09 | cPVVG | Total End Uses | 2081261.28 | 255784.81
New Construction | CZ10 | cPVVG | Heating | 0 | 226873.63
New Construction | CZ10 | cPVVG | Cooling | 432051.61 | 0
New Construction | CZ10 | cPVVG | Interior Lighting | 525854.13 | 0
New Construction | CZ10 | cPVVG | Exterior Lighting | 0 | 0
New Construction | CZ10 | cPVVG | Interior Equipment | 821304.19 | 0
New Construction | CZ10 | cPVVG | Exterior Equipment | 0 | 0
New Construction | CZ10 | cPVVG | Fans | 440170.34 | 0
New Construction | CZ10 | cPVVG | Pumps | 0 | 0
New Construction | CZ10 | cPVVG | Heat Rejection | 0 | 0
New Construction | CZ10 | cPVVG | Humidification | 0 | 0
New Construction | CZ10 | cPVVG | Heat Recovery | 0 | 0
New Construction | CZ10 | cPVVG | Water Systems | 0 | 152047.77
New Construction | CZ10 | cPVVG | Refrigeration | 0 | 0
New Construction | CZ10 | cPVVG | Generators | 0 | 0
New Construction | CZ10 | cPVVG | Total End Uses | 2219380.28 | 378921.4
New Construction | CZ11 | cPVVG | Heating | 0 | 582542.77
New Construction | CZ11 | cPVVG | Cooling | 466046.49 | 0
New Construction | CZ11 | cPVVG | Interior Lighting | 525854.13 | 0
New Construction | CZ11 | cPVVG | Exterior Lighting | 0 | 0
New Construction | CZ11 | cPVVG | Interior Equipment | 821304.19 | 0
New Construction | CZ11 | cPVVG | Exterior Equipment | 0 | 0
New Construction | CZ11 | cPVVG | Fans | 444897.29 | 0
New Construction | CZ11 | cPVVG | Pumps | 0 | 0
New Construction | CZ11 | cPVVG | Heat Rejection | 0 | 0
New Construction | CZ11 | cPVVG | Humidification | 0 | 0
New Construction | CZ11 | cPVVG | Heat Recovery | 0 | 0
New Construction | CZ11 | cPVVG | Water Systems | 0 | 155392.34
New Construction | CZ11 | cPVVG | Refrigeration | 0 | 0
New Construction | CZ11 | cPVVG | Generators | 0 | 0
New Construction | CZ11 | cPVVG | Total End Uses | 2258102.11 | 737935.11
New Construction | CZ12 | cPVVG | Heating | 0 | 538425.47
New Construction | CZ12 | cPVVG | Cooling | 366325.5 | 0
New Construction | CZ12 | cPVVG | Interior Lighting | 525854.13 | 0
New Construction | CZ12 | cPVVG | Exterior Lighting | 0 | 0
New Construction | CZ12 | cPVVG | Interior Equipment | 821304.19 | 0
New Construction | CZ12 | cPVVG | Exterior Equipment | 0 | 0
New Construction | CZ12 | cPVVG | Fans | 411964.61 | 0
New Construction | CZ12 | cPVVG | Pumps | 0 | 0
New Construction | CZ12 | cPVVG | Heat Rejection | 0 | 0
New Construction | CZ12 | cPVVG | Humidification | 0 | 0
New Construction | CZ12 | cPVVG | Heat Recovery | 0 | 0
New Construction | CZ12 | cPVVG | Water Systems | 0 | 159738.88
New Construction | CZ12 | cPVVG | Refrigeration | 0 | 0
New Construction | CZ12 | cPVVG | Generators | 0 | 0
New Construction | CZ12 | cPVVG | Total End Uses | 2125448.44 | 698164.36
New Construction | CZ13 | cPVVG | Heating | 0 | 455978.61
New Construction | CZ13 | cPVVG | Cooling | 532310.72 | 0
New Construction | CZ13 | cPVVG | Interior Lighting | 525854.13 | 0
New Construction | CZ13 | cPVVG | Exterior Lighting | 0 | 0
New Construction | CZ13 | cPVVG | Interior Equipment | 821304.19 | 0
New Construction | CZ13 | cPVVG | Exterior Equipment | 0 | 0
New Construction | CZ13 | cPVVG | Fans | 453714.61 | 0
New Construction | CZ13 | cPVVG | Pumps | 0 | 0
New Construction | CZ13 | cPVVG | Heat Rejection | 0 | 0
New Construction | CZ13 | cPVVG | Humidification | 0 | 0
New Construction | CZ13 | cPVVG | Heat Recovery | 0 | 0
New Construction | CZ13 | cPVVG | Water Systems | 0 | 150870.47
New Construction | CZ13 | cPVVG | Refrigeration | 0 | 0
New Construction | CZ13 | cPVVG | Generators | 0 | 0
New Construction | CZ13 | cPVVG | Total End Uses | 2333183.66 | 606849.07
New Construction | CZ14 | cPVVG | Heating | 0 | 341721.64
New Construction | CZ14 | cPVVG | Cooling | 678537.81 | 0
New Construction | CZ14 | cPVVG | Interior Lighting | 525854.13 | 0
New Construction | CZ14 | cPVVG | Exterior Lighting | 0 | 0
New Construction | CZ14 | cPVVG | Interior Equipment | 821304.19 | 0
New Construction | CZ14 | cPVVG | Exterior Equipment | 0 | 0
New Construction | CZ14 | cPVVG | Fans | 496707.63 | 0
New Construction | CZ14 | cPVVG | Pumps | 0 | 0
New Construction | CZ14 | cPVVG | Heat Rejection | 0 | 0
New Construction | CZ14 | cPVVG | Humidification | 0 | 0
New Construction | CZ14 | cPVVG | Heat Recovery | 0 | 0
New Construction | CZ14 | cPVVG | Water Systems | 0 | 143244.87
New Construction | CZ14 | cPVVG | Refrigeration | 0 | 0
New Construction | CZ14 | cPVVG | Generators | 0 | 0
New Construction | CZ14 | cPVVG | Total End Uses | 2522403.76 | 484966.51
New Construction | CZ15 | cPVVG | Heating | 0 | 91334.63
New Construction | CZ15 | cPVVG | Cooling | 963940.37 | 0
New Construction | CZ15 | cPVVG | Interior Lighting | 525854.13 | 0
New Construction | CZ15 | cPVVG | Exterior Lighting | 0 | 0
New Construction | CZ15 | cPVVG | Interior Equipment | 821304.19 | 0
New Construction | CZ15 | cPVVG | Exterior Equipment | 0 | 0
New Construction | CZ15 | cPVVG | Fans | 497304.04 | 0
New Construction | CZ15 | cPVVG | Pumps | 0 | 0
New Construction | CZ15 | cPVVG | Heat Rejection | 0 | 0
New Construction | CZ15 | cPVVG | Humidification | 0 | 0
New Construction | CZ15 | cPVVG | Heat Recovery | 0 | 0
New Construction | CZ15 | cPVVG | Water Systems | 0 | 127234.87
New Construction | CZ15 | cPVVG | Refrigeration | 0 | 0
New Construction | CZ15 | cPVVG | Generators | 0 | 0
New Construction | CZ15 | cPVVG | Total End Uses | 2808402.73 | 218569.5
New Construction | CZ16 | cPVVG | Heating | 0 | 845107.38
New Construction | CZ16 | cPVVG | Cooling | 415046.63 | 0
New Construction | CZ16 | cPVVG | Interior Lighting | 525854.13 | 0
New Construction | CZ16 | cPVVG | Exterior Lighting | 0 | 0
New Construction | CZ16 | cPVVG | Interior Equipment | 821304.19 | 0
New Construction | CZ16 | cPVVG | Exterior Equipment | 0 | 0
New Construction | CZ16 | cPVVG | Fans | 467136.52 | 0
New Construction | CZ16 | cPVVG | Pumps | 0 | 0
New Construction | CZ16 | cPVVG | Heat Rejection | 0 | 0
New Construction | CZ16 | cPVVG | Humidification | 0 | 0
New Construction | CZ16 | cPVVG | Heat Recovery | 0 | 0
New Construction | CZ16 | cPVVG | Water Systems | 0 | 168897.48
New Construction | CZ16 | cPVVG | Refrigeration | 0 | 0
New Construction | CZ16 | cPVVG | Generators | 0 | 0
New Construction | CZ16 | cPVVG | Total End Uses | 2229341.48 | 1014004.86

## PV
PV - Manufacturing Light Industrial (NA)

## EV Charger
EV Charger - Manufacturing Light Industrial (NA)

## Raw_building (hidden)
Building Type | Building Category | Roof Type | Window Wall Ratio (%)
Manufacturing Light Industrial | Nonresidential | Flat Roof | 1

## Raw_windowdimensionsillheight (hidden)
Window Name | Width [ft] | Height [ft] | Sill Height [ft]
EL1 EAST WIN (G.NE2.E7.W1) | 2.33 | 14.99 | 3
EL1 NORTH WIN (G.NE2.E6.W1) | 2.33 | 14.99 | 3
EL1 SOUTH WIN (G.SW3.E9.W1) | 2.33 | 14.99 | 3
EL1 WEST WIN (G.SW3.E10.W1) | 2.33 | 14.99 | 3
EL1 EAST WIN (G.S1.E1.W1) | 5.05 | 14.99 | 3
EL1 NORTH WIN (G.S1.E2.W1) | 5.05 | 14.99 | 3
EL1 SOUTH WIN (G.S1.E4.W1) | 5.05 | 14.99 | 3
EL1 WEST WIN (G.S1.E3.W1) | 5.05 | 14.99 | 3

## Raw_shadinggeometry (hidden)
Shading Name | Width [ft] | Length [ft]
No Shading

## Raw_zonesummary (hidden)
Vintage | Space | Zone Name | Conditioned | Area (Excluding Plenums and CrawlSpace) (ft2) | Area (Including Plenums and CrawlSpace) (ft2) | Width (ft) | Length (ft) | Volume (ft3) | Multipliers | People (Persons/1000 ft2) | Lighting (Btu/h-ft2) | Plug Loads (Btu/h-ft2) | Outdoor Air Flow per Person (cfm/person) | Outdoor Air Flow per Zone Floor Area (cfm/ft2) | Zone Type | HVAC System Identifier | Schedule Identifier | Height (ft)
Existing | STOCKROOM EL1 NE PERIM SPC (G.NE2) | STOCKROOM EL1 NE PERIM SPC (G.NE2) | Yes | 10018.96 | 10018.96 | 100.26 | 99.93 | 350680.72 | 1 | 1 | 2.0297 | 0.6823 | 0 | 0.15 | Storage_warehouse | Main | Manufacturing | 35.0017
Existing | STOCKROOM EL1 SW PERIM SPC (G.SW3) | STOCKROOM EL1 SW PERIM SPC (G.SW3) | Yes | 9987 | 9987 | 99.93 | 99.93 | 349562.04 | 1 | 1 | 2.0297 | 0.6823 | 0 | 0.15 | Storage_warehouse | Main | Manufacturing | 35.0017
Existing | WORK EL1 SOUTH PERIM SPC (G.S1) | WORK EL1 SOUTH PERIM SPC (G.S1) | Yes | 80017.86 | 80017.86 | 282.87 | 282.87 | 2800761.92 | 1 | 5 | 3.8949 | 3.4117 | 0 | 0.15 | Industrial_low | Main | Manufacturing | 35.0017
New Construction | STOCKROOM EL1 NE PERIM SPC (G.NE2) | STOCKROOM EL1 NE PERIM SPC (G.NE2) | Yes | 10018.96 | 10018.96 | 100.26 | 99.93 | 350680.72 | 1 | 1 | 1.3647 | 0.6823 | 0 | 0.15 | Storage_warehouse | Main | Manufacturing | 35.0017
New Construction | STOCKROOM EL1 SW PERIM SPC (G.SW3) | STOCKROOM EL1 SW PERIM SPC (G.SW3) | Yes | 9987 | 9987 | 99.93 | 99.93 | 349562.04 | 1 | 1 | 1.3647 | 0.6823 | 0 | 0.15 | Storage_warehouse | Main | Manufacturing | 35.0017
New Construction | WORK EL1 SOUTH PERIM SPC (G.S1) | WORK EL1 SOUTH PERIM SPC (G.S1) | Yes | 80017.86 | 80017.86 | 282.87 | 282.87 | 2800761.92 | 1 | 5 | 2.047 | 3.4117 | 0 | 0.15 | Industrial_low | Main | Manufacturing | 35.0017