## Geometry Summary (hidden)
Abbreviation | Building Type | Shape | Number of Floors | Aspect Ratio | Zone Height_1 | Zone Height_2 | Zone Height_3 | Plenum Height | Floor to Floor Height (feet) | Floor to Ceiling Height (feet)
Asm | Assembly | #VALUE! | 1 | 1 | 12.0006 | na | na | 3.0001 | 12.0006 | 15.0007
ECC | Education - Community College | #VALUE! | 3 | 5.7 | 9.0004 | 13.0006 | na | 4.0002 | 9 / 13 | 13 / 17
EPr | Education - Primary School | #VALUE! | 1 | 2 | 9.0004 | 12.0006 | na | 3.0001 | 9 / 12 | 12 / 15
ERC | Education - Relocatable Classroom | #VALUE! | 1 | 1.7 | 9.0004 | na | na | 3.0001 | 9.0004 | 12.0006
ESe | Education - Secondary School | #VALUE! | 2 | 2.5/1.0 | 9.0004 | 13.0006 | na | 4.0002 | 9 / 13 | 13 / 17
EUn | Education - University | #VALUE! | 4 | 2.0/15.0 | 10.0005 | 9.0004 | 14.0007 | 4.0002 | 9 / 10 / 14 | 13 / 14 / 18
Fin | Financial buildings, incl. banks | #VALUE! | 1 | 1 | 11.0005 | na | na | na | 11.0005 | 11.0005
Gro | Grocery | #VALUE! | 1 | 1 | 25.0012 | na | na | na | 25.0012 | 25.0012
Hsp | Health/Medical - Hospital | #VALUE! | 3 | 1 | 10.007 | 12.9927 | na | 2.9857 | 10 / 13 | 13 / 16
Htl | Lodging - Hotel | #VALUE! | 4 | 6.6 | 8.0004 | 10.5005 | na | 1.5001 | 8 / 11 | 10 / 12
Lib | Libraries | #VALUE! | 1 | 1 | 13.0006 | na | na | na | 13.0006 | 13.0006
MBT | Manufacturing Biotech | #VALUE! | 1 | 6 | 9.0004 | na | na | 6.0003 | 9.0004 | 15.0008
MLI | Manufacturing Light Industrial | #VALUE! | 1 | 1 | 35.0017 | na | na | na | 35.0017 | 35.0017
Mtl | Lodging - Motel | #VALUE! | 2 | 5.1 | 9.0004 | na | na | na | 9.0004 | 9.0004
Nrs | Health/Medical - Nursing Home | #VALUE! | 2 | 10.3 | 12.9986 | 9.0005 | na | 4.0055 | 9 / 13 | 13 / 17
OfL | Office - Large | #VALUE! | 3 | 1.5 | 9.0004 | na | na | 3.0001 | 9.0004 | 12.0006
OfS | Office - Small | #VALUE! | 2 | 1.5 | 9.0004 | na | na | 3.0001 | 9.0004 | 12.0006
Rel | Religious assembly buildings | #VALUE! | 1 | 2.5 | 37.5018 | 15.0007 | na | na | 38 / 15 | 38 / 15
RFF | Restaurant - Fast-Food | #VALUE! | 1 | 1 | 10.0005 | na | na | 3.0002 | 10.0005 | 13.0007
RSD | Restaurant - Sit-Down | #VALUE! | 1 | 1 | 10.0005 | na | na | 3.0001 | 10.0005 | 13.0006
Rt3 | Retail - Multistory Large | #VALUE! | 3 | 1 | 15.0007 | na | na | 5.8002 | 15.0007 | 20.8009
RtL | Retail - Single-Story Large | #VALUE! | 1 | 1 | 20.501 | na | na | na | 20.501 | 20.501
RtS | Retail - Small | #VALUE! | 1 | 1 | 10.0005 | na | na | 2.0001 | 10.0005 | 12.0006
SCn | Storage - Conditioned | #VALUE! | 1 | 1 | 48.0023 | na | na | na | 48.0023 | 48.0023
SUn | Storage - Unconditioned | #VALUE! | 1 | 1 | 48.0023 | na | na | na | 48.0023 | 48.0023
WRf | Warehouse - Refrigerated | #VALUE! | 1 | 1 | 48.0023 | na | na | na | 48.0023 | 48.0023

## Prototype
TRC, Updated Febuary 2026
Office - Large
Characteristic | Value
Building Type | Office - Large
Building Category | Nonresidential
Vintages | Two vintages: Existing and New Construction
Shape | #VALUE!
Total Floor Area (ft²) | 174977.2
Aspect Ratio | 1.5
Number of Floors | 3
Roof Type | Flat Roof
Gross Window to Wall Ratio (%) | 33
Shading Geometry | No Shading
Floor to Floor Height (feet) | 9.0004
Floor to Ceiling Height (feet) | 12.0006
Glazing Sill Height (feet) | 3

## Notes
Prototype Overview
Name | Description
Asm | Assembly
ECC | Education - Community College
EPr | Education - Primary School
ERC | Education - Relocatable Classroom
ESe | Education - Secondary School
EUn | Education - University
Fin | Financial buildings, incl. banks
Gro | Grocery
Hsp | Health/Medical - Hospital
Htl | Lodging - Hotel
Lib | Libraries
MBT | Manufacturing Biotech
MLI | Manufacturing Light Industrial
Mtl | Lodging - Motel
Nrs | Health/Medical - Nursing Home
OfL | Office - Large
OfS | Office - Small
Rel | Religious assembly buildings
RFF | Restaurant - Fast-Food
RSD | Restaurant - Sit-Down
Rt3 | Retail - Multistory Large
RtL | Retail - Single-Story Large
RtS | Retail - Small
SCn | Storage - Conditioned
SUn | Storage - Unconditioned
WRf | Warehouse - Refrigerated
Vintages
Existing | Weighted average of Title 24 requirements based on vintages from 1975 to 2022
New Construction | Title 24 2025
Run Begin Day
Begin Month | Begin Day of Month | Day of Week for Start Day
1 | 1 | Sunday
Special Days
Name | Start Date | Duration (days) | Special Day Type
New Years Day | January 1 | 1 | Holiday
Veterans Day | November 11 | 1 | Holiday
Christmas | December 25 | 1 | Holiday
Independence Day | July 4 | 1 | Holiday
MLK Day | 3rd Monday in January | 1 | Holiday
Presidents Day | 3rd Monday in February | 1 | Holiday
Memorial Day | Last Monday in May | 1 | Holiday
Labor Day | 1st Monday in September | 1 | Holiday
Columbus Day | 2nd Monday in October | 1 | Holiday
Thanksgiving | 4th Thursday in November | 1 | Holiday

## Raw_runbeginday (hidden)
Begin Month | Begin Day of Month | Day of Week for Start Day
1 | 1 | Sunday

## Raw_specialdays (hidden)
Name | Start Day | Duration | Special Day Type
New Years Day | January 1 | 1 | Holiday
Veterans Day | November 11 | 1 | Holiday
Christmas | December 25 | 1 | Holiday
Independence Day | July 4 | 1 | Holiday
MLK Day | 3rd Monday in January | 1 | Holiday
Presidents Day | 3rd Monday in February | 1 | Holiday
Memorial Day | Last Monday in May | 1 | Holiday
Labor Day | 1st Monday in September | 1 | Holiday
Columbus Day | 2nd Monday in October | 1 | Holiday
Thanksgiving | 4th Thursday in November | 1 | Holiday

## Climate Zone
Climate Zones - All Prototypes
Climate Zone | Representative City | Weather File Name
CZ01 | Eureka | CA_EUREKA_725940S_CZ2022.epw
CZ02 | Napa | CA_NAPA-CO_724955S_CZ2022.epw
CZ03 | Oakland | CA_OAKLAND-METRO-AP_724930S_CZ2022.epw
CZ04 | San Jose | CA_SAN-JOSE-IAP_724945S_CZ2022.epw
CZ05 | Santa Maria | CA_SANTA-MARIA-PUBLIC-AP_723940S_CZ2022.epw
CZ06 | Los Angeles | CA_LOS-ANGELES-IAP_722950S_CZ2022.epw
CZ07 | San Diego-Lindbergh | CA_SAN-DIEGO-LINDBERGH-FLD_722900S_CZ2022.epw
CZ08 | Long Beach-Daugherty | CA_LONG-BEACH-DAUGHERTY-FLD_722970S_CZ2022.epw
CZ09 | Los Angeles | CA_LOS-ANGELES-DOWNTOWN-USC_722874S_CZ2022.epw
CZ10 | Riverside | CA_RIVERSIDE-MUNI_722869S_CZ2022.epw
CZ11 | Red Bluff | CA_RED-BLUFF-MUNI-AP_725910S_CZ2022.epw
CZ12 | Stockton | CA_STOCKTON-METRO-AP_724920S_CZ2022.epw
CZ13 | Fresno Yosemite | CA_FRESNO-YOSEMITE-IAP_723890S_CZ2022.epw
CZ14 | Daggett Barstow | CA_DAGGETT-BARSTOW-AP_723815S_CZ2022.epw
CZ15 | El Centro | CA_EL-CENTRO-NAF_722810S_CZ2022.epw
CZ16 | Bishop | CA_BISHOP-AP_724800S_CZ2022.epw
Source: California Energy Commission, https://cecgis-caenergy.opendata.arcgis.com/datasets/CAEnergy::california-building-climate-zones/about

## Zones
Zone Summary - Office - Large
Space | Zone Name | Conditioned [Y/N] | Zone Type | HVAC System Identifier (Main/Alternative/Customized) | Schedule Identifier | Area Fraction | Area (Excluding Plenums and Crawl Space) (ft²) | Volume (ft³) | Multipliers | People (Persons/1,000 ft²) | Note
EL1 CORE PLNM (G.C10) | EL1 CORE PLNM (G.C10) | No | Plenum | - | Plenum | 0% | 0 | 30892.52 | 1 | 0
EL1 CORE PLNM (M.C20) | EL1 CORE PLNM (M.C20) | No | Plenum | - | Plenum | 0% | 0 | 30892.52 | 8 | 0
EL1 CORE PLNM (T.C30) | EL1 CORE PLNM (T.C30) | No | Plenum | - | Plenum | 0% | 0 | 30892.52 | 1 | 0
EL1 EAST PERIM PLNM (G.E7) | EL1 EAST PERIM PLNM (G.E7) | No | Plenum | - | Plenum | 0% | 0 | 4185.61 | 1 | 0
EL1 EAST PERIM PLNM (M.E17) | EL1 EAST PERIM PLNM (M.E17) | No | Plenum | - | Plenum | 0% | 0 | 4185.61 | 8 | 0
EL1 EAST PERIM PLNM (T.E27) | EL1 EAST PERIM PLNM (T.E27) | No | Plenum | - | Plenum | 0% | 0 | 4185.61 | 1 | 0
EL1 NORTH PERIM PLNM (G.N8) | EL1 NORTH PERIM PLNM (G.N8) | No | Plenum | - | Plenum | 0% | 0 | 6615.97 | 1 | 0
EL1 NORTH PERIM PLNM (M.N18) | EL1 NORTH PERIM PLNM (M.N18) | No | Plenum | - | Plenum | 0% | 0 | 6615.97 | 8 | 0
EL1 NORTH PERIM PLNM (T.N28) | EL1 NORTH PERIM PLNM (T.N28) | No | Plenum | - | Plenum | 0% | 0 | 6615.97 | 1 | 0
EL1 SOUTH PERIM PLNM (G.S6) | EL1 SOUTH PERIM PLNM (G.S6) | No | Plenum | - | Plenum | 0% | 0 | 6615.97 | 1 | 0
EL1 SOUTH PERIM PLNM (M.S16) | EL1 SOUTH PERIM PLNM (M.S16) | No | Plenum | - | Plenum | 0% | 0 | 6615.97 | 8 | 0
EL1 SOUTH PERIM PLNM (T.S26) | EL1 SOUTH PERIM PLNM (T.S26) | No | Plenum | - | Plenum | 0% | 0 | 6615.97 | 1 | 0
EL1 WEST PERIM PLNM (G.W9) | EL1 WEST PERIM PLNM (G.W9) | No | Plenum | - | Plenum | 0% | 0 | 4185.61 | 1 | 0
EL1 WEST PERIM PLNM (M.W19) | EL1 WEST PERIM PLNM (M.W19) | No | Plenum | - | Plenum | 0% | 0 | 4185.61 | 8 | 0
EL1 WEST PERIM PLNM (T.W29) | EL1 WEST PERIM PLNM (T.W29) | No | Plenum | - | Plenum | 0% | 0 | 4185.61 | 1 | 0
LOBBYWAITING EL1 EAST PERIM SPC (G.E2) | LOBBYWAITING EL1 EAST PERIM SPC (G.E2) | Yes | Lobby | Alternative | Warehouse | 0.7973% | 1395.14 | 12556.84 | 1 | 33.33
LOBBYWAITING EL1 NORTH PERIM SPC (G.N3) | LOBBYWAITING EL1 NORTH PERIM SPC (G.N3) | Yes | Lobby | Alternative | Warehouse | 1.26% | 2205.22 | 19847.91 | 1 | 33.33
LOBBYWAITING EL1 SOUTH PERIM SPC (G.S1) | LOBBYWAITING EL1 SOUTH PERIM SPC (G.S1) | Yes | Lobby | Alternative | Warehouse | 1.26% | 2205.22 | 19847.91 | 1 | 33.33
LOBBYWAITING EL1 WEST PERIM SPC (G.W4) | LOBBYWAITING EL1 WEST PERIM SPC (G.W4) | Yes | Lobby | Alternative | Warehouse | 0.7973% | 1395.14 | 12556.84 | 1 | 33.33
MECHELECROOM EL1 CORE SPC (G.C5) | MECHELECROOM EL1 CORE SPC (G.C5) | Yes | Mechanical room | Alternative | Warehouse | 5.885% | 10297 | 92677.57 | 1 | 1.5
OFFICEOPEN EL1 CORE SPC (M.C15) | OFFICEOPEN EL1 CORE SPC (M.C15) | Yes | Office_open | Main | Office | 47.08% | 10297 | 92677.57 | 8 | 5
OFFICEOPEN EL1 CORE SPC (T.C25) | OFFICEOPEN EL1 CORE SPC (T.C25) | Yes | Office_open | Main | Office | 5.885% | 10297 | 92677.57 | 1 | 5
OFFICESMALL EL1 EAST PERIM SPC (M.E12) | OFFICESMALL EL1 EAST PERIM SPC (M.E12) | Yes | Office | Main | Office | 6.379% | 1395.14 | 12556.84 | 8 | 5
OFFICESMALL EL1 EAST PERIM SPC (T.E22) | OFFICESMALL EL1 EAST PERIM SPC (T.E22) | Yes | Office | Main | Office | 0.7973% | 1395.14 | 12556.84 | 1 | 5
OFFICESMALL EL1 NORTH PERIM SPC (M.N13) | OFFICESMALL EL1 NORTH PERIM SPC (M.N13) | Yes | Office | Main | Office | 10.08% | 2205.22 | 19847.91 | 8 | 5
OFFICESMALL EL1 NORTH PERIM SPC (T.N23) | OFFICESMALL EL1 NORTH PERIM SPC (T.N23) | Yes | Office | Main | Office | 1.26% | 2205.22 | 19847.91 | 1 | 5
OFFICESMALL EL1 SOUTH PERIM SPC (M.S11) | OFFICESMALL EL1 SOUTH PERIM SPC (M.S11) | Yes | Office | Main | Office | 10.08% | 2205.22 | 19847.91 | 8 | 5
OFFICESMALL EL1 SOUTH PERIM SPC (T.S21) | OFFICESMALL EL1 SOUTH PERIM SPC (T.S21) | Yes | Office | Main | Office | 1.26% | 2205.22 | 19847.91 | 1 | 5
OFFICESMALL EL1 WEST PERIM SPC (M.W14) | OFFICESMALL EL1 WEST PERIM SPC (M.W14) | Yes | Office | Main | Office | 6.379% | 1395.14 | 12556.84 | 8 | 5
OFFICESMALL EL1 WEST PERIM SPC (T.W24) | OFFICESMALL EL1 WEST PERIM SPC (T.W24) | Yes | Office | Main | Office | 0.7973% | 1395.14 | 12556.84 | 1 | 5
Total (30 Space) | Total (30 Space) | Total (15 Conditioned zones, 15 Unconditioned Zones) |  |  |  |  | 174977.2

## Envelope
Envelope - Office - Large
Element | Prototype | Assembly Type | Construction | Unit | Vintage | Selected T24 | Note | CZ01 | CZ02 | CZ03 | CZ04 | CZ05 | CZ06 | CZ07 | CZ08 | CZ09 | CZ10 | CZ11 | CZ12 | CZ13 | CZ14 | CZ15 | CZ16
External Wall | Office - Large | - | Stucco+Wall Continuous Insulation+Gypsum 5/8in | U-value IP | Existing | Weighted average |  | 0.185 | 0.179 | 0.185 | 0.178 | 0.178 | 0.18 | 0.174 | 0.176 | 0.176 | 0.15 | 0.171 | 0.171 | 0.168 | 0.161 | 0.153 | 0.162
External Wall | Office - Large | - | Stucco+Wall Continuous Insulation+Gypsum 5/8in | U-value IP | New Construction | 2025 |  | 0.063 | 0.058 | 0.076 | 0.058 | 0.058 | 0.063 | 0.063 | 0.058 | 0.058 | 0.058 | 0.058 | 0.058 | 0.058 | 0.058 | 0.058 | 0.058
Roof | Office - Large | - | Roof Membrane+Roof Continuous Insulation+Metal Decking | U-value IP | Existing | Weighted average |  | 0.062 | 0.061 | 0.062 | 0.061 | 0.061 | 0.065 | 0.065 | 0.065 | 0.065 | 0.062 | 0.061 | 0.061 | 0.06 | 0.06 | 0.059 | 0.06
Roof | Office - Large | - | Roof Membrane+Roof Continuous Insulation+Metal Decking | U-value IP | New Construction | 2025 |  | 0.039 | 0.039 | 0.039 | 0.039 | 0.039 | 0.039 | 0.039 | 0.039 | 0.039 | 0.039 | 0.039 | 0.039 | 0.039 | 0.039 | 0.039 | 0.039
Windows | Office - Large | - | Theoretical Glazing | U-value IP | Existing | Weighted average |  | 1.024 | 1.078 | 1.131 | 1.108 | 1.109 | 1.115 | 1.075 | 1.114 | 1.112 | 0.875 | 0.942 | 0.94 | 0.929 | 0.886 | 0.831 | 0.885
Windows | Office - Large | - | Theoretical Glazing | U-value IP | New Construction | 2025 |  | 0.36 | 0.36 | 0.36 | 0.36 | 0.36 | 0.36 | 0.36 | 0.36 | 0.34 | 0.36 | 0.34 | 0.34 | 0.34 | 0.34 | 0.34 | 0.36
Windows | Office - Large | - | Theoretical Glazing | SHGC | Existing | Weighted average |  | 0.70708 | 0.70715 | 0.73753 | 0.71836 | 0.75308 | 0.7254 | 0.72673 | 0.7241 | 0.72365 | 0.5734 | 0.64366 | 0.64394 | 0.6358 | 0.60724 | 0.57129 | 0.62767
Windows | Office - Large | - | Theoretical Glazing | SHGC | New Construction | 2025 |  | 0.25 | 0.25 | 0.25 | 0.25 | 0.25 | 0.25 | 0.25 | 0.25 | 0.22 | 0.25 | 0.22 | 0.22 | 0.22 | 0.22 | 0.22 | 0.25
Windows | Office - Large | - | Theoretical Glazing | Visible Transmittance | Existing | Weighted average |  | 0.26089 | 0.26141 | 0.26004 | 0.26231 | 0.26223 | 0.26197 | 0.26576 | 0.26213 | 0.26228 | 0.27816 | 0.26665 | 0.26607 | 0.26793 | 0.27125 | 0.27583 | 0.27139
Windows | Office - Large | - | Theoretical Glazing | Visible Transmittance | New Construction | 2025 |  | 0.42 | 0.42 | 0.42 | 0.42 | 0.42 | 0.42 | 0.42 | 0.42 | 0.42 | 0.42 | 0.42 | 0.42 | 0.42 | 0.42 | 0.42 | 0.42
Infiltration - Office - Large
|  |  |  | Element | Unit | Vintage | Note | CZ01 | CZ02 | CZ03 | CZ04 | CZ05 | CZ06 | CZ07 | CZ08 | CZ09 | CZ10 | CZ11 | CZ12 | CZ13 | CZ14 | CZ15 | CZ16
|  |  |  | Infiltration Rate | CFM/ft2 | Existing | Infiltration rate is flow rate per exterior surface area at 10 mph wind speed, modeled proportionally to wind speed. | 0.044801 | 0.044801 | 0.044801 | 0.044801 | 0.044801 | 0.044801 | 0.044801 | 0.044801 | 0.044801 | 0.044801 | 0.044801 | 0.044801 | 0.044801 | 0.044801 | 0.044801 | 0.044801
[6 empty] | New Construction |  | 0.044801 | 0.044801 | 0.044801 | 0.044801 | 0.044801 | 0.044801 | 0.044801 | 0.044801 | 0.044801 | 0.044801 | 0.044801 | 0.044801 | 0.044801 | 0.044801 | 0.044801 | 0.044801

## Raw_envelope (hidden)
Climate Zone | Vintage | Exterior Roof Layers | Roof U-Value [Btu/h-ft2-F] | Exterior Wall Layers | Wall U-Value [Btu/h-ft2-F] | Exterior Window Layers | Window U-Value [Btu/h-ft2-F] | Window SHGC | Window VT
CZ01 | Existing | Roof Membrane+Roof Continuous Insulation+Metal Decking | 0.062 | Stucco+Wall Continuous Insulation+Gypsum 5/8in | 0.185 | Theoretical Glazing | 1.024 | 0.70708 | 0.26089
CZ02 | Existing | Roof Membrane+Roof Continuous Insulation+Metal Decking | 0.061 | Stucco+Wall Continuous Insulation+Gypsum 5/8in | 0.179 | Theoretical Glazing | 1.078 | 0.70715 | 0.26141
CZ03 | Existing | Roof Membrane+Roof Continuous Insulation+Metal Decking | 0.062 | Stucco+Wall Continuous Insulation+Gypsum 5/8in | 0.185 | Theoretical Glazing | 1.131 | 0.73753 | 0.26004
CZ04 | Existing | Roof Membrane+Roof Continuous Insulation+Metal Decking | 0.061 | Stucco+Wall Continuous Insulation+Gypsum 5/8in | 0.178 | Theoretical Glazing | 1.108 | 0.71836 | 0.26231
CZ05 | Existing | Roof Membrane+Roof Continuous Insulation+Metal Decking | 0.061 | Stucco+Wall Continuous Insulation+Gypsum 5/8in | 0.178 | Theoretical Glazing | 1.109 | 0.75308 | 0.26223
CZ06 | Existing | Roof Membrane+Roof Continuous Insulation+Metal Decking | 0.065 | Stucco+Wall Continuous Insulation+Gypsum 5/8in | 0.18 | Theoretical Glazing | 1.115 | 0.7254 | 0.26197
CZ07 | Existing | Roof Membrane+Roof Continuous Insulation+Metal Decking | 0.065 | Stucco+Wall Continuous Insulation+Gypsum 5/8in | 0.174 | Theoretical Glazing | 1.075 | 0.72673 | 0.26576
CZ08 | Existing | Roof Membrane+Roof Continuous Insulation+Metal Decking | 0.065 | Stucco+Wall Continuous Insulation+Gypsum 5/8in | 0.176 | Theoretical Glazing | 1.114 | 0.7241 | 0.26213
CZ09 | Existing | Roof Membrane+Roof Continuous Insulation+Metal Decking | 0.065 | Stucco+Wall Continuous Insulation+Gypsum 5/8in | 0.176 | Theoretical Glazing | 1.112 | 0.72365 | 0.26228
CZ10 | Existing | Roof Membrane+Roof Continuous Insulation+Metal Decking | 0.062 | Stucco+Wall Continuous Insulation+Gypsum 5/8in | 0.15 | Theoretical Glazing | 0.875 | 0.5734 | 0.27816
CZ11 | Existing | Roof Membrane+Roof Continuous Insulation+Metal Decking | 0.061 | Stucco+Wall Continuous Insulation+Gypsum 5/8in | 0.171 | Theoretical Glazing | 0.942 | 0.64366 | 0.26665
CZ12 | Existing | Roof Membrane+Roof Continuous Insulation+Metal Decking | 0.061 | Stucco+Wall Continuous Insulation+Gypsum 5/8in | 0.171 | Theoretical Glazing | 0.94 | 0.64394 | 0.26607
CZ13 | Existing | Roof Membrane+Roof Continuous Insulation+Metal Decking | 0.06 | Stucco+Wall Continuous Insulation+Gypsum 5/8in | 0.168 | Theoretical Glazing | 0.929 | 0.6358 | 0.26793
CZ14 | Existing | Roof Membrane+Roof Continuous Insulation+Metal Decking | 0.06 | Stucco+Wall Continuous Insulation+Gypsum 5/8in | 0.161 | Theoretical Glazing | 0.886 | 0.60724 | 0.27125
CZ15 | Existing | Roof Membrane+Roof Continuous Insulation+Metal Decking | 0.059 | Stucco+Wall Continuous Insulation+Gypsum 5/8in | 0.153 | Theoretical Glazing | 0.831 | 0.57129 | 0.27583
CZ16 | Existing | Roof Membrane+Roof Continuous Insulation+Metal Decking | 0.06 | Stucco+Wall Continuous Insulation+Gypsum 5/8in | 0.162 | Theoretical Glazing | 0.885 | 0.62767 | 0.27139
CZ01 | New Construction | Roof Membrane+Roof Continuous Insulation+Metal Decking | 0.039 | Stucco+Wall Continuous Insulation+Gypsum 5/8in | 0.063 | Theoretical Glazing | 0.36 | 0.25 | 0.42
CZ02 | New Construction | Roof Membrane+Roof Continuous Insulation+Metal Decking | 0.039 | Stucco+Wall Continuous Insulation+Gypsum 5/8in | 0.058 | Theoretical Glazing | 0.36 | 0.25 | 0.42
CZ03 | New Construction | Roof Membrane+Roof Continuous Insulation+Metal Decking | 0.039 | Stucco+Wall Continuous Insulation+Gypsum 5/8in | 0.076 | Theoretical Glazing | 0.36 | 0.25 | 0.42
CZ04 | New Construction | Roof Membrane+Roof Continuous Insulation+Metal Decking | 0.039 | Stucco+Wall Continuous Insulation+Gypsum 5/8in | 0.058 | Theoretical Glazing | 0.36 | 0.25 | 0.42
CZ05 | New Construction | Roof Membrane+Roof Continuous Insulation+Metal Decking | 0.039 | Stucco+Wall Continuous Insulation+Gypsum 5/8in | 0.058 | Theoretical Glazing | 0.36 | 0.25 | 0.42
CZ06 | New Construction | Roof Membrane+Roof Continuous Insulation+Metal Decking | 0.039 | Stucco+Wall Continuous Insulation+Gypsum 5/8in | 0.063 | Theoretical Glazing | 0.36 | 0.25 | 0.42
CZ07 | New Construction | Roof Membrane+Roof Continuous Insulation+Metal Decking | 0.039 | Stucco+Wall Continuous Insulation+Gypsum 5/8in | 0.063 | Theoretical Glazing | 0.36 | 0.25 | 0.42
CZ08 | New Construction | Roof Membrane+Roof Continuous Insulation+Metal Decking | 0.039 | Stucco+Wall Continuous Insulation+Gypsum 5/8in | 0.058 | Theoretical Glazing | 0.36 | 0.25 | 0.42
CZ09 | New Construction | Roof Membrane+Roof Continuous Insulation+Metal Decking | 0.039 | Stucco+Wall Continuous Insulation+Gypsum 5/8in | 0.058 | Theoretical Glazing | 0.34 | 0.22 | 0.42
CZ10 | New Construction | Roof Membrane+Roof Continuous Insulation+Metal Decking | 0.039 | Stucco+Wall Continuous Insulation+Gypsum 5/8in | 0.058 | Theoretical Glazing | 0.36 | 0.25 | 0.42
CZ11 | New Construction | Roof Membrane+Roof Continuous Insulation+Metal Decking | 0.039 | Stucco+Wall Continuous Insulation+Gypsum 5/8in | 0.058 | Theoretical Glazing | 0.34 | 0.22 | 0.42
CZ12 | New Construction | Roof Membrane+Roof Continuous Insulation+Metal Decking | 0.039 | Stucco+Wall Continuous Insulation+Gypsum 5/8in | 0.058 | Theoretical Glazing | 0.34 | 0.22 | 0.42
CZ13 | New Construction | Roof Membrane+Roof Continuous Insulation+Metal Decking | 0.039 | Stucco+Wall Continuous Insulation+Gypsum 5/8in | 0.058 | Theoretical Glazing | 0.34 | 0.22 | 0.42
CZ14 | New Construction | Roof Membrane+Roof Continuous Insulation+Metal Decking | 0.039 | Stucco+Wall Continuous Insulation+Gypsum 5/8in | 0.058 | Theoretical Glazing | 0.34 | 0.22 | 0.42
CZ15 | New Construction | Roof Membrane+Roof Continuous Insulation+Metal Decking | 0.039 | Stucco+Wall Continuous Insulation+Gypsum 5/8in | 0.058 | Theoretical Glazing | 0.34 | 0.22 | 0.42
CZ16 | New Construction | Roof Membrane+Roof Continuous Insulation+Metal Decking | 0.039 | Stucco+Wall Continuous Insulation+Gypsum 5/8in | 0.058 | Theoretical Glazing | 0.36 | 0.25 | 0.42

## Raw_infiltrationcfmft (hidden)
Vintage | CZ01 | CZ02 | CZ03 | CZ04 | CZ05 | CZ06 | CZ07 | CZ08 | CZ09 | CZ10 | CZ11 | CZ12 | CZ13 | CZ14 | CZ15 | CZ16
Existing | 0.044801 | 0.044801 | 0.044801 | 0.044801 | 0.044801 | 0.044801 | 0.044801 | 0.044801 | 0.044801 | 0.044801 | 0.044801 | 0.044801 | 0.044801 | 0.044801 | 0.044801 | 0.044801
New Construction | 0.044801 | 0.044801 | 0.044801 | 0.044801 | 0.044801 | 0.044801 | 0.044801 | 0.044801 | 0.044801 | 0.044801 | 0.044801 | 0.044801 | 0.044801 | 0.044801 | 0.044801 | 0.044801

## Thermostat
Thermostat Setpoints - Office - Large | [18 empty] | Zone Type
Schedule Identifier | Setpoint | CZ01 | CZ02 | CZ03 | CZ04 | CZ05 | CZ06 | CZ07 | CZ08 | CZ09 | CZ10 | CZ11 | CZ12 | CZ13 | CZ14 | CZ15 | CZ16 | Notes | Office
Office | Heating Setpoint (F) | 70 | 70 | 70 | 70 | 70 | 70 | 70 | 70 | 70 | 70 | 70 | 70 | 70 | 70 | 70 | 70 |  | Warehouse
Office | Heating Setback (F) | 60 | 60 | 60 | 60 | 60 | 60 | 60 | 60 | 60 | 60 | 60 | 60 | 60 | 60 | 60 | 60
Office | Cooling Setpoint (F) | 75 | 75 | 75 | 75 | 75 | 75 | 75 | 75 | 75 | 75 | 75 | 75 | 75 | 75 | 75 | 75
Office | Cooling Setback (F) | 85 | 85 | 85 | 85 | 85 | 85 | 85 | 85 | 85 | 85 | 85 | 85 | 85 | 85 | 85 | 85
Warehouse | Heating Setpoint (F) | 70 | 70 | 70 | 70 | 70 | 70 | 70 | 70 | 70 | 70 | 70 | 70 | 70 | 70 | 70 | 70
Warehouse | Heating Setback (F) | 60 | 60 | 60 | 60 | 60 | 60 | 60 | 60 | 60 | 60 | 60 | 60 | 60 | 60 | 60 | 60
Warehouse | Cooling Setpoint (F) | 75 | 75 | 75 | 75 | 75 | 75 | 75 | 75 | 75 | 75 | 75 | 75 | 75 | 75 | 75 | 75
Warehouse | Cooling Setback (F) | 85 | 85 | 85 | 85 | 85 | 85 | 85 | 85 | 85 | 85 | 85 | 85 | 85 | 85 | 85 | 85

## Raw_thermostatsetpoints (hidden)
Climate Zone | Schedule Identifier | Heating Setpoint (F) | Heating Setback (F) | Cooling Setpoint (F) | Cooling Setback (F)
CZ01 | Office | 70 | 60 | 75 | 85
CZ01 | Warehouse | 70 | 60 | 75 | 85
CZ02 | Office | 70 | 60 | 75 | 85
CZ02 | Warehouse | 70 | 60 | 75 | 85
CZ03 | Office | 70 | 60 | 75 | 85
CZ03 | Warehouse | 70 | 60 | 75 | 85
CZ04 | Office | 70 | 60 | 75 | 85
CZ04 | Warehouse | 70 | 60 | 75 | 85
CZ05 | Office | 70 | 60 | 75 | 85
CZ05 | Warehouse | 70 | 60 | 75 | 85
CZ06 | Office | 70 | 60 | 75 | 85
CZ06 | Warehouse | 70 | 60 | 75 | 85
CZ07 | Office | 70 | 60 | 75 | 85
CZ07 | Warehouse | 70 | 60 | 75 | 85
CZ08 | Office | 70 | 60 | 75 | 85
CZ08 | Warehouse | 70 | 60 | 75 | 85
CZ09 | Office | 70 | 60 | 75 | 85
CZ09 | Warehouse | 70 | 60 | 75 | 85
CZ10 | Office | 70 | 60 | 75 | 85
CZ10 | Warehouse | 70 | 60 | 75 | 85
CZ11 | Office | 70 | 60 | 75 | 85
CZ11 | Warehouse | 70 | 60 | 75 | 85
CZ12 | Office | 70 | 60 | 75 | 85
CZ12 | Warehouse | 70 | 60 | 75 | 85
CZ13 | Office | 70 | 60 | 75 | 85
CZ13 | Warehouse | 70 | 60 | 75 | 85
CZ14 | Office | 70 | 60 | 75 | 85
CZ14 | Warehouse | 70 | 60 | 75 | 85
CZ15 | Office | 70 | 60 | 75 | 85
CZ15 | Warehouse | 70 | 60 | 75 | 85
CZ16 | Office | 70 | 60 | 75 | 85
CZ16 | Warehouse | 70 | 60 | 75 | 85

## HVAC System
HVAC system - Office - Large
Vintage | System Name | Category | Heating Type* | Cooling Type* | Air Distribution | Heating Efficiency | Cooling Efficiency | Note
Existing | cDXGF | Main | Furnace (gas) | DX-AIR | SZ-CAV | 0.8 | 3.65
Existing | cDXGF | Alternative | Boiler (gas) | Chiller system | MZ-VAV | 0.8 | 2.87
Existing | cDXGF | Customized | - | - | - | - | -
New Construction | cDXGF | Main | Furnace (gas) | DX-AIR | SZ-CAV | 0.8 | 3.65
New Construction | cDXGF | Alternative | Boiler (gas) | Chiller system | MZ-VAV | 0.8 | 2.87
New Construction | cDXGF | Customized | - | - | - | - | -
Existing | cDXHP | Main | DX-AIR | DX-AIR | SZ-CAV | 3.738 | 3.65
Existing | cDXHP | Alternative | Boiler (gas) | Chiller system | MZ-VAV | 0.8 | 2.87
Existing | cDXHP | Customized | - | - | - | - | -
New Construction | cDXHP | Main | DX-AIR | DX-AIR | SZ-CAV | 3.738 | 3.65
New Construction | cDXHP | Alternative | Boiler (gas) | Chiller system | MZ-VAV | 0.8 | 2.87
New Construction | cDXHP | Customized | - | - | - | - | -
Existing | cAVVG | Main | Boiler (gas) | Chiller system | MZ-VAV | 0.805 | 3.05
Existing | cAVVG | Alternative | Boiler (gas) | Chiller system | MZ-VAV | 0.805 | 3.05
Existing | cAVVG | Customized | - | - | - | - | -
New Construction | cAVVG | Main | Boiler (gas) | Chiller system | MZ-VAV | 0.805 | 3.05
New Construction | cAVVG | Alternative | Boiler (gas) | Chiller system | MZ-VAV | 0.805 | 3.05
New Construction | cAVVG | Customized | - | - | - | - | -
Existing | cDXOH | Main | None | DX-AIR | SZ-CAV | - | 3.65
Existing | cDXOH | Alternative | Boiler (gas) | Chiller system | MZ-VAV | 0.8 | 2.87
Existing | cDXOH | Customized | - | - | - | - | -
New Construction | cDXOH | Main | None | DX-AIR | SZ-CAV | - | 3.65
New Construction | cDXOH | Alternative | Boiler (gas) | Chiller system | MZ-VAV | 0.8 | 2.87
New Construction | cDXOH | Customized | - | - | - | - | -
Existing | cPVVG | Main | Furnace (gas) | DX-AIR | SZ-VAV | 0.8 | 3.65
Existing | cPVVG | Alternative | Boiler (gas) | Chiller system | MZ-VAV | 0.8 | 2.87
Existing | cPVVG | Customized | - | - | - | - | -
New Construction | cPVVG | Main | Furnace (gas) | DX-AIR | SZ-VAV | 0.8 | 3.65
New Construction | cPVVG | Alternative | Boiler (gas) | Chiller system | MZ-VAV | 0.8 | 2.87
New Construction | cPVVG | Customized | - | - | - | - | -
*DX Heating and cooling COPs are calculated based on coil-only input power and exclude fan power
Fan Power - Office - Large
Vintage | System Name | HVAC System Identifier | Fan System | Total Static Pressure (TSP) (in w.c.) | Fan Efficiency | Fan Motor and Drive Efficiency | W/cfm | Note
Existing | cAVVG | Main | MZ-VAV | 5.362 | 0.55 | 0.9 | 1.15
New Construction | cAVVG | Main | MZ-VAV | 5.362 | 0.55 | 0.9 | 1.15
Existing | cDXGF | Main | SZ-CAV | 3.877 | 0.55 | 0.87 | 0.83
Existing | cDXGF | Main | SZ-CAV | 5.362 | 0.55 | 0.9 | 1.15
New Construction | cDXGF | Main | SZ-CAV | 3.877 | 0.55 | 0.87 | 0.83
New Construction | cDXGF | Main | SZ-CAV | 5.362 | 0.55 | 0.9 | 1.15
Existing | cDXHP | Main | SZ-CAV | 3.877 | 0.55 | 0.87 | 0.83
Existing | cDXHP | Main | SZ-CAV | 5.362 | 0.55 | 0.9 | 1.15
New Construction | cDXHP | Main | SZ-CAV | 3.877 | 0.55 | 0.87 | 0.83
New Construction | cDXHP | Main | SZ-CAV | 5.362 | 0.55 | 0.9 | 1.15
Existing | cDXOH | Main | SZ-CAV | 3.877 | 0.55 | 0.87 | 0.83
Existing | cDXOH | Main | SZ-CAV | 5.362 | 0.55 | 0.9 | 1.15
New Construction | cDXOH | Main | SZ-CAV | 3.877 | 0.55 | 0.87 | 0.83
New Construction | cDXOH | Main | SZ-CAV | 5.362 | 0.55 | 0.9 | 1.15
Existing | cPVVG | Main | SZ-VAV | 3.877 | 0.55 | 0.87 | 0.83
Existing | cPVVG | Main | SZ-VAV | 5.362 | 0.55 | 0.9 | 1.15
New Construction | cPVVG | Main | SZ-VAV | 3.877 | 0.55 | 0.87 | 0.83
New Construction | cPVVG | Main | SZ-VAV | 5.362 | 0.55 | 0.9 | 1.15

## Raw_fanoverview (hidden)
Vintage | HVAC name | System type | HVAC System Identifier | Total Static Pressure (TSP) (in w.c.) | Fan Efficiency | Fan Motor and Drive Efficiency | W/cfm
Existing | cAVVG | MZ-VAV Fans | Main | 5.362 | 0.55 | 0.9 | 1.15
New Construction | cAVVG | MZ-VAV Fans | Main | 5.362 | 0.55 | 0.9 | 1.15
Existing | cDXGF | SZ-CAV Fans | Main | 3.877 | 0.55 | 0.87 | 0.83
Existing | cDXGF | SZ-CAV Fans | Main | 5.362 | 0.55 | 0.9 | 1.15
New Construction | cDXGF | SZ-CAV Fans | Main | 3.877 | 0.55 | 0.87 | 0.83
New Construction | cDXGF | SZ-CAV Fans | Main | 5.362 | 0.55 | 0.9 | 1.15
Existing | cDXHP | SZ-CAV Fans | Main | 3.877 | 0.55 | 0.87 | 0.83
Existing | cDXHP | SZ-CAV Fans | Main | 5.362 | 0.55 | 0.9 | 1.15
New Construction | cDXHP | SZ-CAV Fans | Main | 3.877 | 0.55 | 0.87 | 0.83
New Construction | cDXHP | SZ-CAV Fans | Main | 5.362 | 0.55 | 0.9 | 1.15
Existing | cDXOH | SZ-CAV Fans | Main | 3.877 | 0.55 | 0.87 | 0.83
Existing | cDXOH | SZ-CAV Fans | Main | 5.362 | 0.55 | 0.9 | 1.15
New Construction | cDXOH | SZ-CAV Fans | Main | 3.877 | 0.55 | 0.87 | 0.83
New Construction | cDXOH | SZ-CAV Fans | Main | 5.362 | 0.55 | 0.9 | 1.15
Existing | cPVVG | SZ-VAV Fans | Main | 3.877 | 0.55 | 0.87 | 0.83
Existing | cPVVG | SZ-VAV Fans | Main | 5.362 | 0.55 | 0.9 | 1.15
New Construction | cPVVG | SZ-VAV Fans | Main | 3.877 | 0.55 | 0.87 | 0.83
New Construction | cPVVG | SZ-VAV Fans | Main | 5.362 | 0.55 | 0.9 | 1.15

## Raw_hvac (hidden)
Vintage | System Name | HVAC System Identifier | Air Distribution | Heating Efficiency | Cooling Efficiency | Cooling Coil Type | Heating Coil Type
Existing | cAVVG | Main | MZ-VAV | 0.805 | 3.05
Existing | cAVVG | Alternative | MZ-VAV | 0.805 | 3.05 | WATER | WATER
New Construction | cAVVG | Main | MZ-VAV | 0.805 | 3.05
New Construction | cAVVG | Alternative | MZ-VAV | 0.805 | 3.05 | WATER | WATER
Existing | cDXGF | Main | SZ-CAV | 0.8 | 3.65
Existing | cDXGF | Alternative | MZ-VAV | 0.8 | 2.87 | WATER | WATER
New Construction | cDXGF | Main | SZ-CAV | 0.8 | 3.65
New Construction | cDXGF | Alternative | MZ-VAV | 0.8 | 2.87 | WATER | WATER
Existing | cDXHP | Main | SZ-CAV | 3.738 | 3.65
Existing | cDXHP | Alternative | MZ-VAV | 0.8 | 2.87 | WATER | WATER
New Construction | cDXHP | Main | SZ-CAV | 3.738 | 3.65
New Construction | cDXHP | Alternative | MZ-VAV | 0.8 | 2.87 | WATER | WATER
Existing | cDXOH | Main | SZ-CAV | - | 3.65
Existing | cDXOH | Alternative | MZ-VAV | 0.8 | 2.87 | WATER | WATER
New Construction | cDXOH | Main | SZ-CAV | - | 3.65
New Construction | cDXOH | Alternative | MZ-VAV | 0.8 | 2.87 | WATER | WATER
Existing | cPVVG | Main | SZ-VAV | 0.8 | 3.65
Existing | cPVVG | Alternative | MZ-VAV | 0.8 | 2.87 | WATER | WATER
New Construction | cPVVG | Main | SZ-VAV | 0.8 | 3.65
New Construction | cPVVG | Alternative | MZ-VAV | 0.8 | 2.87 | WATER | WATER

## Ventilation
Outdoor Airflow Rate - Office - Large | [19 empty] | Zone Type
Zone Type | Floor area (ft²) | cfm/person | cfm/ft² | cfm | Notes | [14 empty] | Lobby
Lobby | 7200.72 | 0 | 0.5 | 3600.36 | [15 empty] | Mechanical room
Mechanical room | 10297 | 0 | 0.15 | 1544.55 | [15 empty] | Office
Office | 64806.48 | 0 | 0.15 | 9720.972 | [15 empty] | Office_open
Office_open | 92673 | 0 | 0.15 | 13900.95
OA Controller - Office - Large
Element | Vintage | Unit | CZ01 | CZ02 | CZ03 | CZ04 | CZ05 | CZ06 | CZ07 | CZ08 | CZ09 | CZ10 | CZ11 | CZ12 | CZ13 | CZ14 | CZ15 | CZ16 | Notes
Economizer Maximum Limit Dry-Bulb Temperature | Existing | °F | 75 | 73 | 75 | 73 | 75 | 71 | 69 | 71 | 71 | 73 | 75 | 75 | 75 | 75 | 75 | 75
| New Construction | °F | 75 | 73 | 75 | 73 | 75 | 71 | 69 | 71 | 71 | 73 | 75 | 75 | 75 | 75 | 75 | 75
Exhaust hood - Office - Large
Type of Hood | Max Exhaust Flow Rate (cfm/ft) | Hood Length (ft) | Hood Exhaust Rate (cfm) | Note
- | - | - | -

## Raw_outdoorairflowrate (hidden)
Zone Type | Floor Area (ft2) | cfm/person | cfm/ft2
Lobby | 7200.72 | 0 | 0.5
Mechanical room | 10297 | 0 | 0.15
Office | 64806.48 | 0 | 0.15
Office_open | 92673 | 0 | 0.15

## Raw_oacontroller (hidden)
Climate Zone | Vintage | Economizer Maximum Limit Dry-Bulb Temperature (F)
CZ01 | Existing | 75
CZ02 | Existing | 73
CZ03 | Existing | 75
CZ04 | Existing | 73
CZ05 | Existing | 75
CZ06 | Existing | 71
CZ07 | Existing | 69
CZ08 | Existing | 71
CZ09 | Existing | 71
CZ10 | Existing | 73
CZ11 | Existing | 75
CZ12 | Existing | 75
CZ13 | Existing | 75
CZ14 | Existing | 75
CZ15 | Existing | 75
CZ16 | Existing | 75
CZ01 | New Construction | 75
CZ02 | New Construction | 73
CZ03 | New Construction | 75
CZ04 | New Construction | 73
CZ05 | New Construction | 75
CZ06 | New Construction | 71
CZ07 | New Construction | 69
CZ08 | New Construction | 71
CZ09 | New Construction | 71
CZ10 | New Construction | 73
CZ11 | New Construction | 75
CZ12 | New Construction | 75
CZ13 | New Construction | 75
CZ14 | New Construction | 75
CZ15 | New Construction | 75
CZ16 | New Construction | 75

## Water Heater
Water Heater - Office - Large
Vintage | Fuel type | Burner Efficiency | Maximum Heater Capacity (Btu/hr) | Tank Volume (gallon) | Tank Loss |  | Notes
[5 empty] | Off Cycle (W/K) | On Cycle (W/K)
Existing | Gas | 0.8 | 423602.52 | 88.84 | 1.6282 | 1.6282
New Construction | Gas | 0.8 | 423602.52 | 88.84 | 1.6282 | 1.6282
Peak Hot Water Consumption - Office - Large
Space | Floor Area (ft²) | Number of People | Hot Water Usage Specification (gal/hr per person) | Peak Hot Water Usage (gal/hr) | Peak Hot Water Usage (gal/min) | Notes
EL1 CORE PLNM (G.C10) | 0 | 0 | 0 | 0 | 0
EL1 CORE PLNM (M.C20) | 0 | 0 | 0 | 0 | 0
EL1 CORE PLNM (T.C30) | 0 | 0 | 0 | 0 | 0
EL1 EAST PERIM PLNM (G.E7) | 0 | 0 | 0 | 0 | 0
EL1 EAST PERIM PLNM (M.E17) | 0 | 0 | 0 | 0 | 0
EL1 EAST PERIM PLNM (T.E27) | 0 | 0 | 0 | 0 | 0
EL1 NORTH PERIM PLNM (G.N8) | 0 | 0 | 0 | 0 | 0
EL1 NORTH PERIM PLNM (M.N18) | 0 | 0 | 0 | 0 | 0
EL1 NORTH PERIM PLNM (T.N28) | 0 | 0 | 0 | 0 | 0
EL1 SOUTH PERIM PLNM (G.S6) | 0 | 0 | 0 | 0 | 0
EL1 SOUTH PERIM PLNM (M.S16) | 0 | 0 | 0 | 0 | 0
EL1 SOUTH PERIM PLNM (T.S26) | 0 | 0 | 0 | 0 | 0
EL1 WEST PERIM PLNM (G.W9) | 0 | 0 | 0 | 0 | 0
EL1 WEST PERIM PLNM (M.W19) | 0 | 0 | 0 | 0 | 0
EL1 WEST PERIM PLNM (T.W29) | 0 | 0 | 0 | 0 | 0
LOBBYWAITING EL1 EAST PERIM SPC (G.E2) | 1395.14 | 33.33 | 0.25115 | 8.3708 | 0.13951
LOBBYWAITING EL1 NORTH PERIM SPC (G.N3) | 2205.22 | 33.33 | 0.39698 | 13.2313 | 0.22052
LOBBYWAITING EL1 SOUTH PERIM SPC (G.S1) | 2205.22 | 33.33 | 0.39698 | 13.2313 | 0.22052
LOBBYWAITING EL1 WEST PERIM SPC (G.W4) | 1395.14 | 33.33 | 0.25115 | 8.3708 | 0.13951
MECHELECROOM EL1 CORE SPC (G.C5) | 10297 | 1.5 | 3.7069 | 5.5604 | 0.092673
OFFICEOPEN EL1 CORE SPC (M.C15) | 10297 | 5 | 3.7069 | 18.5346 | 0.30891
OFFICEOPEN EL1 CORE SPC (T.C25) | 10297 | 5 | 3.7069 | 18.5346 | 0.30891
OFFICESMALL EL1 EAST PERIM SPC (M.E12) | 1395.14 | 5 | 0.50225 | 2.5113 | 0.041854
OFFICESMALL EL1 EAST PERIM SPC (T.E22) | 1395.14 | 5 | 0.50225 | 2.5113 | 0.041854
OFFICESMALL EL1 NORTH PERIM SPC (M.N13) | 2205.22 | 5 | 0.79388 | 3.9694 | 0.066157
OFFICESMALL EL1 NORTH PERIM SPC (T.N23) | 2205.22 | 5 | 0.79388 | 3.9694 | 0.066157
OFFICESMALL EL1 SOUTH PERIM SPC (M.S11) | 2205.22 | 5 | 0.79388 | 3.9694 | 0.066157
OFFICESMALL EL1 SOUTH PERIM SPC (T.S21) | 2205.22 | 5 | 0.79388 | 3.9694 | 0.066157
OFFICESMALL EL1 WEST PERIM SPC (M.W14) | 1395.14 | 5 | 0.50225 | 2.5113 | 0.041854
OFFICESMALL EL1 WEST PERIM SPC (T.W24) | 1395.14 | 5 | 0.50225 | 2.5113 | 0.041854
Total (30 Space)

## Raw_waterheater (hidden)
Vintage | Burner Efficiency | Maximum Heater Capacity (Btu/h) | Tank Volume (ft3) | Tank Loss_Off Cycle (W/K) | Tank Loss_On Cycle (W/K)
Existing | 0.8 | 423602.52 | 88.84 | 1.6282 | 1.6282
New Construction | 0.8 | 423602.52 | 88.84 | 1.6282 | 1.6282

## Raw_dhwpeakflowbyzone (hidden)
Space | Peak hot water usage (gal/hr) | Zone Name
LobbyWaiting EL1 East Perim Spc (G.E2) | 8.3708 | LOBBYWAITING EL1 EAST PERIM SPC (G.E2)
LobbyWaiting EL1 North Perim Spc (G.N3) | 13.2313 | LOBBYWAITING EL1 NORTH PERIM SPC (G.N3)
LobbyWaiting EL1 South Perim Spc (G.S1) | 13.2313 | LOBBYWAITING EL1 SOUTH PERIM SPC (G.S1)
LobbyWaiting EL1 West Perim Spc (G.W4) | 8.3708 | LOBBYWAITING EL1 WEST PERIM SPC (G.W4)
MechElecRoom EL1 Core Spc (G.C5) | 5.5604 | MECHELECROOM EL1 CORE SPC (G.C5)
OfficeOpen EL1 Core Spc (M.C15) | 18.5346 | OFFICEOPEN EL1 CORE SPC (M.C15)
OfficeOpen EL1 Core Spc (T.C25) | 18.5346 | OFFICEOPEN EL1 CORE SPC (T.C25)
OfficeSmall EL1 East Perim Spc (M.E12) | 2.5113 | OFFICESMALL EL1 EAST PERIM SPC (M.E12)
OfficeSmall EL1 East Perim Spc (T.E22) | 2.5113 | OFFICESMALL EL1 EAST PERIM SPC (T.E22)
OfficeSmall EL1 North Perim Spc (M.N13) | 3.9694 | OFFICESMALL EL1 NORTH PERIM SPC (M.N13)
OfficeSmall EL1 North Perim Spc (T.N23) | 3.9694 | OFFICESMALL EL1 NORTH PERIM SPC (T.N23)
OfficeSmall EL1 South Perim Spc (M.S11) | 3.9694 | OFFICESMALL EL1 SOUTH PERIM SPC (M.S11)
OfficeSmall EL1 South Perim Spc (T.S21) | 3.9694 | OFFICESMALL EL1 SOUTH PERIM SPC (T.S21)
OfficeSmall EL1 West Perim Spc (M.W14) | 2.5113 | OFFICESMALL EL1 WEST PERIM SPC (M.W14)
OfficeSmall EL1 West Perim Spc (T.W24) | 2.5113 | OFFICESMALL EL1 WEST PERIM SPC (T.W24)

## Interior Lights
Interior Lighting - Office - Large
Vintage | Method | Zone type | Floor area (ft²) | Lighting Power Density (Watts/ft²) | Additional Lighting Power for Portable Lighting (Watts/ft²) | Technology | Notes
Existing | Space by space | Lobby | 7200.72 | 1.4617 | NA | NA
Existing | Space by space | Mechanical room | 10297 | 0.6862 | NA | NA
Existing | Space by space | Office | 64806.48 | 1.2504 | NA | NA
Existing | Space by space | Office_open | 92673 | 1.1008 | NA | NA
New Construction | Space by space | Lobby | 7200.72 | 0.69991 | NA | NA
New Construction | Space by space | Mechanical room | 10297 | 0.39995 | NA | NA
New Construction | Space by space | Office | 64806.48 | 0.59992 | NA | NA
New Construction | Space by space | Office_open | 92673 | 0.59992 | NA | NA

## Ext Lighting
Exterior Lighting - Office - Large
Vintage | Non-Motion Controlled Luminaires (W) | Motion-Controlled Luminaires (W) | Total (W) | Notes
Existing | NA | NA | NA
New Consturction | NA | NA | NA

## Raw_interiorlights (hidden)
Vintage | Zone Type | Floor Area (ft2) | Lighting Power Density(W/ft2)
Existing | Lobby | 7200.72 | 1.4617
Existing | Mechanical room | 10297 | 0.6862
Existing | Office | 64806.48 | 1.2504
Existing | Office_open | 92673 | 1.1008
New Construction | Lobby | 7200.72 | 0.69991
New Construction | Mechanical room | 10297 | 0.39995
New Construction | Office | 64806.48 | 0.59992
New Construction | Office_open | 92673 | 0.59992

## Equipment
Equipment - Office - Large
Zone Type | Floor Area (ft²) | Plug Load Intensity (W/ft²) | Gas Power Density (Btu/hr-ft²)
Lobby | 7200.72 | 0.49992 | 0
Mechanical room | 10297 | 2.9996 | 0
Office | 64806.48 | 1.4998 | 0
Office_open | 92673 | 1.4998 | 0
Refrigeration - Office - Large
Refrigeration System Name | Condenser Fan Power | Refrigeration System Working Fluid | Condenser Type
Elevator - Office - Large
Vintage | No. of Elevators | Cab Lighting Power Limit | Lighting Shutoff | Cab Fan Control | Fan Power Limit | Regenerative Drive Threshold | Design load (W) | Note
Existing | - | - | - | - | - | - | -
New Construction | - | - | - | - | - | - | -

## Raw_equipment (hidden)
Vintage | Zone Type | Floor Area (ft2) | Plug Load Intensity (W/ft2)
Existing | Lobby | 7200.72 | 0.49992
Existing | Mechanical room | 10297 | 2.9996
Existing | Office | 64806.48 | 1.4998
Existing | Office_open | 92673 | 1.4998
New Construction | Lobby | 7200.72 | 0.49992
New Construction | Mechanical room | 10297 | 2.9996
New Construction | Office | 64806.48 | 1.4998
New Construction | Office_open | 92673 | 1.4998

## Raw_gasequipment (hidden)
Vintage | Zone Name | Gas Loads (Btu/h-ft2) | Zone Type
Existing | No GasEquipment found. |  | Unknown
New Construction | No GasEquipment found. |  | Unknown

## Raw_refrigerationsystem (hidden)
Vintage | Refrigeration System Name | Condenser Fan Power | Working fluid | Condenser Type
No refrigeration system was found

## Schedules
Schedule by Hour - Office - Large
Schedule Identifier | Space type | Type | Notes | Hour
|  |  |  | 1 | 2 | 3 | 4 | 5 | 6 | 7 | 8 | 9 | 10 | 11 | 12 | 13 | 14 | 15 | 16 | 17 | 18 | 19 | 20 | 21 | 22 | 23 | 24
Cooling Setpoint Schedule | Office | AllOtherDays | Cooling/Heating setpoints are in °F; others are intensity (0–100%) | 84.92 | 84.92 | 84.92 | 84.92 | 84.92 | 84.92 | 84.92 | 84.92 | 84.92 | 84.92 | 84.92 | 84.92 | 84.92 | 84.92 | 84.92 | 84.92 | 84.92 | 84.92 | 84.92 | 84.92 | 84.92 | 84.92 | 84.92 | 84.92
Cooling Setpoint Schedule | Office | Saturday |  | 84.92 | 84.92 | 84.92 | 84.92 | 84.92 | 75.02 | 75.02 | 75.02 | 75.02 | 75.02 | 75.02 | 75.02 | 75.02 | 75.02 | 75.02 | 75.02 | 75.02 | 75.02 | 75.02 | 84.92 | 84.92 | 84.92 | 84.92 | 84.92
Cooling Setpoint Schedule | Office | Weekdays |  | 84.92 | 84.92 | 84.92 | 84.92 | 84.92 | 75.02 | 75.02 | 75.02 | 75.02 | 75.02 | 75.02 | 75.02 | 75.02 | 75.02 | 75.02 | 75.02 | 75.02 | 75.02 | 75.02 | 75.02 | 75.02 | 75.02 | 75.02 | 75.02
DHW Sch | Office | AllOtherDays |  | 0.04 | 0.04 | 0.04 | 0.04 | 0.04 | 0.07 | 0.04 | 0.04 | 0.04 | 0.04 | 0.04 | 0.06 | 0.06 | 0.09 | 0.06 | 0.04 | 0.04 | 0.04 | 0.04 | 0.04 | 0.04 | 0.07 | 0.04 | 0.04
DHW Sch | Office | Saturday |  | 0.05 | 0.05 | 0.05 | 0.05 | 0.05 | 0.08 | 0.07 | 0.11 | 0.15 | 0.21 | 0.19 | 0.23 | 0.2 | 0.19 | 0.15 | 0.12 | 0.14 | 0.07 | 0.07 | 0.07 | 0.07 | 0.09 | 0.05 | 0.05
DHW Sch | Office | Weekdays |  | 0.05 | 0.05 | 0.05 | 0.05 | 0.05 | 0.08 | 0.07 | 0.19 | 0.35 | 0.38 | 0.39 | 0.47 | 0.57 | 0.54 | 0.34 | 0.33 | 0.44 | 0.26 | 0.21 | 0.15 | 0.17 | 0.08 | 0.05 | 0.05
Elec Equip Sch | Office | AllOtherDays |  | 0.05 | 0.05 | 0.05 | 0.05 | 0.05 | 0.05 | 0.05 | 0.05 | 0.05 | 0.05 | 0.05 | 0.05 | 0.05 | 0.05 | 0.05 | 0.05 | 0.05 | 0.05 | 0.05 | 0.05 | 0.05 | 0.05 | 0.05 | 0.05
Elec Equip Sch | Office | Saturday |  | 0.05 | 0.05 | 0.05 | 0.05 | 0.05 | 0.05 | 0.1 | 0.1 | 0.3 | 0.3 | 0.3 | 0.3 | 0.15 | 0.15 | 0.15 | 0.15 | 0.15 | 0.05 | 0.05 | 0.05 | 0.05 | 0.05 | 0.05 | 0.05
Elec Equip Sch | Office | Weekdays |  | 0.05 | 0.05 | 0.05 | 0.05 | 0.05 | 0.1 | 0.1 | 0.3 | 0.9 | 0.9 | 0.9 | 0.9 | 0.9 | 0.9 | 0.9 | 0.9 | 0.9 | 0.5 | 0.3 | 0.3 | 0.2 | 0.2 | 0.1 | 0.05
Heating Setpoint Schedule | Office | AllOtherDays |  | 60.08 | 60.08 | 60.08 | 60.08 | 60.08 | 60.08 | 60.08 | 60.08 | 60.08 | 60.08 | 60.08 | 60.08 | 60.08 | 60.08 | 60.08 | 60.08 | 60.08 | 60.08 | 60.08 | 60.08 | 60.08 | 60.08 | 60.08 | 60.08
Heating Setpoint Schedule | Office | Saturday |  | 60.08 | 60.08 | 60.08 | 60.08 | 60.08 | 69.98 | 69.98 | 69.98 | 69.98 | 69.98 | 69.98 | 69.98 | 69.98 | 69.98 | 69.98 | 69.98 | 69.98 | 69.98 | 69.98 | 60.08 | 60.08 | 60.08 | 60.08 | 60.08
Heating Setpoint Schedule | Office | Weekdays |  | 60.08 | 60.08 | 60.08 | 60.08 | 60.08 | 69.98 | 69.98 | 69.98 | 69.98 | 69.98 | 69.98 | 69.98 | 69.98 | 69.98 | 69.98 | 69.98 | 69.98 | 69.98 | 69.98 | 69.98 | 69.98 | 69.98 | 69.98 | 69.98
Infiltration Schedule | Office | AllDays | bar: Hour 1 to Hour 24
Lighting Schedule | Office | AllOtherDays |  | 0.05 | 0.05 | 0.05 | 0.05 | 0.05 | 0.05 | 0.05 | 0.05 | 0.05 | 0.05 | 0.05 | 0.05 | 0.05 | 0.05 | 0.05 | 0.05 | 0.05 | 0.05 | 0.05 | 0.05 | 0.05 | 0.05 | 0.05 | 0.05
Lighting Schedule | Office | Saturday |  | 0.05 | 0.05 | 0.05 | 0.05 | 0.05 | 0.05 | 0.1 | 0.1 | 0.3 | 0.3 | 0.3 | 0.3 | 0.15 | 0.15 | 0.15 | 0.15 | 0.15 | 0.05 | 0.05 | 0.05 | 0.05 | 0.05 | 0.05 | 0.05
Lighting Schedule | Office | Weekdays |  | 0.05 | 0.05 | 0.05 | 0.05 | 0.05 | 0.1 | 0.1 | 0.3 | 0.65 | 0.65 | 0.65 | 0.65 | 0.65 | 0.65 | 0.65 | 0.65 | 0.65 | 0.35 | 0.3 | 0.3 | 0.2 | 0.2 | 0.1 | 0.05
OA Schedule | Office | AllOtherDays |  | 0 | 0 | 0 | 0 | 0 | 0 | 0 | 0 | 0 | 0 | 0 | 0 | 0 | 0 | 0 | 0 | 0 | 0 | 0 | 0 | 0 | 0 | 0 | 0
OA Schedule | Office | Saturday |  | 0 | 0 | 0 | 0 | 0 | 1 | 1 | 1 | 1 | 1 | 1 | 1 | 1 | 1 | 1 | 1 | 1 | 1 | 1 | 0 | 0 | 0 | 0 | 0
OA Schedule | Office | Weekdays |  | 0 | 0 | 0 | 0 | 0 | 1 | 1 | 1 | 1 | 1 | 1 | 1 | 1 | 1 | 1 | 1 | 1 | 1 | 1 | 1 | 1 | 1 | 1 | 1
Occupant Sch | Office | AllOtherDays |  | 0 | 0 | 0 | 0 | 0 | 0 | 0.05 | 0.05 | 0.05 | 0.05 | 0.05 | 0.05 | 0.05 | 0.05 | 0.05 | 0.05 | 0.05 | 0.05 | 0 | 0 | 0 | 0 | 0 | 0
Occupant Sch | Office | Saturday |  | 0 | 0 | 0 | 0 | 0 | 0 | 0.1 | 0.1 | 0.3 | 0.3 | 0.3 | 0.3 | 0.1 | 0.1 | 0.1 | 0.1 | 0.1 | 0.05 | 0.05 | 0 | 0 | 0 | 0 | 0
Occupant Sch | Office | Weekdays |  | 0 | 0 | 0 | 0 | 0 | 0 | 0.1 | 0.2 | 0.95 | 0.95 | 0.95 | 0.95 | 0.5 | 0.95 | 0.95 | 0.95 | 0.95 | 0.3 | 0.1 | 0.1 | 0.1 | 0.1 | 0.05 | 0.05
Infiltration Schedule | Plenum | AllDays | bar: Hour 1 to Hour 24
Cooling Setpoint Schedule | Warehouse | AllOtherDays |  | 84.92 | 84.92 | 84.92 | 84.92 | 84.92 | 84.92 | 84.92 | 84.92 | 84.92 | 84.92 | 84.92 | 84.92 | 84.92 | 84.92 | 84.92 | 84.92 | 84.92 | 84.92 | 84.92 | 84.92 | 84.92 | 84.92 | 84.92 | 84.92
Cooling Setpoint Schedule | Warehouse | Weekdays Weekends |  | 84.92 | 84.92 | 84.92 | 84.92 | 84.92 | 84.92 | 75.02 | 75.02 | 75.02 | 75.02 | 75.02 | 75.02 | 75.02 | 75.02 | 75.02 | 75.02 | 75.02 | 75.02 | 75.02 | 75.02 | 75.02 | 75.02 | 84.92 | 84.92
DHW Sch | Warehouse | AllOtherDays |  | 0 | 0 | 0 | 0 | 0 | 0 | 0 | 0 | 0 | 0 | 0 | 0 | 0 | 0 | 0 | 0 | 0 | 0 | 0 | 0 | 0 | 0 | 0 | 0
DHW Sch | Warehouse | Weekdays Weekends |  | 0.02 | 0.02 | 0.02 | 0.02 | 0.05 | 0.07 | 0.07 | 0.1 | 0.3 | 0.36 | 0.36 | 0.46 | 0.57 | 0.43 | 0.57 | 0.43 | 0.38 | 0.4 | 0.3 | 0.4 | 0.3 | 0.18 | 0.03 | 0.03
Elec Equip Sch | Warehouse | AllOtherDays |  | 0 | 0 | 0 | 0 | 0 | 0 | 0 | 0 | 0 | 0 | 0 | 0 | 0 | 0 | 0 | 0 | 0 | 0 | 0 | 0 | 0 | 0 | 0 | 0
Elec Equip Sch | Warehouse | Weekdays Weekends |  | 0.05 | 0.05 | 0.05 | 0.05 | 0.05 | 0.05 | 0.05 | 0.4 | 0.7 | 0.9 | 0.9 | 0.9 | 0.9 | 0.9 | 0.9 | 0.9 | 0.9 | 0.9 | 0.9 | 0.9 | 0.9 | 0.3 | 0.05 | 0.05
Heating Setpoint Schedule | Warehouse | AllOtherDays |  | 60.08 | 60.08 | 60.08 | 60.08 | 60.08 | 60.08 | 60.08 | 60.08 | 60.08 | 60.08 | 60.08 | 60.08 | 60.08 | 60.08 | 60.08 | 60.08 | 60.08 | 60.08 | 60.08 | 60.08 | 60.08 | 60.08 | 60.08 | 60.08
Heating Setpoint Schedule | Warehouse | Weekdays Weekends |  | 60.08 | 60.08 | 60.08 | 60.08 | 60.08 | 60.08 | 69.98 | 69.98 | 69.98 | 69.98 | 69.98 | 69.98 | 69.98 | 69.98 | 69.98 | 69.98 | 69.98 | 69.98 | 69.98 | 69.98 | 69.98 | 69.98 | 60.08 | 60.08
Infiltration Schedule | Warehouse | AllDays | bar: Hour 1 to Hour 24
Lighting Schedule | Warehouse | AllOtherDays |  | 0 | 0 | 0 | 0 | 0 | 0 | 0 | 0 | 0 | 0 | 0 | 0 | 0 | 0 | 0 | 0 | 0 | 0 | 0 | 0 | 0 | 0 | 0 | 0
Lighting Schedule | Warehouse | Weekdays Weekends |  | 0.05 | 0.05 | 0.05 | 0.05 | 0.05 | 0.05 | 0.05 | 0.25 | 0.45 | 0.55 | 0.55 | 0.55 | 0.55 | 0.55 | 0.55 | 0.55 | 0.55 | 0.55 | 0.55 | 0.55 | 0.55 | 0.3 | 0.05 | 0.05
OA Schedule | Warehouse | AllOtherDays |  | 0 | 0 | 0 | 0 | 0 | 0 | 0 | 0 | 0 | 0 | 0 | 0 | 0 | 0 | 0 | 0 | 0 | 0 | 0 | 0 | 0 | 0 | 0 | 0
OA Schedule | Warehouse | Weekdays Weekends |  | 0 | 0 | 0 | 0 | 0 | 0 | 1 | 1 | 1 | 1 | 1 | 1 | 1 | 1 | 1 | 1 | 1 | 1 | 1 | 1 | 1 | 1 | 0 | 0
Occupant Sch | Warehouse | AllOtherDays |  | 0 | 0 | 0 | 0 | 0 | 0 | 0 | 0 | 0 | 0 | 0 | 0 | 0 | 0 | 0 | 0 | 0 | 0 | 0 | 0 | 0 | 0 | 0 | 0
Occupant Sch | Warehouse | Weekdays Weekends |  | 0 | 0 | 0 | 0 | 0 | 0 | 0 | 0.15 | 0.7 | 0.9 | 0.9 | 0.9 | 0.5 | 0.85 | 0.85 | 0.85 | 0.85 | 0.85 | 0.85 | 0.85 | 0.85 | 0.2 | 0 | 0

## Schedule_Figures
Schedule Figures (linked to Schedules tab)

## Raw_schedule (hidden)
Schedule Identifier | Schedule Name | Type | 1 | 2 | 3 | 4 | 5 | 6 | 7 | 8 | 9 | 10 | 11 | 12 | 13 | 14 | 15 | 16 | 17 | 18 | 19 | 20 | 21 | 22 | 23 | 24
Office | Cooling Setpoint Schedule | AllOtherDays | 84.92 | 84.92 | 84.92 | 84.92 | 84.92 | 84.92 | 84.92 | 84.92 | 84.92 | 84.92 | 84.92 | 84.92 | 84.92 | 84.92 | 84.92 | 84.92 | 84.92 | 84.92 | 84.92 | 84.92 | 84.92 | 84.92 | 84.92 | 84.92
Office | Cooling Setpoint Schedule | Saturday | 84.92 | 84.92 | 84.92 | 84.92 | 84.92 | 75.02 | 75.02 | 75.02 | 75.02 | 75.02 | 75.02 | 75.02 | 75.02 | 75.02 | 75.02 | 75.02 | 75.02 | 75.02 | 75.02 | 84.92 | 84.92 | 84.92 | 84.92 | 84.92
Office | Cooling Setpoint Schedule | Weekdays | 84.92 | 84.92 | 84.92 | 84.92 | 84.92 | 75.02 | 75.02 | 75.02 | 75.02 | 75.02 | 75.02 | 75.02 | 75.02 | 75.02 | 75.02 | 75.02 | 75.02 | 75.02 | 75.02 | 75.02 | 75.02 | 75.02 | 75.02 | 75.02
Office | DHW Sch | AllOtherDays | 0.04 | 0.04 | 0.04 | 0.04 | 0.04 | 0.07 | 0.04 | 0.04 | 0.04 | 0.04 | 0.04 | 0.06 | 0.06 | 0.09 | 0.06 | 0.04 | 0.04 | 0.04 | 0.04 | 0.04 | 0.04 | 0.07 | 0.04 | 0.04
Office | DHW Sch | Saturday | 0.05 | 0.05 | 0.05 | 0.05 | 0.05 | 0.08 | 0.07 | 0.11 | 0.15 | 0.21 | 0.19 | 0.23 | 0.2 | 0.19 | 0.15 | 0.12 | 0.14 | 0.07 | 0.07 | 0.07 | 0.07 | 0.09 | 0.05 | 0.05
Office | DHW Sch | Weekdays | 0.05 | 0.05 | 0.05 | 0.05 | 0.05 | 0.08 | 0.07 | 0.19 | 0.35 | 0.38 | 0.39 | 0.47 | 0.57 | 0.54 | 0.34 | 0.33 | 0.44 | 0.26 | 0.21 | 0.15 | 0.17 | 0.08 | 0.05 | 0.05
Office | Elec Equip Sch | AllOtherDays | 0.05 | 0.05 | 0.05 | 0.05 | 0.05 | 0.05 | 0.05 | 0.05 | 0.05 | 0.05 | 0.05 | 0.05 | 0.05 | 0.05 | 0.05 | 0.05 | 0.05 | 0.05 | 0.05 | 0.05 | 0.05 | 0.05 | 0.05 | 0.05
Office | Elec Equip Sch | Saturday | 0.05 | 0.05 | 0.05 | 0.05 | 0.05 | 0.05 | 0.1 | 0.1 | 0.3 | 0.3 | 0.3 | 0.3 | 0.15 | 0.15 | 0.15 | 0.15 | 0.15 | 0.05 | 0.05 | 0.05 | 0.05 | 0.05 | 0.05 | 0.05
Office | Elec Equip Sch | Weekdays | 0.05 | 0.05 | 0.05 | 0.05 | 0.05 | 0.1 | 0.1 | 0.3 | 0.9 | 0.9 | 0.9 | 0.9 | 0.9 | 0.9 | 0.9 | 0.9 | 0.9 | 0.5 | 0.3 | 0.3 | 0.2 | 0.2 | 0.1 | 0.05
Office | Heating Setpoint Schedule | AllOtherDays | 60.08 | 60.08 | 60.08 | 60.08 | 60.08 | 60.08 | 60.08 | 60.08 | 60.08 | 60.08 | 60.08 | 60.08 | 60.08 | 60.08 | 60.08 | 60.08 | 60.08 | 60.08 | 60.08 | 60.08 | 60.08 | 60.08 | 60.08 | 60.08
Office | Heating Setpoint Schedule | Saturday | 60.08 | 60.08 | 60.08 | 60.08 | 60.08 | 69.98 | 69.98 | 69.98 | 69.98 | 69.98 | 69.98 | 69.98 | 69.98 | 69.98 | 69.98 | 69.98 | 69.98 | 69.98 | 69.98 | 60.08 | 60.08 | 60.08 | 60.08 | 60.08
Office | Heating Setpoint Schedule | Weekdays | 60.08 | 60.08 | 60.08 | 60.08 | 60.08 | 69.98 | 69.98 | 69.98 | 69.98 | 69.98 | 69.98 | 69.98 | 69.98 | 69.98 | 69.98 | 69.98 | 69.98 | 69.98 | 69.98 | 69.98 | 69.98 | 69.98 | 69.98 | 69.98
Office | Infiltration Schedule | AllDays | 1 | 1 | 1 | 1 | 1 | 1 | 1 | 1 | 1 | 1 | 1 | 1 | 1 | 1 | 1 | 1 | 1 | 1 | 1 | 1 | 1 | 1 | 1 | 1
Office | Lighting Schedule | AllOtherDays | 0.05 | 0.05 | 0.05 | 0.05 | 0.05 | 0.05 | 0.05 | 0.05 | 0.05 | 0.05 | 0.05 | 0.05 | 0.05 | 0.05 | 0.05 | 0.05 | 0.05 | 0.05 | 0.05 | 0.05 | 0.05 | 0.05 | 0.05 | 0.05
Office | Lighting Schedule | Saturday | 0.05 | 0.05 | 0.05 | 0.05 | 0.05 | 0.05 | 0.1 | 0.1 | 0.3 | 0.3 | 0.3 | 0.3 | 0.15 | 0.15 | 0.15 | 0.15 | 0.15 | 0.05 | 0.05 | 0.05 | 0.05 | 0.05 | 0.05 | 0.05
Office | Lighting Schedule | Weekdays | 0.05 | 0.05 | 0.05 | 0.05 | 0.05 | 0.1 | 0.1 | 0.3 | 0.65 | 0.65 | 0.65 | 0.65 | 0.65 | 0.65 | 0.65 | 0.65 | 0.65 | 0.35 | 0.3 | 0.3 | 0.2 | 0.2 | 0.1 | 0.05
Office | OA Schedule | AllOtherDays | 0 | 0 | 0 | 0 | 0 | 0 | 0 | 0 | 0 | 0 | 0 | 0 | 0 | 0 | 0 | 0 | 0 | 0 | 0 | 0 | 0 | 0 | 0 | 0
Office | OA Schedule | Saturday | 0 | 0 | 0 | 0 | 0 | 1 | 1 | 1 | 1 | 1 | 1 | 1 | 1 | 1 | 1 | 1 | 1 | 1 | 1 | 0 | 0 | 0 | 0 | 0
Office | OA Schedule | Weekdays | 0 | 0 | 0 | 0 | 0 | 1 | 1 | 1 | 1 | 1 | 1 | 1 | 1 | 1 | 1 | 1 | 1 | 1 | 1 | 1 | 1 | 1 | 1 | 1
Office | Occupant Sch | AllOtherDays | 0 | 0 | 0 | 0 | 0 | 0 | 0.05 | 0.05 | 0.05 | 0.05 | 0.05 | 0.05 | 0.05 | 0.05 | 0.05 | 0.05 | 0.05 | 0.05 | 0 | 0 | 0 | 0 | 0 | 0
Office | Occupant Sch | Saturday | 0 | 0 | 0 | 0 | 0 | 0 | 0.1 | 0.1 | 0.3 | 0.3 | 0.3 | 0.3 | 0.1 | 0.1 | 0.1 | 0.1 | 0.1 | 0.05 | 0.05 | 0 | 0 | 0 | 0 | 0
Office | Occupant Sch | Weekdays | 0 | 0 | 0 | 0 | 0 | 0 | 0.1 | 0.2 | 0.95 | 0.95 | 0.95 | 0.95 | 0.5 | 0.95 | 0.95 | 0.95 | 0.95 | 0.3 | 0.1 | 0.1 | 0.1 | 0.1 | 0.05 | 0.05
Plenum | Infiltration Schedule | AllDays | 1 | 1 | 1 | 1 | 1 | 1 | 1 | 1 | 1 | 1 | 1 | 1 | 1 | 1 | 1 | 1 | 1 | 1 | 1 | 1 | 1 | 1 | 1 | 1
Warehouse | Cooling Setpoint Schedule | AllOtherDays | 84.92 | 84.92 | 84.92 | 84.92 | 84.92 | 84.92 | 84.92 | 84.92 | 84.92 | 84.92 | 84.92 | 84.92 | 84.92 | 84.92 | 84.92 | 84.92 | 84.92 | 84.92 | 84.92 | 84.92 | 84.92 | 84.92 | 84.92 | 84.92
Warehouse | Cooling Setpoint Schedule | Weekdays Weekends | 84.92 | 84.92 | 84.92 | 84.92 | 84.92 | 84.92 | 75.02 | 75.02 | 75.02 | 75.02 | 75.02 | 75.02 | 75.02 | 75.02 | 75.02 | 75.02 | 75.02 | 75.02 | 75.02 | 75.02 | 75.02 | 75.02 | 84.92 | 84.92
Warehouse | DHW Sch | AllOtherDays | 0 | 0 | 0 | 0 | 0 | 0 | 0 | 0 | 0 | 0 | 0 | 0 | 0 | 0 | 0 | 0 | 0 | 0 | 0 | 0 | 0 | 0 | 0 | 0
Warehouse | DHW Sch | Weekdays Weekends | 0.02 | 0.02 | 0.02 | 0.02 | 0.05 | 0.07 | 0.07 | 0.1 | 0.3 | 0.36 | 0.36 | 0.46 | 0.57 | 0.43 | 0.57 | 0.43 | 0.38 | 0.4 | 0.3 | 0.4 | 0.3 | 0.18 | 0.03 | 0.03
Warehouse | Elec Equip Sch | AllOtherDays | 0 | 0 | 0 | 0 | 0 | 0 | 0 | 0 | 0 | 0 | 0 | 0 | 0 | 0 | 0 | 0 | 0 | 0 | 0 | 0 | 0 | 0 | 0 | 0
Warehouse | Elec Equip Sch | Weekdays Weekends | 0.05 | 0.05 | 0.05 | 0.05 | 0.05 | 0.05 | 0.05 | 0.4 | 0.7 | 0.9 | 0.9 | 0.9 | 0.9 | 0.9 | 0.9 | 0.9 | 0.9 | 0.9 | 0.9 | 0.9 | 0.9 | 0.3 | 0.05 | 0.05
Warehouse | Heating Setpoint Schedule | AllOtherDays | 60.08 | 60.08 | 60.08 | 60.08 | 60.08 | 60.08 | 60.08 | 60.08 | 60.08 | 60.08 | 60.08 | 60.08 | 60.08 | 60.08 | 60.08 | 60.08 | 60.08 | 60.08 | 60.08 | 60.08 | 60.08 | 60.08 | 60.08 | 60.08
Warehouse | Heating Setpoint Schedule | Weekdays Weekends | 60.08 | 60.08 | 60.08 | 60.08 | 60.08 | 60.08 | 69.98 | 69.98 | 69.98 | 69.98 | 69.98 | 69.98 | 69.98 | 69.98 | 69.98 | 69.98 | 69.98 | 69.98 | 69.98 | 69.98 | 69.98 | 69.98 | 60.08 | 60.08
Warehouse | Infiltration Schedule | AllDays | 1 | 1 | 1 | 1 | 1 | 1 | 1 | 1 | 1 | 1 | 1 | 1 | 1 | 1 | 1 | 1 | 1 | 1 | 1 | 1 | 1 | 1 | 1 | 1
Warehouse | Lighting Schedule | AllOtherDays | 0 | 0 | 0 | 0 | 0 | 0 | 0 | 0 | 0 | 0 | 0 | 0 | 0 | 0 | 0 | 0 | 0 | 0 | 0 | 0 | 0 | 0 | 0 | 0
Warehouse | Lighting Schedule | Weekdays Weekends | 0.05 | 0.05 | 0.05 | 0.05 | 0.05 | 0.05 | 0.05 | 0.25 | 0.45 | 0.55 | 0.55 | 0.55 | 0.55 | 0.55 | 0.55 | 0.55 | 0.55 | 0.55 | 0.55 | 0.55 | 0.55 | 0.3 | 0.05 | 0.05
Warehouse | OA Schedule | AllOtherDays | 0 | 0 | 0 | 0 | 0 | 0 | 0 | 0 | 0 | 0 | 0 | 0 | 0 | 0 | 0 | 0 | 0 | 0 | 0 | 0 | 0 | 0 | 0 | 0
Warehouse | OA Schedule | Weekdays Weekends | 0 | 0 | 0 | 0 | 0 | 0 | 1 | 1 | 1 | 1 | 1 | 1 | 1 | 1 | 1 | 1 | 1 | 1 | 1 | 1 | 1 | 1 | 0 | 0
Warehouse | Occupant Sch | AllOtherDays | 0 | 0 | 0 | 0 | 0 | 0 | 0 | 0 | 0 | 0 | 0 | 0 | 0 | 0 | 0 | 0 | 0 | 0 | 0 | 0 | 0 | 0 | 0 | 0
Warehouse | Occupant Sch | Weekdays Weekends | 0 | 0 | 0 | 0 | 0 | 0 | 0 | 0.15 | 0.7 | 0.9 | 0.9 | 0.9 | 0.5 | 0.85 | 0.85 | 0.85 | 0.85 | 0.85 | 0.85 | 0.85 | 0.85 | 0.2 | 0 | 0

## Energy Usage
Energy Consumption - Office - Large
Climate Zone | HVAC Type | Vintage | Total Floorspace (Excluding Plenums and Crawl Space) (ft²) | Annual Electricity Intensity (kBtu/ft²) | Annual Gas Intensity (kBtu/ft²) | Notes
CZ01 | cAVVG | Existing | 174977.2 | 29.265 | 10.9661
CZ01 | cAVVG | New Construction | 174977.2 | 24.2649 | 6.7018
CZ01 | cDXGF | Existing | 174977.2 | 39.6579 | 5.4313
CZ01 | cDXGF | New Construction | 174977.2 | 29.8264 | 4.6157
CZ01 | cDXHP | Existing | 174977.2 | 40.0611 | 3.7866
CZ01 | cDXHP | New Construction | 174977.2 | 30.0947 | 3.5263
CZ01 | cDXOH | Existing | 174977.2 | 39.711 | 3.7847
CZ01 | cDXOH | New Construction | 174977.2 | 29.8322 | 3.5264
CZ01 | cPVVG | Existing | 174977.2 | 31.2499 | 7.0756
CZ01 | cPVVG | New Construction | 174977.2 | 24.8446 | 5.7436
CZ02 | cAVVG | Existing | 174977.2 | 35.7609 | 9.0308
CZ02 | cAVVG | New Construction | 174977.2 | 28.4636 | 5.5034
CZ02 | cDXGF | Existing | 174977.2 | 45.9544 | 4.2689
CZ02 | cDXGF | New Construction | 174977.2 | 33.5504 | 3.7686
CZ02 | cDXHP | Existing | 174977.2 | 46.2475 | 3.231
CZ02 | cDXHP | New Construction | 174977.2 | 33.7561 | 3.0267
CZ02 | cDXOH | Existing | 174977.2 | 45.98 | 3.2284
CZ02 | cDXOH | New Construction | 174977.2 | 33.5479 | 3.0269
CZ02 | cPVVG | Existing | 174977.2 | 37.0566 | 5.5303
CZ02 | cPVVG | New Construction | 174977.2 | 28.5178 | 4.5772
CZ03 | cAVVG | Existing | 174977.2 | 33.2459 | 6.9535
CZ03 | cAVVG | New Construction | 174977.2 | 26.4918 | 4.2659
CZ03 | cDXGF | Existing | 174977.2 | 43.7449 | 3.4684
CZ03 | cDXGF | New Construction | 174977.2 | 32.1386 | 3.1321
CZ03 | cDXHP | Existing | 174977.2 | 43.8843 | 2.8451
CZ03 | cDXHP | New Construction | 174977.2 | 32.2203 | 2.717
CZ03 | cDXOH | Existing | 174977.2 | 43.7541 | 2.8443
CZ03 | cDXOH | New Construction | 174977.2 | 32.1384 | 2.7171
CZ03 | cPVVG | Existing | 174977.2 | 35.1033 | 4.2565
CZ03 | cPVVG | New Construction | 174977.2 | 27.1948 | 3.6384
CZ04 | cAVVG | Existing | 174977.2 | 37.1728 | 6.5948
CZ04 | cAVVG | New Construction | 174977.2 | 29.2835 | 4.0648
CZ04 | cDXGF | Existing | 174977.2 | 47.0513 | 3.2772
CZ04 | cDXGF | New Construction | 174977.2 | 34.1825 | 2.9718
CZ04 | cDXHP | Existing | 174977.2 | 47.1821 | 2.7705
CZ04 | cDXHP | New Construction | 174977.2 | 34.2571 | 2.6534
CZ04 | cDXOH | Existing | 174977.2 | 47.0576 | 2.7703
CZ04 | cDXOH | New Construction | 174977.2 | 34.1812 | 2.6534
CZ04 | cPVVG | Existing | 174977.2 | 38.2644 | 3.9975
CZ04 | cPVVG | New Construction | 174977.2 | 29.2618 | 3.4095
CZ05 | cAVVG | Existing | 174977.2 | 34.1096 | 6.4538
CZ05 | cAVVG | New Construction | 174977.2 | 27.0216 | 4.0529
CZ05 | cDXGF | Existing | 174977.2 | 44.4999 | 3.3716
CZ05 | cDXGF | New Construction | 174977.2 | 32.5315 | 3.0661
CZ05 | cDXHP | Existing | 174977.2 | 44.6497 | 2.7917
CZ05 | cDXHP | New Construction | 174977.2 | 32.6117 | 2.7066
CZ05 | cDXOH | Existing | 174977.2 | 44.5028 | 2.7897
CZ05 | cDXOH | New Construction | 174977.2 | 32.5267 | 2.7067
CZ05 | cPVVG | Existing | 174977.2 | 36.0439 | 4.0438
CZ05 | cPVVG | New Construction | 174977.2 | 27.7028 | 3.4979
CZ06 | cAVVG | Existing | 174977.2 | 38.6056 | 3.7746
CZ06 | cAVVG | New Construction | 174977.2 | 30.032 | 2.5834
CZ06 | cDXGF | Existing | 174977.2 | 46.9569 | 2.3621
CZ06 | cDXGF | New Construction | 174977.2 | 34.2567 | 2.2589
CZ06 | cDXHP | Existing | 174977.2 | 46.9091 | 2.2402
CZ06 | cDXHP | New Construction | 174977.2 | 34.1575 | 2.213
CZ06 | cDXOH | Existing | 174977.2 | 46.9563 | 2.2402
CZ06 | cDXOH | New Construction | 174977.2 | 34.2563 | 2.2132
CZ06 | cPVVG | Existing | 174977.2 | 38.9469 | 2.5635
CZ06 | cPVVG | New Construction | 174977.2 | 29.7596 | 2.3543
CZ07 | cAVVG | Existing | 174977.2 | 39.6332 | 4.0451
CZ07 | cAVVG | New Construction | 174977.2 | 31.3276 | 2.9224
CZ07 | cDXGF | Existing | 174977.2 | 47.3993 | 2.286
CZ07 | cDXGF | New Construction | 174977.2 | 34.794 | 2.2708
CZ07 | cDXHP | Existing | 174977.2 | 47.3844 | 2.1893
CZ07 | cDXHP | New Construction | 174977.2 | 34.732 | 2.2344
CZ07 | cDXOH | Existing | 174977.2 | 47.3986 | 2.1892
CZ07 | cDXOH | New Construction | 174977.2 | 34.7936 | 2.2343
CZ07 | cPVVG | Existing | 174977.2 | 39.4304 | 2.4447
CZ07 | cPVVG | New Construction | 174977.2 | 30.2975 | 2.3539
CZ08 | cAVVG | Existing | 174977.2 | 40.8467 | 4.388
CZ08 | cAVVG | New Construction | 174977.2 | 31.8072 | 2.9923
CZ08 | cDXGF | Existing | 174977.2 | 49.1981 | 2.4572
CZ08 | cDXGF | New Construction | 174977.2 | 35.5768 | 2.3447
CZ08 | cDXHP | Existing | 174977.2 | 49.2103 | 2.2984
CZ08 | cDXHP | New Construction | 174977.2 | 35.5513 | 2.2713
CZ08 | cDXOH | Existing | 174977.2 | 49.197 | 2.2983
CZ08 | cDXOH | New Construction | 174977.2 | 35.5757 | 2.2713
CZ08 | cPVVG | Existing | 174977.2 | 40.7975 | 2.7188
CZ08 | cPVVG | New Construction | 174977.2 | 30.8748 | 2.4833
CZ09 | cAVVG | Existing | 174977.2 | 42.4357 | 4.3816
CZ09 | cAVVG | New Construction | 174977.2 | 32.5811 | 2.9023
CZ09 | cDXGF | Existing | 174977.2 | 51.0746 | 2.3744
CZ09 | cDXGF | New Construction | 174977.2 | 36.058 | 2.2963
CZ09 | cDXHP | Existing | 174977.2 | 51.08 | 2.2498
CZ09 | cDXHP | New Construction | 174977.2 | 36.0158 | 2.2396
CZ09 | cDXOH | Existing | 174977.2 | 51.0736 | 2.2479
CZ09 | cDXOH | New Construction | 174977.2 | 36.0572 | 2.2396
CZ09 | cPVVG | Existing | 174977.2 | 42.2497 | 2.5929
CZ09 | cPVVG | New Construction | 174977.2 | 31.4834 | 2.4097
CZ10 | cAVVG | Existing | 174977.2 | 43.5395 | 5.3912
CZ10 | cAVVG | New Construction | 174977.2 | 33.9685 | 4.1688
CZ10 | cDXGF | Existing | 174977.2 | 51.0849 | 2.7114
CZ10 | cDXGF | New Construction | 174977.2 | 37.9881 | 2.5905
CZ10 | cDXHP | Existing | 174977.2 | 51.1831 | 2.3894
CZ10 | cDXHP | New Construction | 174977.2 | 38.0672 | 2.3497
CZ10 | cDXOH | Existing | 174977.2 | 51.0834 | 2.3877
CZ10 | cDXOH | New Construction | 174977.2 | 37.9817 | 2.3498
CZ10 | cPVVG | Existing | 174977.2 | 42.7919 | 3.1773
CZ10 | cPVVG | New Construction | 174977.2 | 32.979 | 2.9156
CZ11 | cAVVG | Existing | 174977.2 | 43.9635 | 9.3592
CZ11 | cAVVG | New Construction | 174977.2 | 33.6137 | 6.3054
CZ11 | cDXGF | Existing | 174977.2 | 52.6714 | 3.9687
CZ11 | cDXGF | New Construction | 174977.2 | 37.6484 | 3.5988
CZ11 | cDXHP | Existing | 174977.2 | 53.0071 | 3.0138
CZ11 | cDXHP | New Construction | 174977.2 | 37.9434 | 2.8279
CZ11 | cDXOH | Existing | 174977.2 | 52.7177 | 3.0119
CZ11 | cDXOH | New Construction | 174977.2 | 37.6499 | 2.8281
CZ11 | cPVVG | Existing | 174977.2 | 43.657 | 5.339
CZ11 | cPVVG | New Construction | 174977.2 | 32.7461 | 4.4832
CZ12 | cAVVG | Existing | 174977.2 | 41.5128 | 8.2281
CZ12 | cAVVG | New Construction | 174977.2 | 32.0347 | 5.6623
CZ12 | cDXGF | Existing | 174977.2 | 49.8752 | 3.8398
CZ12 | cDXGF | New Construction | 174977.2 | 36.1674 | 3.571
CZ12 | cDXHP | Existing | 174977.2 | 50.174 | 2.9695
CZ12 | cDXHP | New Construction | 174977.2 | 36.4352 | 2.8207
CZ12 | cDXOH | Existing | 174977.2 | 49.9058 | 2.9683
CZ12 | cDXOH | New Construction | 174977.2 | 36.1714 | 2.8209
CZ12 | cPVVG | Existing | 174977.2 | 41.4148 | 5.0104
CZ12 | cPVVG | New Construction | 174977.2 | 31.4051 | 4.3722
CZ13 | cAVVG | Existing | 174977.2 | 45.3835 | 7.3346
CZ13 | cAVVG | New Construction | 174977.2 | 34.6112 | 5.5366
CZ13 | cDXGF | Existing | 174977.2 | 53.0418 | 3.319
CZ13 | cDXGF | New Construction | 174977.2 | 38.1454 | 3.1542
CZ13 | cDXHP | Existing | 174977.2 | 53.2498 | 2.7389
CZ13 | cDXHP | New Construction | 174977.2 | 38.345 | 2.6271
CZ13 | cDXOH | Existing | 174977.2 | 53.0627 | 2.7377
CZ13 | cDXOH | New Construction | 174977.2 | 38.1483 | 2.6273
CZ13 | cPVVG | Existing | 174977.2 | 44.4664 | 4.242
CZ13 | cPVVG | New Construction | 174977.2 | 33.3974 | 3.8197
CZ14 | cAVVG | Existing | 174977.2 | 48.8027 | 6.9458
CZ14 | cAVVG | New Construction | 174977.2 | 37.6869 | 4.8314
CZ14 | cDXGF | Existing | 174977.2 | 57.0721 | 2.8311
CZ14 | cDXGF | New Construction | 174977.2 | 40.8003 | 2.7101
CZ14 | cDXHP | Existing | 174977.2 | 57.2569 | 2.3776
CZ14 | cDXHP | New Construction | 174977.2 | 40.9937 | 2.3349
CZ14 | cDXOH | Existing | 174977.2 | 57.0832 | 2.3763
CZ14 | cDXOH | New Construction | 174977.2 | 40.7973 | 2.3348
CZ14 | cPVVG | Existing | 174977.2 | 48.0288 | 3.5302
CZ14 | cPVVG | New Construction | 174977.2 | 35.8227 | 3.2023
CZ15 | cAVVG | Existing | 174977.2 | 53.9064 | 5.9812
CZ15 | cAVVG | New Construction | 174977.2 | 42.0923 | 4.5296
CZ15 | cDXGF | Existing | 174977.2 | 60.6533 | 1.9875
CZ15 | cDXGF | New Construction | 174977.2 | 43.8446 | 1.9815
CZ15 | cDXHP | Existing | 174977.2 | 60.696 | 1.8828
CZ15 | cDXHP | New Construction | 174977.2 | 43.909 | 1.8949
CZ15 | cDXOH | Existing | 174977.2 | 60.6537 | 1.8843
CZ15 | cDXOH | New Construction | 174977.2 | 43.841 | 1.8949
CZ15 | cPVVG | Existing | 174977.2 | 52.3756 | 2.2063
CZ15 | cPVVG | New Construction | 174977.2 | 39.3092 | 2.1304
CZ16 | cAVVG | Existing | 174977.2 | 43.0333 | 12.4602
CZ16 | cAVVG | New Construction | 174977.2 | 33.8116 | 8.5236
CZ16 | cDXGF | Existing | 174977.2 | 53.2817 | 5.2554
CZ16 | cDXGF | New Construction | 174977.2 | 38.2859 | 4.9022
CZ16 | cDXHP | Existing | 174977.2 | 53.9822 | 3.5018
CZ16 | cDXHP | New Construction | 174977.2 | 38.9465 | 3.3464
CZ16 | cDXOH | Existing | 174977.2 | 53.3745 | 3.4975
CZ16 | cDXOH | New Construction | 174977.2 | 38.3313 | 3.3445
CZ16 | cPVVG | Existing | 174977.2 | 43.356 | 7.1847
CZ16 | cPVVG | New Construction | 174977.2 | 32.6293 | 6.2497

## Energy Usage_Figures
Energy Figures (from 'Energy Usage' Tab)
cAVVG ¦ Annual Electricity Intensity (kBtu/ft²) |  |  | cAVVG ¦ Annual Gas Intensity (kBtu/ft²)
Climate Zone | Existing | New Construction | Climate Zone | Existing | New Construction
CZ01 | 29.265 | 24.2649 | CZ01 | 10.9661 | 6.7018
CZ02 | 35.7609 | 28.4636 | CZ02 | 9.0308 | 5.5034
CZ03 | 33.2459 | 26.4918 | CZ03 | 6.9535 | 4.2659
CZ04 | 37.1728 | 29.2835 | CZ04 | 6.5948 | 4.0648
CZ05 | 34.1096 | 27.0216 | CZ05 | 6.4538 | 4.0529
CZ06 | 38.6056 | 30.032 | CZ06 | 3.7746 | 2.5834
CZ07 | 39.6332 | 31.3276 | CZ07 | 4.0451 | 2.9224
CZ08 | 40.8467 | 31.8072 | CZ08 | 4.388 | 2.9923
CZ09 | 42.4357 | 32.5811 | CZ09 | 4.3816 | 2.9023
CZ10 | 43.5395 | 33.9685 | CZ10 | 5.3912 | 4.1688
CZ11 | 43.9635 | 33.6137 | CZ11 | 9.3592 | 6.3054
CZ12 | 41.5128 | 32.0347 | CZ12 | 8.2281 | 5.6623
CZ13 | 45.3835 | 34.6112 | CZ13 | 7.3346 | 5.5366
CZ14 | 48.8027 | 37.6869 | CZ14 | 6.9458 | 4.8314
CZ15 | 53.9064 | 42.0923 | CZ15 | 5.9812 | 4.5296
CZ16 | 43.0333 | 33.8116 | CZ16 | 12.4602 | 8.5236
cDXGF ¦ Annual Electricity Intensity (kBtu/ft²) |  |  | cDXGF ¦ Annual Gas Intensity (kBtu/ft²)
Climate Zone | Existing | New Construction | Climate Zone | Existing | New Construction
CZ01 | 39.6579 | 29.8264 | CZ01 | 5.4313 | 4.6157
CZ02 | 45.9544 | 33.5504 | CZ02 | 4.2689 | 3.7686
CZ03 | 43.7449 | 32.1386 | CZ03 | 3.4684 | 3.1321
CZ04 | 47.0513 | 34.1825 | CZ04 | 3.2772 | 2.9718
CZ05 | 44.4999 | 32.5315 | CZ05 | 3.3716 | 3.0661
CZ06 | 46.9569 | 34.2567 | CZ06 | 2.3621 | 2.2589
CZ07 | 47.3993 | 34.794 | CZ07 | 2.286 | 2.2708
CZ08 | 49.1981 | 35.5768 | CZ08 | 2.4572 | 2.3447
CZ09 | 51.0746 | 36.058 | CZ09 | 2.3744 | 2.2963
CZ10 | 51.0849 | 37.9881 | CZ10 | 2.7114 | 2.5905
CZ11 | 52.6714 | 37.6484 | CZ11 | 3.9687 | 3.5988
CZ12 | 49.8752 | 36.1674 | CZ12 | 3.8398 | 3.571
CZ13 | 53.0418 | 38.1454 | CZ13 | 3.319 | 3.1542
CZ14 | 57.0721 | 40.8003 | CZ14 | 2.8311 | 2.7101
CZ15 | 60.6533 | 43.8446 | CZ15 | 1.9875 | 1.9815
CZ16 | 53.2817 | 38.2859 | CZ16 | 5.2554 | 4.9022
cDXHP ¦ Annual Electricity Intensity (kBtu/ft²) |  |  | cDXHP ¦ Annual Gas Intensity (kBtu/ft²)
Climate Zone | Existing | New Construction | Climate Zone | Existing | New Construction
CZ01 | 40.0611 | 30.0947 | CZ01 | 3.7866 | 3.5263
CZ02 | 46.2475 | 33.7561 | CZ02 | 3.231 | 3.0267
CZ03 | 43.8843 | 32.2203 | CZ03 | 2.8451 | 2.717
CZ04 | 47.1821 | 34.2571 | CZ04 | 2.7705 | 2.6534
CZ05 | 44.6497 | 32.6117 | CZ05 | 2.7917 | 2.7066
CZ06 | 46.9091 | 34.1575 | CZ06 | 2.2402 | 2.213
CZ07 | 47.3844 | 34.732 | CZ07 | 2.1893 | 2.2344
CZ08 | 49.2103 | 35.5513 | CZ08 | 2.2984 | 2.2713
CZ09 | 51.08 | 36.0158 | CZ09 | 2.2498 | 2.2396
CZ10 | 51.1831 | 38.0672 | CZ10 | 2.3894 | 2.3497
CZ11 | 53.0071 | 37.9434 | CZ11 | 3.0138 | 2.8279
CZ12 | 50.174 | 36.4352 | CZ12 | 2.9695 | 2.8207
CZ13 | 53.2498 | 38.345 | CZ13 | 2.7389 | 2.6271
CZ14 | 57.2569 | 40.9937 | CZ14 | 2.3776 | 2.3349
CZ15 | 60.696 | 43.909 | CZ15 | 1.8828 | 1.8949
CZ16 | 53.9822 | 38.9465 | CZ16 | 3.5018 | 3.3464
cDXOH ¦ Annual Electricity Intensity (kBtu/ft²) |  |  | cDXOH ¦ Annual Gas Intensity (kBtu/ft²)
Climate Zone | Existing | New Construction | Climate Zone | Existing | New Construction
CZ01 | 39.711 | 29.8322 | CZ01 | 3.7847 | 3.5264
CZ02 | 45.98 | 33.5479 | CZ02 | 3.2284 | 3.0269
CZ03 | 43.7541 | 32.1384 | CZ03 | 2.8443 | 2.7171
CZ04 | 47.0576 | 34.1812 | CZ04 | 2.7703 | 2.6534
CZ05 | 44.5028 | 32.5267 | CZ05 | 2.7897 | 2.7067
CZ06 | 46.9563 | 34.2563 | CZ06 | 2.2402 | 2.2132
CZ07 | 47.3986 | 34.7936 | CZ07 | 2.1892 | 2.2343
CZ08 | 49.197 | 35.5757 | CZ08 | 2.2983 | 2.2713
CZ09 | 51.0736 | 36.0572 | CZ09 | 2.2479 | 2.2396
CZ10 | 51.0834 | 37.9817 | CZ10 | 2.3877 | 2.3498
CZ11 | 52.7177 | 37.6499 | CZ11 | 3.0119 | 2.8281
CZ12 | 49.9058 | 36.1714 | CZ12 | 2.9683 | 2.8209
CZ13 | 53.0627 | 38.1483 | CZ13 | 2.7377 | 2.6273
CZ14 | 57.0832 | 40.7973 | CZ14 | 2.3763 | 2.3348
CZ15 | 60.6537 | 43.841 | CZ15 | 1.8843 | 1.8949
CZ16 | 53.3745 | 38.3313 | CZ16 | 3.4975 | 3.3445
cPVVG ¦ Annual Electricity Intensity (kBtu/ft²) |  |  | cPVVG ¦ Annual Gas Intensity (kBtu/ft²)
Climate Zone | Existing | New Construction | Climate Zone | Existing | New Construction
CZ01 | 31.2499 | 24.8446 | CZ01 | 7.0756 | 5.7436
CZ02 | 37.0566 | 28.5178 | CZ02 | 5.5303 | 4.5772
CZ03 | 35.1033 | 27.1948 | CZ03 | 4.2565 | 3.6384
CZ04 | 38.2644 | 29.2618 | CZ04 | 3.9975 | 3.4095
CZ05 | 36.0439 | 27.7028 | CZ05 | 4.0438 | 3.4979
CZ06 | 38.9469 | 29.7596 | CZ06 | 2.5635 | 2.3543
CZ07 | 39.4304 | 30.2975 | CZ07 | 2.4447 | 2.3539
CZ08 | 40.7975 | 30.8748 | CZ08 | 2.7188 | 2.4833
CZ09 | 42.2497 | 31.4834 | CZ09 | 2.5929 | 2.4097
CZ10 | 42.7919 | 32.979 | CZ10 | 3.1773 | 2.9156
CZ11 | 43.657 | 32.7461 | CZ11 | 5.339 | 4.4832
CZ12 | 41.4148 | 31.4051 | CZ12 | 5.0104 | 4.3722
CZ13 | 44.4664 | 33.3974 | CZ13 | 4.242 | 3.8197
CZ14 | 48.0288 | 35.8227 | CZ14 | 3.5302 | 3.2023
CZ15 | 52.3756 | 39.3092 | CZ15 | 2.2063 | 2.1304
CZ16 | 43.356 | 32.6293 | CZ16 | 7.1847 | 6.2497

## Raw_totalendusesannual (hidden)
Vintage | Climate Zone | HVAC System | Electricity (kBtu) | Natural Gas (kBtu)
Existing | CZ01 | cAVVG | 5120702.22 | 1918813.29
Existing | CZ02 | cAVVG | 6257334.45 | 1580183.77
Existing | CZ03 | cAVVG | 5817266.74 | 1216702.68
Existing | CZ04 | cAVVG | 6504384.03 | 1153942.05
Existing | CZ05 | cAVVG | 5968399.83 | 1129271.67
Existing | CZ06 | cAVVG | 6755095.23 | 660472.31
Existing | CZ07 | cAVVG | 6934906.31 | 707800.54
Existing | CZ08 | cAVVG | 7147232.87 | 767800.3
Existing | CZ09 | cAVVG | 7425286.84 | 766684.37
Existing | CZ10 | cAVVG | 7618423.03 | 943330.18
Existing | CZ11 | cAVVG | 7692609.4 | 1637639.6
Existing | CZ12 | cAVVG | 7263794.29 | 1439736.8
Existing | CZ13 | cAVVG | 7941082.92 | 1283388.02
Existing | CZ14 | cAVVG | 8539362.71 | 1215348.63
Existing | CZ15 | cAVVG | 9432395.62 | 1046579.99
Existing | CZ16 | cAVVG | 7529844.1 | 2180255.77
New Construction | CZ01 | cAVVG | 4245805.75 | 1172658.74
New Construction | CZ02 | cAVVG | 4980475.54 | 962966.39
New Construction | CZ03 | cAVVG | 4635456.76 | 746430.06
New Construction | CZ04 | cAVVG | 5123952.4 | 711252.72
New Construction | CZ05 | cAVVG | 4728166.76 | 709164.12
New Construction | CZ06 | cAVVG | 5254923.48 | 452029.96
New Construction | CZ07 | cAVVG | 5481616.68 | 511352.26
New Construction | CZ08 | cAVVG | 5565529.93 | 523592.72
New Construction | CZ09 | cAVVG | 5700947.74 | 507836.9
New Construction | CZ10 | cAVVG | 5943709.4 | 729445.23
New Construction | CZ11 | cAVVG | 5881638.14 | 1103305.13
New Construction | CZ12 | cAVVG | 5605337.68 | 990767.23
New Construction | CZ13 | cAVVG | 6056170.27 | 968780.15
New Construction | CZ14 | cAVVG | 6594353.67 | 845391.16
New Construction | CZ15 | cAVVG | 7365194.26 | 792568.58
New Construction | CZ16 | cAVVG | 5916253.85 | 1491433.99
Existing | CZ01 | cDXGF | 6939222.67 | 950355.76
Existing | CZ02 | cDXGF | 8040976.99 | 746956.15
Existing | CZ03 | cDXGF | 7654368.14 | 606891.39
Existing | CZ04 | cDXGF | 8232896.44 | 573436.01
Existing | CZ05 | cDXGF | 7786461.21 | 589959.39
Existing | CZ06 | cDXGF | 8216395.15 | 413311.4
Existing | CZ07 | cDXGF | 8293795.12 | 399997.36
Existing | CZ08 | cDXGF | 8608544.53 | 429959.26
Existing | CZ09 | cDXGF | 8936883.76 | 415461.62
Existing | CZ10 | cDXGF | 8938698.19 | 474432.67
Existing | CZ11 | cDXGF | 9216296.45 | 694432.31
Existing | CZ12 | cDXGF | 8727016.75 | 671881.29
Existing | CZ13 | cDXGF | 9281098.87 | 580745.02
Existing | CZ14 | cDXGF | 9986319.14 | 495371.02
Existing | CZ15 | cDXGF | 10612938.98 | 347768.94
Existing | CZ16 | cDXGF | 9323088.79 | 919573.89
New Construction | CZ01 | cDXGF | 5218933.82 | 807637.44
New Construction | CZ02 | cDXGF | 5870549 | 659415.6
New Construction | CZ03 | cDXGF | 5623514.66 | 548049.7
New Construction | CZ04 | cDXGF | 5981156.06 | 520001.29
New Construction | CZ05 | cDXGF | 5692267.92 | 536491.33
New Construction | CZ06 | cDXGF | 5994145.74 | 395256.75
New Construction | CZ07 | cDXGF | 6088149.09 | 397339.97
New Construction | CZ08 | cDXGF | 6225125.9 | 410272.41
New Construction | CZ09 | cDXGF | 6309324.15 | 401798.16
New Construction | CZ10 | cDXGF | 6647048.69 | 453284.7
New Construction | CZ11 | cDXGF | 6587605.51 | 629705.3
New Construction | CZ12 | cDXGF | 6328475.98 | 624851.4
New Construction | CZ13 | cDXGF | 6674576.61 | 551905.83
New Construction | CZ14 | cDXGF | 7139124.27 | 474214.36
New Construction | CZ15 | cDXGF | 7671813 | 346724.14
New Construction | CZ16 | cDXGF | 6699151.76 | 857764.49
Existing | CZ01 | cDXHP | 7009772.71 | 662574.16
Existing | CZ02 | cDXHP | 8092250.3 | 565353.12
Existing | CZ03 | cDXHP | 7678755.76 | 497829.48
Existing | CZ04 | cDXHP | 8255787.56 | 484783
Existing | CZ05 | cDXHP | 7812684.46 | 488491.45
Existing | CZ06 | cDXHP | 8208019.94 | 391986.12
Existing | CZ07 | cDXHP | 8291189.78 | 383075.37
Existing | CZ08 | cDXHP | 8610674.47 | 402171.49
Existing | CZ09 | cDXHP | 8937834.71 | 393657.59
Existing | CZ10 | cDXHP | 8955867.74 | 418095.8
Existing | CZ11 | cDXHP | 9275032.4 | 527352.58
Existing | CZ12 | cDXHP | 8779300.87 | 519602.66
Existing | CZ13 | cDXHP | 9317500.84 | 479247.88
Existing | CZ14 | cDXHP | 10018658.7 | 416031.88
Existing | CZ15 | cDXHP | 10620424.44 | 329443.79
Existing | CZ16 | cDXHP | 9445661.62 | 612728.37
New Construction | CZ01 | cDXHP | 5265887.18 | 617029.95
New Construction | CZ02 | cDXHP | 5906548.53 | 529607.37
New Construction | CZ03 | cDXHP | 5637815.33 | 475420.95
New Construction | CZ04 | cDXHP | 5994207.03 | 464289.95
New Construction | CZ05 | cDXHP | 5706304.15 | 473594.8
New Construction | CZ06 | cDXHP | 5976776.9 | 387227.16
New Construction | CZ07 | cDXHP | 6077314.56 | 390972.55
New Construction | CZ08 | cDXHP | 6220669.19 | 397425.67
New Construction | CZ09 | cDXHP | 6301952.06 | 391880.17
New Construction | CZ10 | cDXHP | 6660898.72 | 411152.15
New Construction | CZ11 | cDXHP | 6639232.69 | 494814.2
New Construction | CZ12 | cDXHP | 6375337.81 | 493552.24
New Construction | CZ13 | cDXHP | 6709503.67 | 459690.21
New Construction | CZ14 | cDXHP | 7172963.29 | 408551.94
New Construction | CZ15 | cDXHP | 7683072.13 | 331562.82
New Construction | CZ16 | cDXHP | 6814755.64 | 585536.65
Existing | CZ01 | cDXOH | 6948527.1 | 662233.88
Existing | CZ02 | cDXOH | 8045456.39 | 564898.56
Existing | CZ03 | cDXOH | 7655969.58 | 497682.32
Existing | CZ04 | cDXOH | 8234001.88 | 484730.99
Existing | CZ05 | cDXOH | 7786970.34 | 488129.63
Existing | CZ06 | cDXOH | 8216286.47 | 391984.02
Existing | CZ07 | cDXOH | 8293674.03 | 383067.06
Existing | CZ08 | cDXOH | 8608344.63 | 402154.59
Existing | CZ09 | cDXOH | 8936719.31 | 393335.93
Existing | CZ10 | cDXOH | 8938422.8 | 417793.36
Existing | CZ11 | cDXOH | 9224400.73 | 527008.77
Existing | CZ12 | cDXOH | 8732381.85 | 519388.72
Existing | CZ13 | cDXOH | 9284766.98 | 479035.74
Existing | CZ14 | cDXOH | 9988262.56 | 415806.06
Existing | CZ15 | cDXOH | 10613021.16 | 329702.68
Existing | CZ16 | cDXOH | 9339325.26 | 611986.09
New Construction | CZ01 | cDXOH | 5219963.35 | 617040.79
New Construction | CZ02 | cDXOH | 5870112.97 | 529645.2
New Construction | CZ03 | cDXOH | 5623482.83 | 475437.63
New Construction | CZ04 | cDXOH | 5980934.73 | 464281.67
New Construction | CZ05 | cDXOH | 5691425.19 | 473609.37
New Construction | CZ06 | cDXOH | 5994073.41 | 387253.49
New Construction | CZ07 | cDXOH | 6088080.63 | 390948.88
New Construction | CZ08 | cDXOH | 6224933.71 | 397426.77
New Construction | CZ09 | cDXOH | 6309191.54 | 391879.61
New Construction | CZ10 | cDXOH | 6645927.29 | 411166.83
New Construction | CZ11 | cDXOH | 6587882.63 | 494848.06
New Construction | CZ12 | cDXOH | 6329162.11 | 493599.13
New Construction | CZ13 | cDXOH | 6675078.67 | 459724.98
New Construction | CZ14 | cDXOH | 7138594.05 | 408529.67
New Construction | CZ15 | cDXOH | 7671177.1 | 331560.85
New Construction | CZ16 | cDXOH | 6707097.75 | 585204.15
Existing | CZ01 | cPVVG | 5468025.12 | 1238063.21
Existing | CZ02 | cPVVG | 6484068.13 | 967676.28
Existing | CZ03 | cPVVG | 6142278.76 | 744793.35
Existing | CZ04 | cPVVG | 6695390.9 | 699468.87
Existing | CZ05 | cPVVG | 6306853.63 | 707568.83
Existing | CZ06 | cPVVG | 6814827.8 | 448546.35
Existing | CZ07 | cPVVG | 6899416.13 | 427769.34
Existing | CZ08 | cPVVG | 7138630.17 | 475722.7
Existing | CZ09 | cPVVG | 7392732.3 | 453701.64
Existing | CZ10 | cPVVG | 7487602.26 | 555950.79
Existing | CZ11 | cPVVG | 7638971.56 | 934194.55
Existing | CZ12 | cPVVG | 7246643.86 | 876702.9
Existing | CZ13 | cPVVG | 7780607.33 | 742252.49
Existing | CZ14 | cPVVG | 8403947.51 | 617700.24
Existing | CZ15 | cPVVG | 9164539.52 | 386059.64
Existing | CZ16 | cPVVG | 7586314.42 | 1257165.22
New Construction | CZ01 | cPVVG | 4347230.62 | 1004996.76
New Construction | CZ02 | cPVVG | 4989966.72 | 800909.06
New Construction | CZ03 | cPVVG | 4758470.5 | 636629.33
New Construction | CZ04 | cPVVG | 5120154.88 | 596584.03
New Construction | CZ05 | cPVVG | 4847350.69 | 612047.27
New Construction | CZ06 | cPVVG | 5207246.96 | 411955.21
New Construction | CZ07 | cPVVG | 5301372.35 | 411886.47
New Construction | CZ08 | cPVVG | 5402378.56 | 434519.86
New Construction | CZ09 | cPVVG | 5508880.99 | 421642.76
New Construction | CZ10 | cPVVG | 5770570.44 | 510156.02
New Construction | CZ11 | cPVVG | 5729825.74 | 784454.28
New Construction | CZ12 | cPVVG | 5495179.68 | 765040.44
New Construction | CZ13 | cPVVG | 5843786.38 | 668352.56
New Construction | CZ14 | cPVVG | 6268155.01 | 560329.95
New Construction | CZ15 | cPVVG | 6878215.74 | 372779.33
New Construction | CZ16 | cPVVG | 5709385.56 | 1093554.87

## Energy Usage by End Use
Energy Consumption by End Use - Office - Large
Climate Zone | HVAC System | Vintage | End Use | Electricity (kBtu) | Natural Gas (kBtu) | Note
CZ01 | cAVVG | Existing | Heating | 0 | 1488489.88
CZ01 | cAVVG | Existing | Cooling | 80733.52 | 0
CZ01 | cAVVG | Existing | Interior Lighting | 1583207.8 | 0
CZ01 | cAVVG | Existing | Exterior Lighting | 0 | 0
CZ01 | cAVVG | Existing | Interior Equipment | 2837906.7 | 0
CZ01 | cAVVG | Existing | Exterior Equipment | 0 | 0
CZ01 | cAVVG | Existing | Fans | 603541.58 | 0
CZ01 | cAVVG | Existing | Pumps | 15312.62 | 0
CZ01 | cAVVG | Existing | Heat Rejection | 0 | 0
CZ01 | cAVVG | Existing | Humidification | 0 | 0
CZ01 | cAVVG | Existing | Heat Recovery | 0 | 0
CZ01 | cAVVG | Existing | Water Systems | 0 | 430323.41
CZ01 | cAVVG | Existing | Refrigeration | 0 | 0
CZ01 | cAVVG | Existing | Generators | 0 | 0
CZ01 | cAVVG | Existing | Total End Uses | 5120702.22 | 1918813.29
CZ02 | cAVVG | Existing | Heating | 0 | 1184708.74
CZ02 | cAVVG | Existing | Cooling | 963779.09 | 0
CZ02 | cAVVG | Existing | Interior Lighting | 1583207.8 | 0
CZ02 | cAVVG | Existing | Exterior Lighting | 0 | 0
CZ02 | cAVVG | Existing | Interior Equipment | 2837906.7 | 0
CZ02 | cAVVG | Existing | Exterior Equipment | 0 | 0
CZ02 | cAVVG | Existing | Fans | 815739.97 | 0
CZ02 | cAVVG | Existing | Pumps | 56700.88 | 0
CZ02 | cAVVG | Existing | Heat Rejection | 0 | 0
CZ02 | cAVVG | Existing | Humidification | 0 | 0
CZ02 | cAVVG | Existing | Heat Recovery | 0 | 0
CZ02 | cAVVG | Existing | Water Systems | 0 | 395475.03
CZ02 | cAVVG | Existing | Refrigeration | 0 | 0
CZ02 | cAVVG | Existing | Generators | 0 | 0
CZ02 | cAVVG | Existing | Total End Uses | 6257334.45 | 1580183.77
CZ03 | cAVVG | Existing | Heating | 0 | 822759.42
CZ03 | cAVVG | Existing | Cooling | 603820.64 | 0
CZ03 | cAVVG | Existing | Interior Lighting | 1583207.8 | 0
CZ03 | cAVVG | Existing | Exterior Lighting | 0 | 0
CZ03 | cAVVG | Existing | Interior Equipment | 2837906.7 | 0
CZ03 | cAVVG | Existing | Exterior Equipment | 0 | 0
CZ03 | cAVVG | Existing | Fans | 740970.86 | 0
CZ03 | cAVVG | Existing | Pumps | 51360.74 | 0
CZ03 | cAVVG | Existing | Heat Rejection | 0 | 0
CZ03 | cAVVG | Existing | Humidification | 0 | 0
CZ03 | cAVVG | Existing | Heat Recovery | 0 | 0
CZ03 | cAVVG | Existing | Water Systems | 0 | 393943.26
CZ03 | cAVVG | Existing | Refrigeration | 0 | 0
CZ03 | cAVVG | Existing | Generators | 0 | 0
CZ03 | cAVVG | Existing | Total End Uses | 5817266.74 | 1216702.68
CZ04 | cAVVG | Existing | Heating | 0 | 773499.07
CZ04 | cAVVG | Existing | Cooling | 1130166.42 | 0
CZ04 | cAVVG | Existing | Interior Lighting | 1583207.8 | 0
CZ04 | cAVVG | Existing | Exterior Lighting | 0 | 0
CZ04 | cAVVG | Existing | Interior Equipment | 2837906.7 | 0
CZ04 | cAVVG | Existing | Exterior Equipment | 0 | 0
CZ04 | cAVVG | Existing | Fans | 888427.7 | 0
CZ04 | cAVVG | Existing | Pumps | 64675.41 | 0
CZ04 | cAVVG | Existing | Heat Rejection | 0 | 0
CZ04 | cAVVG | Existing | Humidification | 0 | 0
CZ04 | cAVVG | Existing | Heat Recovery | 0 | 0
CZ04 | cAVVG | Existing | Water Systems | 0 | 380442.98
CZ04 | cAVVG | Existing | Refrigeration | 0 | 0
CZ04 | cAVVG | Existing | Generators | 0 | 0
CZ04 | cAVVG | Existing | Total End Uses | 6504384.03 | 1153942.05
CZ05 | cAVVG | Existing | Heating | 0 | 735298.49
CZ05 | cAVVG | Existing | Cooling | 745815.56 | 0
CZ05 | cAVVG | Existing | Interior Lighting | 1583207.8 | 0
CZ05 | cAVVG | Existing | Exterior Lighting | 0 | 0
CZ05 | cAVVG | Existing | Interior Equipment | 2837906.7 | 0
CZ05 | cAVVG | Existing | Exterior Equipment | 0 | 0
CZ05 | cAVVG | Existing | Fans | 751436.18 | 0
CZ05 | cAVVG | Existing | Pumps | 50033.59 | 0
CZ05 | cAVVG | Existing | Heat Rejection | 0 | 0
CZ05 | cAVVG | Existing | Humidification | 0 | 0
CZ05 | cAVVG | Existing | Heat Recovery | 0 | 0
CZ05 | cAVVG | Existing | Water Systems | 0 | 393973.18
CZ05 | cAVVG | Existing | Refrigeration | 0 | 0
CZ05 | cAVVG | Existing | Generators | 0 | 0
CZ05 | cAVVG | Existing | Total End Uses | 5968399.83 | 1129271.67
CZ06 | cAVVG | Existing | Heating | 0 | 297500.69
CZ06 | cAVVG | Existing | Cooling | 1258428.31 | 0
CZ06 | cAVVG | Existing | Interior Lighting | 1583207.8 | 0
CZ06 | cAVVG | Existing | Exterior Lighting | 0 | 0
CZ06 | cAVVG | Existing | Interior Equipment | 2837906.7 | 0
CZ06 | cAVVG | Existing | Exterior Equipment | 0 | 0
CZ06 | cAVVG | Existing | Fans | 996288.62 | 0
CZ06 | cAVVG | Existing | Pumps | 79263.79 | 0
CZ06 | cAVVG | Existing | Heat Rejection | 0 | 0
CZ06 | cAVVG | Existing | Humidification | 0 | 0
CZ06 | cAVVG | Existing | Heat Recovery | 0 | 0
CZ06 | cAVVG | Existing | Water Systems | 0 | 362971.62
CZ06 | cAVVG | Existing | Refrigeration | 0 | 0
CZ06 | cAVVG | Existing | Generators | 0 | 0
CZ06 | cAVVG | Existing | Total End Uses | 6755095.23 | 660472.31
CZ07 | cAVVG | Existing | Heating | 0 | 349457.07
CZ07 | cAVVG | Existing | Cooling | 1381981.13 | 0
CZ07 | cAVVG | Existing | Interior Lighting | 1583207.8 | 0
CZ07 | cAVVG | Existing | Exterior Lighting | 0 | 0
CZ07 | cAVVG | Existing | Interior Equipment | 2837906.7 | 0
CZ07 | cAVVG | Existing | Exterior Equipment | 0 | 0
CZ07 | cAVVG | Existing | Fans | 1046426.28 | 0
CZ07 | cAVVG | Existing | Pumps | 85384.41 | 0
CZ07 | cAVVG | Existing | Heat Rejection | 0 | 0
CZ07 | cAVVG | Existing | Humidification | 0 | 0
CZ07 | cAVVG | Existing | Heat Recovery | 0 | 0
CZ07 | cAVVG | Existing | Water Systems | 0 | 358343.47
CZ07 | cAVVG | Existing | Refrigeration | 0 | 0
CZ07 | cAVVG | Existing | Generators | 0 | 0
CZ07 | cAVVG | Existing | Total End Uses | 6934906.31 | 707800.54
CZ08 | cAVVG | Existing | Heating | 0 | 409964.4
CZ08 | cAVVG | Existing | Cooling | 1614309.96 | 0
CZ08 | cAVVG | Existing | Interior Lighting | 1583207.8 | 0
CZ08 | cAVVG | Existing | Exterior Lighting | 0 | 0
CZ08 | cAVVG | Existing | Interior Equipment | 2837906.7 | 0
CZ08 | cAVVG | Existing | Exterior Equipment | 0 | 0
CZ08 | cAVVG | Existing | Fans | 1025556.74 | 0
CZ08 | cAVVG | Existing | Pumps | 86251.67 | 0
CZ08 | cAVVG | Existing | Heat Rejection | 0 | 0
CZ08 | cAVVG | Existing | Humidification | 0 | 0
CZ08 | cAVVG | Existing | Heat Recovery | 0 | 0
CZ08 | cAVVG | Existing | Water Systems | 0 | 357835.9
CZ08 | cAVVG | Existing | Refrigeration | 0 | 0
CZ08 | cAVVG | Existing | Generators | 0 | 0
CZ08 | cAVVG | Existing | Total End Uses | 7147232.87 | 767800.3
CZ09 | cAVVG | Existing | Heating | 0 | 413781.64
CZ09 | cAVVG | Existing | Cooling | 1807160.71 | 0
CZ09 | cAVVG | Existing | Interior Lighting | 1583207.8 | 0
CZ09 | cAVVG | Existing | Exterior Lighting | 0 | 0
CZ09 | cAVVG | Existing | Interior Equipment | 2837906.7 | 0
CZ09 | cAVVG | Existing | Exterior Equipment | 0 | 0
CZ09 | cAVVG | Existing | Fans | 1106399.19 | 0
CZ09 | cAVVG | Existing | Pumps | 90612.44 | 0
CZ09 | cAVVG | Existing | Heat Rejection | 0 | 0
CZ09 | cAVVG | Existing | Humidification | 0 | 0
CZ09 | cAVVG | Existing | Heat Recovery | 0 | 0
CZ09 | cAVVG | Existing | Water Systems | 0 | 352902.73
CZ09 | cAVVG | Existing | Refrigeration | 0 | 0
CZ09 | cAVVG | Existing | Generators | 0 | 0
CZ09 | cAVVG | Existing | Total End Uses | 7425286.84 | 766684.37
CZ10 | cAVVG | Existing | Heating | 0 | 593265.19
CZ10 | cAVVG | Existing | Cooling | 2012679.23 | 0
CZ10 | cAVVG | Existing | Interior Lighting | 1583207.8 | 0
CZ10 | cAVVG | Existing | Exterior Lighting | 0 | 0
CZ10 | cAVVG | Existing | Interior Equipment | 2837906.7 | 0
CZ10 | cAVVG | Existing | Exterior Equipment | 0 | 0
CZ10 | cAVVG | Existing | Fans | 1098309.88 | 0
CZ10 | cAVVG | Existing | Pumps | 86319.41 | 0
CZ10 | cAVVG | Existing | Heat Rejection | 0 | 0
CZ10 | cAVVG | Existing | Humidification | 0 | 0
CZ10 | cAVVG | Existing | Heat Recovery | 0 | 0
CZ10 | cAVVG | Existing | Water Systems | 0 | 350064.98
CZ10 | cAVVG | Existing | Refrigeration | 0 | 0
CZ10 | cAVVG | Existing | Generators | 0 | 0
CZ10 | cAVVG | Existing | Total End Uses | 7618423.03 | 943330.18
CZ11 | cAVVG | Existing | Heating | 0 | 1279798.39
CZ11 | cAVVG | Existing | Cooling | 2064224.63 | 0
CZ11 | cAVVG | Existing | Interior Lighting | 1583207.8 | 0
CZ11 | cAVVG | Existing | Exterior Lighting | 0 | 0
CZ11 | cAVVG | Existing | Interior Equipment | 2837906.7 | 0
CZ11 | cAVVG | Existing | Exterior Equipment | 0 | 0
CZ11 | cAVVG | Existing | Fans | 1126471.87 | 0
CZ11 | cAVVG | Existing | Pumps | 80798.4 | 0
CZ11 | cAVVG | Existing | Heat Rejection | 0 | 0
CZ11 | cAVVG | Existing | Humidification | 0 | 0
CZ11 | cAVVG | Existing | Heat Recovery | 0 | 0
CZ11 | cAVVG | Existing | Water Systems | 0 | 357841.21
CZ11 | cAVVG | Existing | Refrigeration | 0 | 0
CZ11 | cAVVG | Existing | Generators | 0 | 0
CZ11 | cAVVG | Existing | Total End Uses | 7692609.4 | 1637639.6
CZ12 | cAVVG | Existing | Heating | 0 | 1071807.04
CZ12 | cAVVG | Existing | Cooling | 1746009.75 | 0
CZ12 | cAVVG | Existing | Interior Lighting | 1583207.8 | 0
CZ12 | cAVVG | Existing | Exterior Lighting | 0 | 0
CZ12 | cAVVG | Existing | Interior Equipment | 2837906.7 | 0
CZ12 | cAVVG | Existing | Exterior Equipment | 0 | 0
CZ12 | cAVVG | Existing | Fans | 1019412.66 | 0
CZ12 | cAVVG | Existing | Pumps | 77257.37 | 0
CZ12 | cAVVG | Existing | Heat Rejection | 0 | 0
CZ12 | cAVVG | Existing | Humidification | 0 | 0
CZ12 | cAVVG | Existing | Heat Recovery | 0 | 0
CZ12 | cAVVG | Existing | Water Systems | 0 | 367929.76
CZ12 | cAVVG | Existing | Refrigeration | 0 | 0
CZ12 | cAVVG | Existing | Generators | 0 | 0
CZ12 | cAVVG | Existing | Total End Uses | 7263794.29 | 1439736.8
CZ13 | cAVVG | Existing | Heating | 0 | 935920.03
CZ13 | cAVVG | Existing | Cooling | 2249631.1 | 0
CZ13 | cAVVG | Existing | Interior Lighting | 1583207.8 | 0
CZ13 | cAVVG | Existing | Exterior Lighting | 0 | 0
CZ13 | cAVVG | Existing | Interior Equipment | 2837906.7 | 0
CZ13 | cAVVG | Existing | Exterior Equipment | 0 | 0
CZ13 | cAVVG | Existing | Fans | 1183064.04 | 0
CZ13 | cAVVG | Existing | Pumps | 87273.29 | 0
CZ13 | cAVVG | Existing | Heat Rejection | 0 | 0
CZ13 | cAVVG | Existing | Humidification | 0 | 0
CZ13 | cAVVG | Existing | Heat Recovery | 0 | 0
CZ13 | cAVVG | Existing | Water Systems | 0 | 347467.99
CZ13 | cAVVG | Existing | Refrigeration | 0 | 0
CZ13 | cAVVG | Existing | Generators | 0 | 0
CZ13 | cAVVG | Existing | Total End Uses | 7941082.92 | 1283388.02
CZ14 | cAVVG | Existing | Heating | 0 | 885450.64
CZ14 | cAVVG | Existing | Cooling | 2712269.56 | 0
CZ14 | cAVVG | Existing | Interior Lighting | 1583207.8 | 0
CZ14 | cAVVG | Existing | Exterior Lighting | 0 | 0
CZ14 | cAVVG | Existing | Interior Equipment | 2837906.7 | 0
CZ14 | cAVVG | Existing | Exterior Equipment | 0 | 0
CZ14 | cAVVG | Existing | Fans | 1312285.33 | 0
CZ14 | cAVVG | Existing | Pumps | 93693.31 | 0
CZ14 | cAVVG | Existing | Heat Rejection | 0 | 0
CZ14 | cAVVG | Existing | Humidification | 0 | 0
CZ14 | cAVVG | Existing | Heat Recovery | 0 | 0
CZ14 | cAVVG | Existing | Water Systems | 0 | 329897.99
CZ14 | cAVVG | Existing | Refrigeration | 0 | 0
CZ14 | cAVVG | Existing | Generators | 0 | 0
CZ14 | cAVVG | Existing | Total End Uses | 8539362.71 | 1215348.63
CZ15 | cAVVG | Existing | Heating | 0 | 753622.32
CZ15 | cAVVG | Existing | Cooling | 3672075.32 | 0
CZ15 | cAVVG | Existing | Interior Lighting | 1583207.8 | 0
CZ15 | cAVVG | Existing | Exterior Lighting | 0 | 0
CZ15 | cAVVG | Existing | Interior Equipment | 2837906.7 | 0
CZ15 | cAVVG | Existing | Exterior Equipment | 0 | 0
CZ15 | cAVVG | Existing | Fans | 1250994.19 | 0
CZ15 | cAVVG | Existing | Pumps | 88211.6 | 0
CZ15 | cAVVG | Existing | Heat Rejection | 0 | 0
CZ15 | cAVVG | Existing | Humidification | 0 | 0
CZ15 | cAVVG | Existing | Heat Recovery | 0 | 0
CZ15 | cAVVG | Existing | Water Systems | 0 | 292957.68
CZ15 | cAVVG | Existing | Refrigeration | 0 | 0
CZ15 | cAVVG | Existing | Generators | 0 | 0
CZ15 | cAVVG | Existing | Total End Uses | 9432395.62 | 1046579.99
CZ16 | cAVVG | Existing | Heating | 0 | 1791266.71
CZ16 | cAVVG | Existing | Cooling | 1840679.74 | 0
CZ16 | cAVVG | Existing | Interior Lighting | 1583207.8 | 0
CZ16 | cAVVG | Existing | Exterior Lighting | 0 | 0
CZ16 | cAVVG | Existing | Interior Equipment | 2837906.7 | 0
CZ16 | cAVVG | Existing | Exterior Equipment | 0 | 0
CZ16 | cAVVG | Existing | Fans | 1193331.38 | 0
CZ16 | cAVVG | Existing | Pumps | 74718.48 | 0
CZ16 | cAVVG | Existing | Heat Rejection | 0 | 0
CZ16 | cAVVG | Existing | Humidification | 0 | 0
CZ16 | cAVVG | Existing | Heat Recovery | 0 | 0
CZ16 | cAVVG | Existing | Water Systems | 0 | 388989.06
CZ16 | cAVVG | Existing | Refrigeration | 0 | 0
CZ16 | cAVVG | Existing | Generators | 0 | 0
CZ16 | cAVVG | Existing | Total End Uses | 7529844.1 | 2180255.77
CZ01 | cAVVG | New Construction | Heating | 0 | 742400.43
CZ01 | cAVVG | New Construction | Cooling | 47540.33 | 0
CZ01 | cAVVG | New Construction | Interior Lighting | 817898.48 | 0
CZ01 | cAVVG | New Construction | Exterior Lighting | 0 | 0
CZ01 | cAVVG | New Construction | Interior Equipment | 2837906.7 | 0
CZ01 | cAVVG | New Construction | Exterior Equipment | 0 | 0
CZ01 | cAVVG | New Construction | Fans | 533128.33 | 0
CZ01 | cAVVG | New Construction | Pumps | 9331.91 | 0
CZ01 | cAVVG | New Construction | Heat Rejection | 0 | 0
CZ01 | cAVVG | New Construction | Humidification | 0 | 0
CZ01 | cAVVG | New Construction | Heat Recovery | 0 | 0
CZ01 | cAVVG | New Construction | Water Systems | 0 | 430258.31
CZ01 | cAVVG | New Construction | Refrigeration | 0 | 0
CZ01 | cAVVG | New Construction | Generators | 0 | 0
CZ01 | cAVVG | New Construction | Total End Uses | 4245805.75 | 1172658.74
CZ02 | cAVVG | New Construction | Heating | 0 | 567545.43
CZ02 | cAVVG | New Construction | Cooling | 628669.56 | 0
CZ02 | cAVVG | New Construction | Interior Lighting | 817898.48 | 0
CZ02 | cAVVG | New Construction | Exterior Lighting | 0 | 0
CZ02 | cAVVG | New Construction | Interior Equipment | 2837906.7 | 0
CZ02 | cAVVG | New Construction | Exterior Equipment | 0 | 0
CZ02 | cAVVG | New Construction | Fans | 660428.57 | 0
CZ02 | cAVVG | New Construction | Pumps | 35572.23 | 0
CZ02 | cAVVG | New Construction | Heat Rejection | 0 | 0
CZ02 | cAVVG | New Construction | Humidification | 0 | 0
CZ02 | cAVVG | New Construction | Heat Recovery | 0 | 0
CZ02 | cAVVG | New Construction | Water Systems | 0 | 395420.96
CZ02 | cAVVG | New Construction | Refrigeration | 0 | 0
CZ02 | cAVVG | New Construction | Generators | 0 | 0
CZ02 | cAVVG | New Construction | Total End Uses | 4980475.54 | 962966.39
CZ03 | cAVVG | New Construction | Heating | 0 | 352559.25
CZ03 | cAVVG | New Construction | Cooling | 377438.24 | 0
CZ03 | cAVVG | New Construction | Interior Lighting | 817898.48 | 0
CZ03 | cAVVG | New Construction | Exterior Lighting | 0 | 0
CZ03 | cAVVG | New Construction | Interior Equipment | 2837906.7 | 0
CZ03 | cAVVG | New Construction | Exterior Equipment | 0 | 0
CZ03 | cAVVG | New Construction | Fans | 570649.08 | 0
CZ03 | cAVVG | New Construction | Pumps | 31564.25 | 0
CZ03 | cAVVG | New Construction | Heat Rejection | 0 | 0
CZ03 | cAVVG | New Construction | Humidification | 0 | 0
CZ03 | cAVVG | New Construction | Heat Recovery | 0 | 0
CZ03 | cAVVG | New Construction | Water Systems | 0 | 393870.81
CZ03 | cAVVG | New Construction | Refrigeration | 0 | 0
CZ03 | cAVVG | New Construction | Generators | 0 | 0
CZ03 | cAVVG | New Construction | Total End Uses | 4635456.76 | 746430.06
CZ04 | cAVVG | New Construction | Heating | 0 | 330872.81
CZ04 | cAVVG | New Construction | Cooling | 739825.85 | 0
CZ04 | cAVVG | New Construction | Interior Lighting | 817898.48 | 0
CZ04 | cAVVG | New Construction | Exterior Lighting | 0 | 0
CZ04 | cAVVG | New Construction | Interior Equipment | 2837906.7 | 0
CZ04 | cAVVG | New Construction | Exterior Equipment | 0 | 0
CZ04 | cAVVG | New Construction | Fans | 687384.19 | 0
CZ04 | cAVVG | New Construction | Pumps | 40937.17 | 0
CZ04 | cAVVG | New Construction | Heat Rejection | 0 | 0
CZ04 | cAVVG | New Construction | Humidification | 0 | 0
CZ04 | cAVVG | New Construction | Heat Recovery | 0 | 0
CZ04 | cAVVG | New Construction | Water Systems | 0 | 380379.91
CZ04 | cAVVG | New Construction | Refrigeration | 0 | 0
CZ04 | cAVVG | New Construction | Generators | 0 | 0
CZ04 | cAVVG | New Construction | Total End Uses | 5123952.4 | 711252.72
CZ05 | cAVVG | New Construction | Heating | 0 | 315255.53
CZ05 | cAVVG | New Construction | Cooling | 457906.99 | 0
CZ05 | cAVVG | New Construction | Interior Lighting | 817898.48 | 0
CZ05 | cAVVG | New Construction | Exterior Lighting | 0 | 0
CZ05 | cAVVG | New Construction | Interior Equipment | 2837906.7 | 0
CZ05 | cAVVG | New Construction | Exterior Equipment | 0 | 0
CZ05 | cAVVG | New Construction | Fans | 584612.45 | 0
CZ05 | cAVVG | New Construction | Pumps | 29842.13 | 0
CZ05 | cAVVG | New Construction | Heat Rejection | 0 | 0
CZ05 | cAVVG | New Construction | Humidification | 0 | 0
CZ05 | cAVVG | New Construction | Heat Recovery | 0 | 0
CZ05 | cAVVG | New Construction | Water Systems | 0 | 393908.59
CZ05 | cAVVG | New Construction | Refrigeration | 0 | 0
CZ05 | cAVVG | New Construction | Generators | 0 | 0
CZ05 | cAVVG | New Construction | Total End Uses | 4728166.76 | 709164.12
CZ06 | cAVVG | New Construction | Heating | 0 | 89136.35
CZ06 | cAVVG | New Construction | Cooling | 812018.93 | 0
CZ06 | cAVVG | New Construction | Interior Lighting | 817898.48 | 0
CZ06 | cAVVG | New Construction | Exterior Lighting | 0 | 0
CZ06 | cAVVG | New Construction | Interior Equipment | 2837906.7 | 0
CZ06 | cAVVG | New Construction | Exterior Equipment | 0 | 0
CZ06 | cAVVG | New Construction | Fans | 737559.04 | 0
CZ06 | cAVVG | New Construction | Pumps | 49540.32 | 0
CZ06 | cAVVG | New Construction | Heat Rejection | 0 | 0
CZ06 | cAVVG | New Construction | Humidification | 0 | 0
CZ06 | cAVVG | New Construction | Heat Recovery | 0 | 0
CZ06 | cAVVG | New Construction | Water Systems | 0 | 362893.61
CZ06 | cAVVG | New Construction | Refrigeration | 0 | 0
CZ06 | cAVVG | New Construction | Generators | 0 | 0
CZ06 | cAVVG | New Construction | Total End Uses | 5254923.48 | 452029.96
CZ07 | cAVVG | New Construction | Heating | 0 | 153089.47
CZ07 | cAVVG | New Construction | Cooling | 968317.18 | 0
CZ07 | cAVVG | New Construction | Interior Lighting | 817898.48 | 0
CZ07 | cAVVG | New Construction | Exterior Lighting | 0 | 0
CZ07 | cAVVG | New Construction | Interior Equipment | 2837906.7 | 0
CZ07 | cAVVG | New Construction | Exterior Equipment | 0 | 0
CZ07 | cAVVG | New Construction | Fans | 802102.58 | 0
CZ07 | cAVVG | New Construction | Pumps | 55391.74 | 0
CZ07 | cAVVG | New Construction | Heat Rejection | 0 | 0
CZ07 | cAVVG | New Construction | Humidification | 0 | 0
CZ07 | cAVVG | New Construction | Heat Recovery | 0 | 0
CZ07 | cAVVG | New Construction | Water Systems | 0 | 358262.79
CZ07 | cAVVG | New Construction | Refrigeration | 0 | 0
CZ07 | cAVVG | New Construction | Generators | 0 | 0
CZ07 | cAVVG | New Construction | Total End Uses | 5481616.68 | 511352.26
CZ08 | cAVVG | New Construction | Heating | 0 | 165829.86
CZ08 | cAVVG | New Construction | Cooling | 1071681.76 | 0
CZ08 | cAVVG | New Construction | Interior Lighting | 817898.48 | 0
CZ08 | cAVVG | New Construction | Exterior Lighting | 0 | 0
CZ08 | cAVVG | New Construction | Interior Equipment | 2837906.7 | 0
CZ08 | cAVVG | New Construction | Exterior Equipment | 0 | 0
CZ08 | cAVVG | New Construction | Fans | 782377.99 | 0
CZ08 | cAVVG | New Construction | Pumps | 55665 | 0
CZ08 | cAVVG | New Construction | Heat Rejection | 0 | 0
CZ08 | cAVVG | New Construction | Humidification | 0 | 0
CZ08 | cAVVG | New Construction | Heat Recovery | 0 | 0
CZ08 | cAVVG | New Construction | Water Systems | 0 | 357762.86
CZ08 | cAVVG | New Construction | Refrigeration | 0 | 0
CZ08 | cAVVG | New Construction | Generators | 0 | 0
CZ08 | cAVVG | New Construction | Total End Uses | 5565529.93 | 523592.72
CZ09 | cAVVG | New Construction | Heating | 0 | 155055.47
CZ09 | cAVVG | New Construction | Cooling | 1164008.94 | 0
CZ09 | cAVVG | New Construction | Interior Lighting | 817898.48 | 0
CZ09 | cAVVG | New Construction | Exterior Lighting | 0 | 0
CZ09 | cAVVG | New Construction | Interior Equipment | 2837906.7 | 0
CZ09 | cAVVG | New Construction | Exterior Equipment | 0 | 0
CZ09 | cAVVG | New Construction | Fans | 824417.51 | 0
CZ09 | cAVVG | New Construction | Pumps | 56716.11 | 0
CZ09 | cAVVG | New Construction | Heat Rejection | 0 | 0
CZ09 | cAVVG | New Construction | Humidification | 0 | 0
CZ09 | cAVVG | New Construction | Heat Recovery | 0 | 0
CZ09 | cAVVG | New Construction | Water Systems | 0 | 352781.42
CZ09 | cAVVG | New Construction | Refrigeration | 0 | 0
CZ09 | cAVVG | New Construction | Generators | 0 | 0
CZ09 | cAVVG | New Construction | Total End Uses | 5700947.74 | 507836.9
CZ10 | cAVVG | New Construction | Heating | 0 | 379442.81
CZ10 | cAVVG | New Construction | Cooling | 1401104.76 | 0
CZ10 | cAVVG | New Construction | Interior Lighting | 817898.48 | 0
CZ10 | cAVVG | New Construction | Exterior Lighting | 0 | 0
CZ10 | cAVVG | New Construction | Interior Equipment | 2837906.7 | 0
CZ10 | cAVVG | New Construction | Exterior Equipment | 0 | 0
CZ10 | cAVVG | New Construction | Fans | 838021.23 | 0
CZ10 | cAVVG | New Construction | Pumps | 48778.22 | 0
CZ10 | cAVVG | New Construction | Heat Rejection | 0 | 0
CZ10 | cAVVG | New Construction | Humidification | 0 | 0
CZ10 | cAVVG | New Construction | Heat Recovery | 0 | 0
CZ10 | cAVVG | New Construction | Water Systems | 0 | 350002.42
CZ10 | cAVVG | New Construction | Refrigeration | 0 | 0
CZ10 | cAVVG | New Construction | Generators | 0 | 0
CZ10 | cAVVG | New Construction | Total End Uses | 5943709.4 | 729445.23
CZ11 | cAVVG | New Construction | Heating | 0 | 745540.58
CZ11 | cAVVG | New Construction | Cooling | 1373485.16 | 0
CZ11 | cAVVG | New Construction | Interior Lighting | 817898.48 | 0
CZ11 | cAVVG | New Construction | Exterior Lighting | 0 | 0
CZ11 | cAVVG | New Construction | Interior Equipment | 2837906.7 | 0
CZ11 | cAVVG | New Construction | Exterior Equipment | 0 | 0
CZ11 | cAVVG | New Construction | Fans | 811406.56 | 0
CZ11 | cAVVG | New Construction | Pumps | 40941.23 | 0
CZ11 | cAVVG | New Construction | Heat Rejection | 0 | 0
CZ11 | cAVVG | New Construction | Humidification | 0 | 0
CZ11 | cAVVG | New Construction | Heat Recovery | 0 | 0
CZ11 | cAVVG | New Construction | Water Systems | 0 | 357764.54
CZ11 | cAVVG | New Construction | Refrigeration | 0 | 0
CZ11 | cAVVG | New Construction | Generators | 0 | 0
CZ11 | cAVVG | New Construction | Total End Uses | 5881638.14 | 1103305.13
CZ12 | cAVVG | New Construction | Heating | 0 | 622935.04
CZ12 | cAVVG | New Construction | Cooling | 1154986.23 | 0
CZ12 | cAVVG | New Construction | Interior Lighting | 817898.48 | 0
CZ12 | cAVVG | New Construction | Exterior Lighting | 0 | 0
CZ12 | cAVVG | New Construction | Interior Equipment | 2837906.7 | 0
CZ12 | cAVVG | New Construction | Exterior Equipment | 0 | 0
CZ12 | cAVVG | New Construction | Fans | 753594.05 | 0
CZ12 | cAVVG | New Construction | Pumps | 40952.21 | 0
CZ12 | cAVVG | New Construction | Heat Rejection | 0 | 0
CZ12 | cAVVG | New Construction | Humidification | 0 | 0
CZ12 | cAVVG | New Construction | Heat Recovery | 0 | 0
CZ12 | cAVVG | New Construction | Water Systems | 0 | 367832.19
CZ12 | cAVVG | New Construction | Refrigeration | 0 | 0
CZ12 | cAVVG | New Construction | Generators | 0 | 0
CZ12 | cAVVG | New Construction | Total End Uses | 5605337.68 | 990767.23
CZ13 | cAVVG | New Construction | Heating | 0 | 621369.65
CZ13 | cAVVG | New Construction | Cooling | 1511375.36 | 0
CZ13 | cAVVG | New Construction | Interior Lighting | 817898.48 | 0
CZ13 | cAVVG | New Construction | Exterior Lighting | 0 | 0
CZ13 | cAVVG | New Construction | Interior Equipment | 2837906.7 | 0
CZ13 | cAVVG | New Construction | Exterior Equipment | 0 | 0
CZ13 | cAVVG | New Construction | Fans | 843179.3 | 0
CZ13 | cAVVG | New Construction | Pumps | 45810.41 | 0
CZ13 | cAVVG | New Construction | Heat Rejection | 0 | 0
CZ13 | cAVVG | New Construction | Humidification | 0 | 0
CZ13 | cAVVG | New Construction | Heat Recovery | 0 | 0
CZ13 | cAVVG | New Construction | Water Systems | 0 | 347410.5
CZ13 | cAVVG | New Construction | Refrigeration | 0 | 0
CZ13 | cAVVG | New Construction | Generators | 0 | 0
CZ13 | cAVVG | New Construction | Total End Uses | 6056170.27 | 968780.15
CZ14 | cAVVG | New Construction | Heating | 0 | 515532.13
CZ14 | cAVVG | New Construction | Cooling | 1884598.41 | 0
CZ14 | cAVVG | New Construction | Interior Lighting | 817898.48 | 0
CZ14 | cAVVG | New Construction | Exterior Lighting | 0 | 0
CZ14 | cAVVG | New Construction | Interior Equipment | 2837906.7 | 0
CZ14 | cAVVG | New Construction | Exterior Equipment | 0 | 0
CZ14 | cAVVG | New Construction | Fans | 992228.09 | 0
CZ14 | cAVVG | New Construction | Pumps | 61721.99 | 0
CZ14 | cAVVG | New Construction | Heat Rejection | 0 | 0
CZ14 | cAVVG | New Construction | Humidification | 0 | 0
CZ14 | cAVVG | New Construction | Heat Recovery | 0 | 0
CZ14 | cAVVG | New Construction | Water Systems | 0 | 329859.03
CZ14 | cAVVG | New Construction | Refrigeration | 0 | 0
CZ14 | cAVVG | New Construction | Generators | 0 | 0
CZ14 | cAVVG | New Construction | Total End Uses | 6594353.67 | 845391.16
CZ15 | cAVVG | New Construction | Heating | 0 | 499685.35
CZ15 | cAVVG | New Construction | Cooling | 2664469.28 | 0
CZ15 | cAVVG | New Construction | Interior Lighting | 817898.48 | 0
CZ15 | cAVVG | New Construction | Exterior Lighting | 0 | 0
CZ15 | cAVVG | New Construction | Interior Equipment | 2837906.7 | 0
CZ15 | cAVVG | New Construction | Exterior Equipment | 0 | 0
CZ15 | cAVVG | New Construction | Fans | 986621.46 | 0
CZ15 | cAVVG | New Construction | Pumps | 58298.34 | 0
CZ15 | cAVVG | New Construction | Heat Rejection | 0 | 0
CZ15 | cAVVG | New Construction | Humidification | 0 | 0
CZ15 | cAVVG | New Construction | Heat Recovery | 0 | 0
CZ15 | cAVVG | New Construction | Water Systems | 0 | 292883.24
CZ15 | cAVVG | New Construction | Refrigeration | 0 | 0
CZ15 | cAVVG | New Construction | Generators | 0 | 0
CZ15 | cAVVG | New Construction | Total End Uses | 7365194.26 | 792568.58
CZ16 | cAVVG | New Construction | Heating | 0 | 1102484.28
CZ16 | cAVVG | New Construction | Cooling | 1255146.54 | 0
CZ16 | cAVVG | New Construction | Interior Lighting | 817898.48 | 0
CZ16 | cAVVG | New Construction | Exterior Lighting | 0 | 0
CZ16 | cAVVG | New Construction | Interior Equipment | 2837906.7 | 0
CZ16 | cAVVG | New Construction | Exterior Equipment | 0 | 0
CZ16 | cAVVG | New Construction | Fans | 958499.23 | 0
CZ16 | cAVVG | New Construction | Pumps | 46802.9 | 0
CZ16 | cAVVG | New Construction | Heat Rejection | 0 | 0
CZ16 | cAVVG | New Construction | Humidification | 0 | 0
CZ16 | cAVVG | New Construction | Heat Recovery | 0 | 0
CZ16 | cAVVG | New Construction | Water Systems | 0 | 388949.71
CZ16 | cAVVG | New Construction | Refrigeration | 0 | 0
CZ16 | cAVVG | New Construction | Generators | 0 | 0
CZ16 | cAVVG | New Construction | Total End Uses | 5916253.85 | 1491433.99
CZ01 | cDXGF | Existing | Heating | 0 | 520035.72
CZ01 | cDXGF | Existing | Cooling | 70400.66 | 0
CZ01 | cDXGF | Existing | Interior Lighting | 1583207.8 | 0
CZ01 | cDXGF | Existing | Exterior Lighting | 0 | 0
CZ01 | cDXGF | Existing | Interior Equipment | 2837906.7 | 0
CZ01 | cDXGF | Existing | Exterior Equipment | 0 | 0
CZ01 | cDXGF | Existing | Fans | 2445232.23 | 0
CZ01 | cDXGF | Existing | Pumps | 2475.28 | 0
CZ01 | cDXGF | Existing | Heat Rejection | 0 | 0
CZ01 | cDXGF | Existing | Humidification | 0 | 0
CZ01 | cDXGF | Existing | Heat Recovery | 0 | 0
CZ01 | cDXGF | Existing | Water Systems | 0 | 430320.04
CZ01 | cDXGF | Existing | Refrigeration | 0 | 0
CZ01 | cDXGF | Existing | Generators | 0 | 0
CZ01 | cDXGF | Existing | Total End Uses | 6939222.67 | 950355.76
CZ02 | cDXGF | Existing | Heating | 0 | 351466.72
CZ02 | cDXGF | Existing | Cooling | 872010.56 | 0
CZ02 | cDXGF | Existing | Interior Lighting | 1583207.8 | 0
CZ02 | cDXGF | Existing | Exterior Lighting | 0 | 0
CZ02 | cDXGF | Existing | Interior Equipment | 2837906.7 | 0
CZ02 | cDXGF | Existing | Exterior Equipment | 0 | 0
CZ02 | cDXGF | Existing | Fans | 2740552.7 | 0
CZ02 | cDXGF | Existing | Pumps | 7299.23 | 0
CZ02 | cDXGF | Existing | Heat Rejection | 0 | 0
CZ02 | cDXGF | Existing | Humidification | 0 | 0
CZ02 | cDXGF | Existing | Heat Recovery | 0 | 0
CZ02 | cDXGF | Existing | Water Systems | 0 | 395489.43
CZ02 | cDXGF | Existing | Refrigeration | 0 | 0
CZ02 | cDXGF | Existing | Generators | 0 | 0
CZ02 | cDXGF | Existing | Total End Uses | 8040976.99 | 746956.15
CZ03 | cDXGF | Existing | Heating | 0 | 212953.75
CZ03 | cDXGF | Existing | Cooling | 541333.97 | 0
CZ03 | cDXGF | Existing | Interior Lighting | 1583207.8 | 0
CZ03 | cDXGF | Existing | Exterior Lighting | 0 | 0
CZ03 | cDXGF | Existing | Interior Equipment | 2837906.7 | 0
CZ03 | cDXGF | Existing | Exterior Equipment | 0 | 0
CZ03 | cDXGF | Existing | Fans | 2685017.63 | 0
CZ03 | cDXGF | Existing | Pumps | 6902.04 | 0
CZ03 | cDXGF | Existing | Heat Rejection | 0 | 0
CZ03 | cDXGF | Existing | Humidification | 0 | 0
CZ03 | cDXGF | Existing | Heat Recovery | 0 | 0
CZ03 | cDXGF | Existing | Water Systems | 0 | 393937.64
CZ03 | cDXGF | Existing | Refrigeration | 0 | 0
CZ03 | cDXGF | Existing | Generators | 0 | 0
CZ03 | cDXGF | Existing | Total End Uses | 7654368.14 | 606891.39
CZ04 | cDXGF | Existing | Heating | 0 | 192990.94
CZ04 | cDXGF | Existing | Cooling | 1039146.49 | 0
CZ04 | cDXGF | Existing | Interior Lighting | 1583207.8 | 0
CZ04 | cDXGF | Existing | Exterior Lighting | 0 | 0
CZ04 | cDXGF | Existing | Interior Equipment | 2837906.7 | 0
CZ04 | cDXGF | Existing | Exterior Equipment | 0 | 0
CZ04 | cDXGF | Existing | Fans | 2764313.53 | 0
CZ04 | cDXGF | Existing | Pumps | 8321.93 | 0
CZ04 | cDXGF | Existing | Heat Rejection | 0 | 0
CZ04 | cDXGF | Existing | Humidification | 0 | 0
CZ04 | cDXGF | Existing | Heat Recovery | 0 | 0
CZ04 | cDXGF | Existing | Water Systems | 0 | 380445.06
CZ04 | cDXGF | Existing | Refrigeration | 0 | 0
CZ04 | cDXGF | Existing | Generators | 0 | 0
CZ04 | cDXGF | Existing | Total End Uses | 8232896.44 | 573436.01
CZ05 | cDXGF | Existing | Heating | 0 | 196001.53
CZ05 | cDXGF | Existing | Cooling | 695860.12 | 0
CZ05 | cDXGF | Existing | Interior Lighting | 1583207.8 | 0
CZ05 | cDXGF | Existing | Exterior Lighting | 0 | 0
CZ05 | cDXGF | Existing | Interior Equipment | 2837906.7 | 0
CZ05 | cDXGF | Existing | Exterior Equipment | 0 | 0
CZ05 | cDXGF | Existing | Fans | 2662974.6 | 0
CZ05 | cDXGF | Existing | Pumps | 6511.99 | 0
CZ05 | cDXGF | Existing | Heat Rejection | 0 | 0
CZ05 | cDXGF | Existing | Humidification | 0 | 0
CZ05 | cDXGF | Existing | Heat Recovery | 0 | 0
CZ05 | cDXGF | Existing | Water Systems | 0 | 393957.86
CZ05 | cDXGF | Existing | Refrigeration | 0 | 0
CZ05 | cDXGF | Existing | Generators | 0 | 0
CZ05 | cDXGF | Existing | Total End Uses | 7786461.21 | 589959.39
CZ06 | cDXGF | Existing | Heating | 0 | 50348.27
CZ06 | cDXGF | Existing | Cooling | 1108212.06 | 0
CZ06 | cDXGF | Existing | Interior Lighting | 1583207.8 | 0
CZ06 | cDXGF | Existing | Exterior Lighting | 0 | 0
CZ06 | cDXGF | Existing | Interior Equipment | 2837906.7 | 0
CZ06 | cDXGF | Existing | Exterior Equipment | 0 | 0
CZ06 | cDXGF | Existing | Fans | 2678593.05 | 0
CZ06 | cDXGF | Existing | Pumps | 8475.54 | 0
CZ06 | cDXGF | Existing | Heat Rejection | 0 | 0
CZ06 | cDXGF | Existing | Humidification | 0 | 0
CZ06 | cDXGF | Existing | Heat Recovery | 0 | 0
CZ06 | cDXGF | Existing | Water Systems | 0 | 362963.13
CZ06 | cDXGF | Existing | Refrigeration | 0 | 0
CZ06 | cDXGF | Existing | Generators | 0 | 0
CZ06 | cDXGF | Existing | Total End Uses | 8216395.15 | 413311.4
CZ07 | cDXGF | Existing | Heating | 0 | 41645.02
CZ07 | cDXGF | Existing | Cooling | 1238408.56 | 0
CZ07 | cDXGF | Existing | Interior Lighting | 1583207.8 | 0
CZ07 | cDXGF | Existing | Exterior Lighting | 0 | 0
CZ07 | cDXGF | Existing | Interior Equipment | 2837906.7 | 0
CZ07 | cDXGF | Existing | Exterior Equipment | 0 | 0
CZ07 | cDXGF | Existing | Fans | 2625344.02 | 0
CZ07 | cDXGF | Existing | Pumps | 8928.04 | 0
CZ07 | cDXGF | Existing | Heat Rejection | 0 | 0
CZ07 | cDXGF | Existing | Humidification | 0 | 0
CZ07 | cDXGF | Existing | Heat Recovery | 0 | 0
CZ07 | cDXGF | Existing | Water Systems | 0 | 358352.33
CZ07 | cDXGF | Existing | Refrigeration | 0 | 0
CZ07 | cDXGF | Existing | Generators | 0 | 0
CZ07 | cDXGF | Existing | Total End Uses | 8293795.12 | 399997.36
CZ08 | cDXGF | Existing | Heating | 0 | 72133.26
CZ08 | cDXGF | Existing | Cooling | 1438733.79 | 0
CZ08 | cDXGF | Existing | Interior Lighting | 1583207.8 | 0
CZ08 | cDXGF | Existing | Exterior Lighting | 0 | 0
CZ08 | cDXGF | Existing | Interior Equipment | 2837906.7 | 0
CZ08 | cDXGF | Existing | Exterior Equipment | 0 | 0
CZ08 | cDXGF | Existing | Fans | 2738976.61 | 0
CZ08 | cDXGF | Existing | Pumps | 9719.64 | 0
CZ08 | cDXGF | Existing | Heat Rejection | 0 | 0
CZ08 | cDXGF | Existing | Humidification | 0 | 0
CZ08 | cDXGF | Existing | Heat Recovery | 0 | 0
CZ08 | cDXGF | Existing | Water Systems | 0 | 357826
CZ08 | cDXGF | Existing | Refrigeration | 0 | 0
CZ08 | cDXGF | Existing | Generators | 0 | 0
CZ08 | cDXGF | Existing | Total End Uses | 8608544.53 | 429959.26
CZ09 | cDXGF | Existing | Heating | 0 | 62590.8
CZ09 | cDXGF | Existing | Cooling | 1628570.29 | 0
CZ09 | cDXGF | Existing | Interior Lighting | 1583207.8 | 0
CZ09 | cDXGF | Existing | Exterior Lighting | 0 | 0
CZ09 | cDXGF | Existing | Interior Equipment | 2837906.7 | 0
CZ09 | cDXGF | Existing | Exterior Equipment | 0 | 0
CZ09 | cDXGF | Existing | Fans | 2876751.38 | 0
CZ09 | cDXGF | Existing | Pumps | 10447.59 | 0
CZ09 | cDXGF | Existing | Heat Rejection | 0 | 0
CZ09 | cDXGF | Existing | Humidification | 0 | 0
CZ09 | cDXGF | Existing | Heat Recovery | 0 | 0
CZ09 | cDXGF | Existing | Water Systems | 0 | 352870.82
CZ09 | cDXGF | Existing | Refrigeration | 0 | 0
CZ09 | cDXGF | Existing | Generators | 0 | 0
CZ09 | cDXGF | Existing | Total End Uses | 8936883.76 | 415461.62
CZ10 | cDXGF | Existing | Heating | 0 | 124381.19
CZ10 | cDXGF | Existing | Cooling | 1806397.05 | 0
CZ10 | cDXGF | Existing | Interior Lighting | 1583207.8 | 0
CZ10 | cDXGF | Existing | Exterior Lighting | 0 | 0
CZ10 | cDXGF | Existing | Interior Equipment | 2837906.7 | 0
CZ10 | cDXGF | Existing | Exterior Equipment | 0 | 0
CZ10 | cDXGF | Existing | Fans | 2701053.41 | 0
CZ10 | cDXGF | Existing | Pumps | 10133.23 | 0
CZ10 | cDXGF | Existing | Heat Rejection | 0 | 0
CZ10 | cDXGF | Existing | Humidification | 0 | 0
CZ10 | cDXGF | Existing | Heat Recovery | 0 | 0
CZ10 | cDXGF | Existing | Water Systems | 0 | 350051.48
CZ10 | cDXGF | Existing | Refrigeration | 0 | 0
CZ10 | cDXGF | Existing | Generators | 0 | 0
CZ10 | cDXGF | Existing | Total End Uses | 8938698.19 | 474432.67
CZ11 | cDXGF | Existing | Heating | 0 | 336569.84
CZ11 | cDXGF | Existing | Cooling | 1880182.47 | 0
CZ11 | cDXGF | Existing | Interior Lighting | 1583207.8 | 0
CZ11 | cDXGF | Existing | Exterior Lighting | 0 | 0
CZ11 | cDXGF | Existing | Interior Equipment | 2837906.7 | 0
CZ11 | cDXGF | Existing | Exterior Equipment | 0 | 0
CZ11 | cDXGF | Existing | Fans | 2905430.97 | 0
CZ11 | cDXGF | Existing | Pumps | 9568.52 | 0
CZ11 | cDXGF | Existing | Heat Rejection | 0 | 0
CZ11 | cDXGF | Existing | Humidification | 0 | 0
CZ11 | cDXGF | Existing | Heat Recovery | 0 | 0
CZ11 | cDXGF | Existing | Water Systems | 0 | 357862.48
CZ11 | cDXGF | Existing | Refrigeration | 0 | 0
CZ11 | cDXGF | Existing | Generators | 0 | 0
CZ11 | cDXGF | Existing | Total End Uses | 9216296.45 | 694432.31
CZ12 | cDXGF | Existing | Heating | 0 | 303954.74
CZ12 | cDXGF | Existing | Cooling | 1569756.64 | 0
CZ12 | cDXGF | Existing | Interior Lighting | 1583207.8 | 0
CZ12 | cDXGF | Existing | Exterior Lighting | 0 | 0
CZ12 | cDXGF | Existing | Interior Equipment | 2837906.7 | 0
CZ12 | cDXGF | Existing | Exterior Equipment | 0 | 0
CZ12 | cDXGF | Existing | Fans | 2727572.32 | 0
CZ12 | cDXGF | Existing | Pumps | 8573.29 | 0
CZ12 | cDXGF | Existing | Heat Rejection | 0 | 0
CZ12 | cDXGF | Existing | Humidification | 0 | 0
CZ12 | cDXGF | Existing | Heat Recovery | 0 | 0
CZ12 | cDXGF | Existing | Water Systems | 0 | 367926.55
CZ12 | cDXGF | Existing | Refrigeration | 0 | 0
CZ12 | cDXGF | Existing | Generators | 0 | 0
CZ12 | cDXGF | Existing | Total End Uses | 8727016.75 | 671881.29
CZ13 | cDXGF | Existing | Heating | 0 | 233271.75
CZ13 | cDXGF | Existing | Cooling | 2033961.51 | 0
CZ13 | cDXGF | Existing | Interior Lighting | 1583207.8 | 0
CZ13 | cDXGF | Existing | Exterior Lighting | 0 | 0
CZ13 | cDXGF | Existing | Interior Equipment | 2837906.7 | 0
CZ13 | cDXGF | Existing | Exterior Equipment | 0 | 0
CZ13 | cDXGF | Existing | Fans | 2816340.44 | 0
CZ13 | cDXGF | Existing | Pumps | 9682.42 | 0
CZ13 | cDXGF | Existing | Heat Rejection | 0 | 0
CZ13 | cDXGF | Existing | Humidification | 0 | 0
CZ13 | cDXGF | Existing | Heat Recovery | 0 | 0
CZ13 | cDXGF | Existing | Water Systems | 0 | 347473.27
CZ13 | cDXGF | Existing | Refrigeration | 0 | 0
CZ13 | cDXGF | Existing | Generators | 0 | 0
CZ13 | cDXGF | Existing | Total End Uses | 9281098.87 | 580745.02
CZ14 | cDXGF | Existing | Heating | 0 | 165483.56
CZ14 | cDXGF | Existing | Cooling | 2521838.81 | 0
CZ14 | cDXGF | Existing | Interior Lighting | 1583207.8 | 0
CZ14 | cDXGF | Existing | Exterior Lighting | 0 | 0
CZ14 | cDXGF | Existing | Interior Equipment | 2837906.7 | 0
CZ14 | cDXGF | Existing | Exterior Equipment | 0 | 0
CZ14 | cDXGF | Existing | Fans | 3032543 | 0
CZ14 | cDXGF | Existing | Pumps | 10822.83 | 0
CZ14 | cDXGF | Existing | Heat Rejection | 0 | 0
CZ14 | cDXGF | Existing | Humidification | 0 | 0
CZ14 | cDXGF | Existing | Heat Recovery | 0 | 0
CZ14 | cDXGF | Existing | Water Systems | 0 | 329887.46
CZ14 | cDXGF | Existing | Refrigeration | 0 | 0
CZ14 | cDXGF | Existing | Generators | 0 | 0
CZ14 | cDXGF | Existing | Total End Uses | 9986319.14 | 495371.02
CZ15 | cDXGF | Existing | Heating | 0 | 54836.23
CZ15 | cDXGF | Existing | Cooling | 3324781.36 | 0
CZ15 | cDXGF | Existing | Interior Lighting | 1583207.8 | 0
CZ15 | cDXGF | Existing | Exterior Lighting | 0 | 0
CZ15 | cDXGF | Existing | Interior Equipment | 2837906.7 | 0
CZ15 | cDXGF | Existing | Exterior Equipment | 0 | 0
CZ15 | cDXGF | Existing | Fans | 2853557.64 | 0
CZ15 | cDXGF | Existing | Pumps | 13485.48 | 0
CZ15 | cDXGF | Existing | Heat Rejection | 0 | 0
CZ15 | cDXGF | Existing | Humidification | 0 | 0
CZ15 | cDXGF | Existing | Heat Recovery | 0 | 0
CZ15 | cDXGF | Existing | Water Systems | 0 | 292932.71
CZ15 | cDXGF | Existing | Refrigeration | 0 | 0
CZ15 | cDXGF | Existing | Generators | 0 | 0
CZ15 | cDXGF | Existing | Total End Uses | 10612938.98 | 347768.94
CZ16 | cDXGF | Existing | Heating | 0 | 530595.68
CZ16 | cDXGF | Existing | Cooling | 1713205.91 | 0
CZ16 | cDXGF | Existing | Interior Lighting | 1583207.8 | 0
CZ16 | cDXGF | Existing | Exterior Lighting | 0 | 0
CZ16 | cDXGF | Existing | Interior Equipment | 2837906.7 | 0
CZ16 | cDXGF | Existing | Exterior Equipment | 0 | 0
CZ16 | cDXGF | Existing | Fans | 3181159.02 | 0
CZ16 | cDXGF | Existing | Pumps | 7609.37 | 0
CZ16 | cDXGF | Existing | Heat Rejection | 0 | 0
CZ16 | cDXGF | Existing | Humidification | 0 | 0
CZ16 | cDXGF | Existing | Heat Recovery | 0 | 0
CZ16 | cDXGF | Existing | Water Systems | 0 | 388978.21
CZ16 | cDXGF | Existing | Refrigeration | 0 | 0
CZ16 | cDXGF | Existing | Generators | 0 | 0
CZ16 | cDXGF | Existing | Total End Uses | 9323088.79 | 919573.89
CZ01 | cDXGF | New Construction | Heating | 0 | 377316.48
CZ01 | cDXGF | New Construction | Cooling | 42963.81 | 0
CZ01 | cDXGF | New Construction | Interior Lighting | 817898.48 | 0
CZ01 | cDXGF | New Construction | Exterior Lighting | 0 | 0
CZ01 | cDXGF | New Construction | Interior Equipment | 2837906.7 | 0
CZ01 | cDXGF | New Construction | Exterior Equipment | 0 | 0
CZ01 | cDXGF | New Construction | Fans | 1518483.77 | 0
CZ01 | cDXGF | New Construction | Pumps | 1681.05 | 0
CZ01 | cDXGF | New Construction | Heat Rejection | 0 | 0
CZ01 | cDXGF | New Construction | Humidification | 0 | 0
CZ01 | cDXGF | New Construction | Heat Recovery | 0 | 0
CZ01 | cDXGF | New Construction | Water Systems | 0 | 430320.96
CZ01 | cDXGF | New Construction | Refrigeration | 0 | 0
CZ01 | cDXGF | New Construction | Generators | 0 | 0
CZ01 | cDXGF | New Construction | Total End Uses | 5218933.82 | 807637.44
CZ02 | cDXGF | New Construction | Heating | 0 | 263959.94
CZ02 | cDXGF | New Construction | Cooling | 565606.63 | 0
CZ02 | cDXGF | New Construction | Interior Lighting | 817898.48 | 0
CZ02 | cDXGF | New Construction | Exterior Lighting | 0 | 0
CZ02 | cDXGF | New Construction | Interior Equipment | 2837906.7 | 0
CZ02 | cDXGF | New Construction | Exterior Equipment | 0 | 0
CZ02 | cDXGF | New Construction | Fans | 1644347.06 | 0
CZ02 | cDXGF | New Construction | Pumps | 4790.12 | 0
CZ02 | cDXGF | New Construction | Heat Rejection | 0 | 0
CZ02 | cDXGF | New Construction | Humidification | 0 | 0
CZ02 | cDXGF | New Construction | Heat Recovery | 0 | 0
CZ02 | cDXGF | New Construction | Water Systems | 0 | 395455.66
CZ02 | cDXGF | New Construction | Refrigeration | 0 | 0
CZ02 | cDXGF | New Construction | Generators | 0 | 0
CZ02 | cDXGF | New Construction | Total End Uses | 5870549 | 659415.6
CZ03 | cDXGF | New Construction | Heating | 0 | 154165.57
CZ03 | cDXGF | New Construction | Cooling | 347034.02 | 0
CZ03 | cDXGF | New Construction | Interior Lighting | 817898.48 | 0
CZ03 | cDXGF | New Construction | Exterior Lighting | 0 | 0
CZ03 | cDXGF | New Construction | Interior Equipment | 2837906.7 | 0
CZ03 | cDXGF | New Construction | Exterior Equipment | 0 | 0
CZ03 | cDXGF | New Construction | Fans | 1616152.41 | 0
CZ03 | cDXGF | New Construction | Pumps | 4523.05 | 0
CZ03 | cDXGF | New Construction | Heat Rejection | 0 | 0
CZ03 | cDXGF | New Construction | Humidification | 0 | 0
CZ03 | cDXGF | New Construction | Heat Recovery | 0 | 0
CZ03 | cDXGF | New Construction | Water Systems | 0 | 393884.14
CZ03 | cDXGF | New Construction | Refrigeration | 0 | 0
CZ03 | cDXGF | New Construction | Generators | 0 | 0
CZ03 | cDXGF | New Construction | Total End Uses | 5623514.66 | 548049.7
CZ04 | cDXGF | New Construction | Heating | 0 | 139609.59
CZ04 | cDXGF | New Construction | Cooling | 671098.48 | 0
CZ04 | cDXGF | New Construction | Interior Lighting | 817898.48 | 0
CZ04 | cDXGF | New Construction | Exterior Lighting | 0 | 0
CZ04 | cDXGF | New Construction | Interior Equipment | 2837906.7 | 0
CZ04 | cDXGF | New Construction | Exterior Equipment | 0 | 0
CZ04 | cDXGF | New Construction | Fans | 1648806.76 | 0
CZ04 | cDXGF | New Construction | Pumps | 5445.64 | 0
CZ04 | cDXGF | New Construction | Heat Rejection | 0 | 0
CZ04 | cDXGF | New Construction | Humidification | 0 | 0
CZ04 | cDXGF | New Construction | Heat Recovery | 0 | 0
CZ04 | cDXGF | New Construction | Water Systems | 0 | 380391.7
CZ04 | cDXGF | New Construction | Refrigeration | 0 | 0
CZ04 | cDXGF | New Construction | Generators | 0 | 0
CZ04 | cDXGF | New Construction | Total End Uses | 5981156.06 | 520001.29
CZ05 | cDXGF | New Construction | Heating | 0 | 142582.78
CZ05 | cDXGF | New Construction | Cooling | 437960.4 | 0
CZ05 | cDXGF | New Construction | Interior Lighting | 817898.48 | 0
CZ05 | cDXGF | New Construction | Exterior Lighting | 0 | 0
CZ05 | cDXGF | New Construction | Interior Equipment | 2837906.7 | 0
CZ05 | cDXGF | New Construction | Exterior Equipment | 0 | 0
CZ05 | cDXGF | New Construction | Fans | 1594217.25 | 0
CZ05 | cDXGF | New Construction | Pumps | 4285.08 | 0
CZ05 | cDXGF | New Construction | Heat Rejection | 0 | 0
CZ05 | cDXGF | New Construction | Humidification | 0 | 0
CZ05 | cDXGF | New Construction | Heat Recovery | 0 | 0
CZ05 | cDXGF | New Construction | Water Systems | 0 | 393908.55
CZ05 | cDXGF | New Construction | Refrigeration | 0 | 0
CZ05 | cDXGF | New Construction | Generators | 0 | 0
CZ05 | cDXGF | New Construction | Total End Uses | 5692267.92 | 536491.33
CZ06 | cDXGF | New Construction | Heating | 0 | 32382.79
CZ06 | cDXGF | New Construction | Cooling | 715668.74 | 0
CZ06 | cDXGF | New Construction | Interior Lighting | 817898.48 | 0
CZ06 | cDXGF | New Construction | Exterior Lighting | 0 | 0
CZ06 | cDXGF | New Construction | Interior Equipment | 2837906.7 | 0
CZ06 | cDXGF | New Construction | Exterior Equipment | 0 | 0
CZ06 | cDXGF | New Construction | Fans | 1617318.18 | 0
CZ06 | cDXGF | New Construction | Pumps | 5353.64 | 0
CZ06 | cDXGF | New Construction | Heat Rejection | 0 | 0
CZ06 | cDXGF | New Construction | Humidification | 0 | 0
CZ06 | cDXGF | New Construction | Heat Recovery | 0 | 0
CZ06 | cDXGF | New Construction | Water Systems | 0 | 362873.96
CZ06 | cDXGF | New Construction | Refrigeration | 0 | 0
CZ06 | cDXGF | New Construction | Generators | 0 | 0
CZ06 | cDXGF | New Construction | Total End Uses | 5994145.74 | 395256.75
CZ07 | cDXGF | New Construction | Heating | 0 | 39115.96
CZ07 | cDXGF | New Construction | Cooling | 833102.55 | 0
CZ07 | cDXGF | New Construction | Interior Lighting | 817898.48 | 0
CZ07 | cDXGF | New Construction | Exterior Lighting | 0 | 0
CZ07 | cDXGF | New Construction | Interior Equipment | 2837906.7 | 0
CZ07 | cDXGF | New Construction | Exterior Equipment | 0 | 0
CZ07 | cDXGF | New Construction | Fans | 1593382.63 | 0
CZ07 | cDXGF | New Construction | Pumps | 5858.73 | 0
CZ07 | cDXGF | New Construction | Heat Rejection | 0 | 0
CZ07 | cDXGF | New Construction | Humidification | 0 | 0
CZ07 | cDXGF | New Construction | Heat Recovery | 0 | 0
CZ07 | cDXGF | New Construction | Water Systems | 0 | 358224.01
CZ07 | cDXGF | New Construction | Refrigeration | 0 | 0
CZ07 | cDXGF | New Construction | Generators | 0 | 0
CZ07 | cDXGF | New Construction | Total End Uses | 6088149.09 | 397339.97
CZ08 | cDXGF | New Construction | Heating | 0 | 52535.89
CZ08 | cDXGF | New Construction | Cooling | 923830.56 | 0
CZ08 | cDXGF | New Construction | Interior Lighting | 817898.48 | 0
CZ08 | cDXGF | New Construction | Exterior Lighting | 0 | 0
CZ08 | cDXGF | New Construction | Interior Equipment | 2837906.7 | 0
CZ08 | cDXGF | New Construction | Exterior Equipment | 0 | 0
CZ08 | cDXGF | New Construction | Fans | 1639152.27 | 0
CZ08 | cDXGF | New Construction | Pumps | 6337.88 | 0
CZ08 | cDXGF | New Construction | Heat Rejection | 0 | 0
CZ08 | cDXGF | New Construction | Humidification | 0 | 0
CZ08 | cDXGF | New Construction | Heat Recovery | 0 | 0
CZ08 | cDXGF | New Construction | Water Systems | 0 | 357736.52
CZ08 | cDXGF | New Construction | Refrigeration | 0 | 0
CZ08 | cDXGF | New Construction | Generators | 0 | 0
CZ08 | cDXGF | New Construction | Total End Uses | 6225125.9 | 410272.41
CZ09 | cDXGF | New Construction | Heating | 0 | 48997.7
CZ09 | cDXGF | New Construction | Cooling | 1012030.77 | 0
CZ09 | cDXGF | New Construction | Interior Lighting | 817898.48 | 0
CZ09 | cDXGF | New Construction | Exterior Lighting | 0 | 0
CZ09 | cDXGF | New Construction | Interior Equipment | 2837906.7 | 0
CZ09 | cDXGF | New Construction | Exterior Equipment | 0 | 0
CZ09 | cDXGF | New Construction | Fans | 1634854.54 | 0
CZ09 | cDXGF | New Construction | Pumps | 6633.65 | 0
CZ09 | cDXGF | New Construction | Heat Rejection | 0 | 0
CZ09 | cDXGF | New Construction | Humidification | 0 | 0
CZ09 | cDXGF | New Construction | Heat Recovery | 0 | 0
CZ09 | cDXGF | New Construction | Water Systems | 0 | 352800.45
CZ09 | cDXGF | New Construction | Refrigeration | 0 | 0
CZ09 | cDXGF | New Construction | Generators | 0 | 0
CZ09 | cDXGF | New Construction | Total End Uses | 6309324.15 | 401798.16
CZ10 | cDXGF | New Construction | Heating | 0 | 103318.21
CZ10 | cDXGF | New Construction | Cooling | 1257984.43 | 0
CZ10 | cDXGF | New Construction | Interior Lighting | 817898.48 | 0
CZ10 | cDXGF | New Construction | Exterior Lighting | 0 | 0
CZ10 | cDXGF | New Construction | Interior Equipment | 2837906.7 | 0
CZ10 | cDXGF | New Construction | Exterior Equipment | 0 | 0
CZ10 | cDXGF | New Construction | Fans | 1726013.78 | 0
CZ10 | cDXGF | New Construction | Pumps | 7245.3 | 0
CZ10 | cDXGF | New Construction | Heat Rejection | 0 | 0
CZ10 | cDXGF | New Construction | Humidification | 0 | 0
CZ10 | cDXGF | New Construction | Heat Recovery | 0 | 0
CZ10 | cDXGF | New Construction | Water Systems | 0 | 349966.49
CZ10 | cDXGF | New Construction | Refrigeration | 0 | 0
CZ10 | cDXGF | New Construction | Generators | 0 | 0
CZ10 | cDXGF | New Construction | Total End Uses | 6647048.69 | 453284.7
CZ11 | cDXGF | New Construction | Heating | 0 | 271897.06
CZ11 | cDXGF | New Construction | Cooling | 1228734.86 | 0
CZ11 | cDXGF | New Construction | Interior Lighting | 817898.48 | 0
CZ11 | cDXGF | New Construction | Exterior Lighting | 0 | 0
CZ11 | cDXGF | New Construction | Interior Equipment | 2837906.7 | 0
CZ11 | cDXGF | New Construction | Exterior Equipment | 0 | 0
CZ11 | cDXGF | New Construction | Fans | 1696247.42 | 0
CZ11 | cDXGF | New Construction | Pumps | 6818.05 | 0
CZ11 | cDXGF | New Construction | Heat Rejection | 0 | 0
CZ11 | cDXGF | New Construction | Humidification | 0 | 0
CZ11 | cDXGF | New Construction | Heat Recovery | 0 | 0
CZ11 | cDXGF | New Construction | Water Systems | 0 | 357808.23
CZ11 | cDXGF | New Construction | Refrigeration | 0 | 0
CZ11 | cDXGF | New Construction | Generators | 0 | 0
CZ11 | cDXGF | New Construction | Total End Uses | 6587605.51 | 629705.3
CZ12 | cDXGF | New Construction | Heating | 0 | 257002.48
CZ12 | cDXGF | New Construction | Cooling | 1037904.31 | 0
CZ12 | cDXGF | New Construction | Interior Lighting | 817898.48 | 0
CZ12 | cDXGF | New Construction | Exterior Lighting | 0 | 0
CZ12 | cDXGF | New Construction | Interior Equipment | 2837906.7 | 0
CZ12 | cDXGF | New Construction | Exterior Equipment | 0 | 0
CZ12 | cDXGF | New Construction | Fans | 1628390.38 | 0
CZ12 | cDXGF | New Construction | Pumps | 6376.11 | 0
CZ12 | cDXGF | New Construction | Heat Rejection | 0 | 0
CZ12 | cDXGF | New Construction | Humidification | 0 | 0
CZ12 | cDXGF | New Construction | Heat Recovery | 0 | 0
CZ12 | cDXGF | New Construction | Water Systems | 0 | 367848.92
CZ12 | cDXGF | New Construction | Refrigeration | 0 | 0
CZ12 | cDXGF | New Construction | Generators | 0 | 0
CZ12 | cDXGF | New Construction | Total End Uses | 6328475.98 | 624851.4
CZ13 | cDXGF | New Construction | Heating | 0 | 204480.62
CZ13 | cDXGF | New Construction | Cooling | 1347673.35 | 0
CZ13 | cDXGF | New Construction | Interior Lighting | 817898.48 | 0
CZ13 | cDXGF | New Construction | Exterior Lighting | 0 | 0
CZ13 | cDXGF | New Construction | Interior Equipment | 2837906.7 | 0
CZ13 | cDXGF | New Construction | Exterior Equipment | 0 | 0
CZ13 | cDXGF | New Construction | Fans | 1664035.86 | 0
CZ13 | cDXGF | New Construction | Pumps | 7062.21 | 0
CZ13 | cDXGF | New Construction | Heat Rejection | 0 | 0
CZ13 | cDXGF | New Construction | Humidification | 0 | 0
CZ13 | cDXGF | New Construction | Heat Recovery | 0 | 0
CZ13 | cDXGF | New Construction | Water Systems | 0 | 347425.21
CZ13 | cDXGF | New Construction | Refrigeration | 0 | 0
CZ13 | cDXGF | New Construction | Generators | 0 | 0
CZ13 | cDXGF | New Construction | Total End Uses | 6674576.61 | 551905.83
CZ14 | cDXGF | New Construction | Heating | 0 | 144378.11
CZ14 | cDXGF | New Construction | Cooling | 1677834.21 | 0
CZ14 | cDXGF | New Construction | Interior Lighting | 817898.48 | 0
CZ14 | cDXGF | New Construction | Exterior Lighting | 0 | 0
CZ14 | cDXGF | New Construction | Interior Equipment | 2837906.7 | 0
CZ14 | cDXGF | New Construction | Exterior Equipment | 0 | 0
CZ14 | cDXGF | New Construction | Fans | 1798137.09 | 0
CZ14 | cDXGF | New Construction | Pumps | 7347.79 | 0
CZ14 | cDXGF | New Construction | Heat Rejection | 0 | 0
CZ14 | cDXGF | New Construction | Humidification | 0 | 0
CZ14 | cDXGF | New Construction | Heat Recovery | 0 | 0
CZ14 | cDXGF | New Construction | Water Systems | 0 | 329836.25
CZ14 | cDXGF | New Construction | Refrigeration | 0 | 0
CZ14 | cDXGF | New Construction | Generators | 0 | 0
CZ14 | cDXGF | New Construction | Total End Uses | 7139124.27 | 474214.36
CZ15 | cDXGF | New Construction | Heating | 0 | 53852.43
CZ15 | cDXGF | New Construction | Cooling | 2293721.16 | 0
CZ15 | cDXGF | New Construction | Interior Lighting | 817898.48 | 0
CZ15 | cDXGF | New Construction | Exterior Lighting | 0 | 0
CZ15 | cDXGF | New Construction | Interior Equipment | 2837906.7 | 0
CZ15 | cDXGF | New Construction | Exterior Equipment | 0 | 0
CZ15 | cDXGF | New Construction | Fans | 1712907.35 | 0
CZ15 | cDXGF | New Construction | Pumps | 9379.3 | 0
CZ15 | cDXGF | New Construction | Heat Rejection | 0 | 0
CZ15 | cDXGF | New Construction | Humidification | 0 | 0
CZ15 | cDXGF | New Construction | Heat Recovery | 0 | 0
CZ15 | cDXGF | New Construction | Water Systems | 0 | 292871.72
CZ15 | cDXGF | New Construction | Refrigeration | 0 | 0
CZ15 | cDXGF | New Construction | Generators | 0 | 0
CZ15 | cDXGF | New Construction | Total End Uses | 7671813 | 346724.14
CZ16 | cDXGF | New Construction | Heating | 0 | 468775.91
CZ16 | cDXGF | New Construction | Cooling | 1119926.2 | 0
CZ16 | cDXGF | New Construction | Interior Lighting | 817898.48 | 0
CZ16 | cDXGF | New Construction | Exterior Lighting | 0 | 0
CZ16 | cDXGF | New Construction | Interior Equipment | 2837906.7 | 0
CZ16 | cDXGF | New Construction | Exterior Equipment | 0 | 0
CZ16 | cDXGF | New Construction | Fans | 1918555.27 | 0
CZ16 | cDXGF | New Construction | Pumps | 4865.11 | 0
CZ16 | cDXGF | New Construction | Heat Rejection | 0 | 0
CZ16 | cDXGF | New Construction | Humidification | 0 | 0
CZ16 | cDXGF | New Construction | Heat Recovery | 0 | 0
CZ16 | cDXGF | New Construction | Water Systems | 0 | 388988.58
CZ16 | cDXGF | New Construction | Refrigeration | 0 | 0
CZ16 | cDXGF | New Construction | Generators | 0 | 0
CZ16 | cDXGF | New Construction | Total End Uses | 6699151.76 | 857764.49
CZ01 | cDXHP | Existing | Heating | 71453.91 | 232250.15
CZ01 | cDXHP | Existing | Cooling | 69496.77 | 0
CZ01 | cDXHP | Existing | Interior Lighting | 1583207.8 | 0
CZ01 | cDXHP | Existing | Exterior Lighting | 0 | 0
CZ01 | cDXHP | Existing | Interior Equipment | 2837906.7 | 0
CZ01 | cDXHP | Existing | Exterior Equipment | 0 | 0
CZ01 | cDXHP | Existing | Fans | 2445232.25 | 0
CZ01 | cDXHP | Existing | Pumps | 2475.28 | 0
CZ01 | cDXHP | Existing | Heat Rejection | 0 | 0
CZ01 | cDXHP | Existing | Humidification | 0 | 0
CZ01 | cDXHP | Existing | Heat Recovery | 0 | 0
CZ01 | cDXHP | Existing | Water Systems | 0 | 430324
CZ01 | cDXHP | Existing | Refrigeration | 0 | 0
CZ01 | cDXHP | Existing | Generators | 0 | 0
CZ01 | cDXHP | Existing | Total End Uses | 7009772.71 | 662574.16
CZ02 | cDXHP | Existing | Heating | 54190.87 | 169863.33
CZ02 | cDXHP | Existing | Cooling | 869087.9 | 0
CZ02 | cDXHP | Existing | Interior Lighting | 1583207.8 | 0
CZ02 | cDXHP | Existing | Exterior Lighting | 0 | 0
CZ02 | cDXHP | Existing | Interior Equipment | 2837906.7 | 0
CZ02 | cDXHP | Existing | Exterior Equipment | 0 | 0
CZ02 | cDXHP | Existing | Fans | 2740557.85 | 0
CZ02 | cDXHP | Existing | Pumps | 7299.18 | 0
CZ02 | cDXHP | Existing | Heat Rejection | 0 | 0
CZ02 | cDXHP | Existing | Humidification | 0 | 0
CZ02 | cDXHP | Existing | Heat Recovery | 0 | 0
CZ02 | cDXHP | Existing | Water Systems | 0 | 395489.8
CZ02 | cDXHP | Existing | Refrigeration | 0 | 0
CZ02 | cDXHP | Existing | Generators | 0 | 0
CZ02 | cDXHP | Existing | Total End Uses | 8092250.3 | 565353.12
CZ03 | cDXHP | Existing | Heating | 28157.68 | 103891.32
CZ03 | cDXHP | Existing | Cooling | 537557.27 | 0
CZ03 | cDXHP | Existing | Interior Lighting | 1583207.8 | 0
CZ03 | cDXHP | Existing | Exterior Lighting | 0 | 0
CZ03 | cDXHP | Existing | Interior Equipment | 2837906.7 | 0
CZ03 | cDXHP | Existing | Exterior Equipment | 0 | 0
CZ03 | cDXHP | Existing | Fans | 2685024.25 | 0
CZ03 | cDXHP | Existing | Pumps | 6902.06 | 0
CZ03 | cDXHP | Existing | Heat Rejection | 0 | 0
CZ03 | cDXHP | Existing | Humidification | 0 | 0
CZ03 | cDXHP | Existing | Heat Recovery | 0 | 0
CZ03 | cDXHP | Existing | Water Systems | 0 | 393938.16
CZ03 | cDXHP | Existing | Refrigeration | 0 | 0
CZ03 | cDXHP | Existing | Generators | 0 | 0
CZ03 | cDXHP | Existing | Total End Uses | 7678755.76 | 497829.48
CZ04 | cDXHP | Existing | Heating | 23261.06 | 104338.28
CZ04 | cDXHP | Existing | Cooling | 1038820.76 | 0
CZ04 | cDXHP | Existing | Interior Lighting | 1583207.8 | 0
CZ04 | cDXHP | Existing | Exterior Lighting | 0 | 0
CZ04 | cDXHP | Existing | Interior Equipment | 2837906.7 | 0
CZ04 | cDXHP | Existing | Exterior Equipment | 0 | 0
CZ04 | cDXHP | Existing | Fans | 2764269.23 | 0
CZ04 | cDXHP | Existing | Pumps | 8322.01 | 0
CZ04 | cDXHP | Existing | Heat Rejection | 0 | 0
CZ04 | cDXHP | Existing | Humidification | 0 | 0
CZ04 | cDXHP | Existing | Heat Recovery | 0 | 0
CZ04 | cDXHP | Existing | Water Systems | 0 | 380444.72
CZ04 | cDXHP | Existing | Refrigeration | 0 | 0
CZ04 | cDXHP | Existing | Generators | 0 | 0
CZ04 | cDXHP | Existing | Total End Uses | 8255787.56 | 484783
CZ05 | cDXHP | Existing | Heating | 27582.69 | 94533.49
CZ05 | cDXHP | Existing | Cooling | 694505.21 | 0
CZ05 | cDXHP | Existing | Interior Lighting | 1583207.8 | 0
CZ05 | cDXHP | Existing | Exterior Lighting | 0 | 0
CZ05 | cDXHP | Existing | Interior Equipment | 2837906.7 | 0
CZ05 | cDXHP | Existing | Exterior Equipment | 0 | 0
CZ05 | cDXHP | Existing | Fans | 2662970.03 | 0
CZ05 | cDXHP | Existing | Pumps | 6512.03 | 0
CZ05 | cDXHP | Existing | Heat Rejection | 0 | 0
CZ05 | cDXHP | Existing | Humidification | 0 | 0
CZ05 | cDXHP | Existing | Heat Recovery | 0 | 0
CZ05 | cDXHP | Existing | Water Systems | 0 | 393957.96
CZ05 | cDXHP | Existing | Refrigeration | 0 | 0
CZ05 | cDXHP | Existing | Generators | 0 | 0
CZ05 | cDXHP | Existing | Total End Uses | 7812684.46 | 488491.45
CZ06 | cDXHP | Existing | Heating | 5072.01 | 29023.02
CZ06 | cDXHP | Existing | Cooling | 1094884.14 | 0
CZ06 | cDXHP | Existing | Interior Lighting | 1583207.8 | 0
CZ06 | cDXHP | Existing | Exterior Lighting | 0 | 0
CZ06 | cDXHP | Existing | Interior Equipment | 2837906.7 | 0
CZ06 | cDXHP | Existing | Exterior Equipment | 0 | 0
CZ06 | cDXHP | Existing | Fans | 2678473.85 | 0
CZ06 | cDXHP | Existing | Pumps | 8475.44 | 0
CZ06 | cDXHP | Existing | Heat Rejection | 0 | 0
CZ06 | cDXHP | Existing | Humidification | 0 | 0
CZ06 | cDXHP | Existing | Heat Recovery | 0 | 0
CZ06 | cDXHP | Existing | Water Systems | 0 | 362963.1
CZ06 | cDXHP | Existing | Refrigeration | 0 | 0
CZ06 | cDXHP | Existing | Generators | 0 | 0
CZ06 | cDXHP | Existing | Total End Uses | 8208019.94 | 391986.12
CZ07 | cDXHP | Existing | Heating | 4055.8 | 24722.69
CZ07 | cDXHP | Existing | Cooling | 1231862.9 | 0
CZ07 | cDXHP | Existing | Interior Lighting | 1583207.8 | 0
CZ07 | cDXHP | Existing | Exterior Lighting | 0 | 0
CZ07 | cDXHP | Existing | Interior Equipment | 2837906.7 | 0
CZ07 | cDXHP | Existing | Exterior Equipment | 0 | 0
CZ07 | cDXHP | Existing | Fans | 2625228.53 | 0
CZ07 | cDXHP | Existing | Pumps | 8928.05 | 0
CZ07 | cDXHP | Existing | Heat Rejection | 0 | 0
CZ07 | cDXHP | Existing | Humidification | 0 | 0
CZ07 | cDXHP | Existing | Heat Recovery | 0 | 0
CZ07 | cDXHP | Existing | Water Systems | 0 | 358352.68
CZ07 | cDXHP | Existing | Refrigeration | 0 | 0
CZ07 | cDXHP | Existing | Generators | 0 | 0
CZ07 | cDXHP | Existing | Total End Uses | 8291189.78 | 383075.37
CZ08 | cDXHP | Existing | Heating | 6769.01 | 44346.39
CZ08 | cDXHP | Existing | Cooling | 1434156.78 | 0
CZ08 | cDXHP | Existing | Interior Lighting | 1583207.8 | 0
CZ08 | cDXHP | Existing | Exterior Lighting | 0 | 0
CZ08 | cDXHP | Existing | Interior Equipment | 2837906.7 | 0
CZ08 | cDXHP | Existing | Exterior Equipment | 0 | 0
CZ08 | cDXHP | Existing | Fans | 2738914.55 | 0
CZ08 | cDXHP | Existing | Pumps | 9719.64 | 0
CZ08 | cDXHP | Existing | Heat Rejection | 0 | 0
CZ08 | cDXHP | Existing | Humidification | 0 | 0
CZ08 | cDXHP | Existing | Heat Recovery | 0 | 0
CZ08 | cDXHP | Existing | Water Systems | 0 | 357825.11
CZ08 | cDXHP | Existing | Refrigeration | 0 | 0
CZ08 | cDXHP | Existing | Generators | 0 | 0
CZ08 | cDXHP | Existing | Total End Uses | 8610674.47 | 402171.49
CZ09 | cDXHP | Existing | Heating | 5275.4 | 40787.98
CZ09 | cDXHP | Existing | Cooling | 1624288.37 | 0
CZ09 | cDXHP | Existing | Interior Lighting | 1583207.8 | 0
CZ09 | cDXHP | Existing | Exterior Lighting | 0 | 0
CZ09 | cDXHP | Existing | Interior Equipment | 2837906.7 | 0
CZ09 | cDXHP | Existing | Exterior Equipment | 0 | 0
CZ09 | cDXHP | Existing | Fans | 2876708.85 | 0
CZ09 | cDXHP | Existing | Pumps | 10447.6 | 0
CZ09 | cDXHP | Existing | Heat Rejection | 0 | 0
CZ09 | cDXHP | Existing | Humidification | 0 | 0
CZ09 | cDXHP | Existing | Heat Recovery | 0 | 0
CZ09 | cDXHP | Existing | Water Systems | 0 | 352869.61
CZ09 | cDXHP | Existing | Refrigeration | 0 | 0
CZ09 | cDXHP | Existing | Generators | 0 | 0
CZ09 | cDXHP | Existing | Total End Uses | 8937834.71 | 393657.59
CZ10 | cDXHP | Existing | Heating | 16536.82 | 68044.31
CZ10 | cDXHP | Existing | Cooling | 1807031.09 | 0
CZ10 | cDXHP | Existing | Interior Lighting | 1583207.8 | 0
CZ10 | cDXHP | Existing | Exterior Lighting | 0 | 0
CZ10 | cDXHP | Existing | Interior Equipment | 2837906.7 | 0
CZ10 | cDXHP | Existing | Exterior Equipment | 0 | 0
CZ10 | cDXHP | Existing | Fans | 2701052.1 | 0
CZ10 | cDXHP | Existing | Pumps | 10133.23 | 0
CZ10 | cDXHP | Existing | Heat Rejection | 0 | 0
CZ10 | cDXHP | Existing | Humidification | 0 | 0
CZ10 | cDXHP | Existing | Heat Recovery | 0 | 0
CZ10 | cDXHP | Existing | Water Systems | 0 | 350051.49
CZ10 | cDXHP | Existing | Refrigeration | 0 | 0
CZ10 | cDXHP | Existing | Generators | 0 | 0
CZ10 | cDXHP | Existing | Total End Uses | 8955867.74 | 418095.8
CZ11 | cDXHP | Existing | Heating | 47616.77 | 169490.14
CZ11 | cDXHP | Existing | Cooling | 1891306.44 | 0
CZ11 | cDXHP | Existing | Interior Lighting | 1583207.8 | 0
CZ11 | cDXHP | Existing | Exterior Lighting | 0 | 0
CZ11 | cDXHP | Existing | Interior Equipment | 2837906.7 | 0
CZ11 | cDXHP | Existing | Exterior Equipment | 0 | 0
CZ11 | cDXHP | Existing | Fans | 2905426.36 | 0
CZ11 | cDXHP | Existing | Pumps | 9568.32 | 0
CZ11 | cDXHP | Existing | Heat Rejection | 0 | 0
CZ11 | cDXHP | Existing | Humidification | 0 | 0
CZ11 | cDXHP | Existing | Heat Recovery | 0 | 0
CZ11 | cDXHP | Existing | Water Systems | 0 | 357862.44
CZ11 | cDXHP | Existing | Refrigeration | 0 | 0
CZ11 | cDXHP | Existing | Generators | 0 | 0
CZ11 | cDXHP | Existing | Total End Uses | 9275032.4 | 527352.58
CZ12 | cDXHP | Existing | Heating | 45583.39 | 151675.91
CZ12 | cDXHP | Existing | Cooling | 1576457.92 | 0
CZ12 | cDXHP | Existing | Interior Lighting | 1583207.8 | 0
CZ12 | cDXHP | Existing | Exterior Lighting | 0 | 0
CZ12 | cDXHP | Existing | Interior Equipment | 2837906.7 | 0
CZ12 | cDXHP | Existing | Exterior Equipment | 0 | 0
CZ12 | cDXHP | Existing | Fans | 2727571.98 | 0
CZ12 | cDXHP | Existing | Pumps | 8573.08 | 0
CZ12 | cDXHP | Existing | Heat Rejection | 0 | 0
CZ12 | cDXHP | Existing | Humidification | 0 | 0
CZ12 | cDXHP | Existing | Heat Recovery | 0 | 0
CZ12 | cDXHP | Existing | Water Systems | 0 | 367926.75
CZ12 | cDXHP | Existing | Refrigeration | 0 | 0
CZ12 | cDXHP | Existing | Generators | 0 | 0
CZ12 | cDXHP | Existing | Total End Uses | 8779300.87 | 519602.66
CZ13 | cDXHP | Existing | Heating | 29024.76 | 131793.91
CZ13 | cDXHP | Existing | Cooling | 2041338.83 | 0
CZ13 | cDXHP | Existing | Interior Lighting | 1583207.8 | 0
CZ13 | cDXHP | Existing | Exterior Lighting | 0 | 0
CZ13 | cDXHP | Existing | Interior Equipment | 2837906.7 | 0
CZ13 | cDXHP | Existing | Exterior Equipment | 0 | 0
CZ13 | cDXHP | Existing | Fans | 2816340.4 | 0
CZ13 | cDXHP | Existing | Pumps | 9682.36 | 0
CZ13 | cDXHP | Existing | Heat Rejection | 0 | 0
CZ13 | cDXHP | Existing | Humidification | 0 | 0
CZ13 | cDXHP | Existing | Heat Recovery | 0 | 0
CZ13 | cDXHP | Existing | Water Systems | 0 | 347453.97
CZ13 | cDXHP | Existing | Refrigeration | 0 | 0
CZ13 | cDXHP | Existing | Generators | 0 | 0
CZ13 | cDXHP | Existing | Total End Uses | 9317500.84 | 479247.88
CZ14 | cDXHP | Existing | Heating | 22906.97 | 86143.94
CZ14 | cDXHP | Existing | Cooling | 2531252.91 | 0
CZ14 | cDXHP | Existing | Interior Lighting | 1583207.8 | 0
CZ14 | cDXHP | Existing | Exterior Lighting | 0 | 0
CZ14 | cDXHP | Existing | Interior Equipment | 2837906.7 | 0
CZ14 | cDXHP | Existing | Exterior Equipment | 0 | 0
CZ14 | cDXHP | Existing | Fans | 3032559.83 | 0
CZ14 | cDXHP | Existing | Pumps | 10824.49 | 0
CZ14 | cDXHP | Existing | Heat Rejection | 0 | 0
CZ14 | cDXHP | Existing | Humidification | 0 | 0
CZ14 | cDXHP | Existing | Heat Recovery | 0 | 0
CZ14 | cDXHP | Existing | Water Systems | 0 | 329887.94
CZ14 | cDXHP | Existing | Refrigeration | 0 | 0
CZ14 | cDXHP | Existing | Generators | 0 | 0
CZ14 | cDXHP | Existing | Total End Uses | 10018658.7 | 416031.88
CZ15 | cDXHP | Existing | Heating | 5003.21 | 36511.39
CZ15 | cDXHP | Existing | Cooling | 3327265.2 | 0
CZ15 | cDXHP | Existing | Interior Lighting | 1583207.8 | 0
CZ15 | cDXHP | Existing | Exterior Lighting | 0 | 0
CZ15 | cDXHP | Existing | Interior Equipment | 2837906.7 | 0
CZ15 | cDXHP | Existing | Exterior Equipment | 0 | 0
CZ15 | cDXHP | Existing | Fans | 2853556.05 | 0
CZ15 | cDXHP | Existing | Pumps | 13485.47 | 0
CZ15 | cDXHP | Existing | Heat Rejection | 0 | 0
CZ15 | cDXHP | Existing | Humidification | 0 | 0
CZ15 | cDXHP | Existing | Heat Recovery | 0 | 0
CZ15 | cDXHP | Existing | Water Systems | 0 | 292932.39
CZ15 | cDXHP | Existing | Refrigeration | 0 | 0
CZ15 | cDXHP | Existing | Generators | 0 | 0
CZ15 | cDXHP | Existing | Total End Uses | 10620424.44 | 329443.79
CZ16 | cDXHP | Existing | Heating | 112528.44 | 223747.16
CZ16 | cDXHP | Existing | Cooling | 1723218.58 | 0
CZ16 | cDXHP | Existing | Interior Lighting | 1583207.8 | 0
CZ16 | cDXHP | Existing | Exterior Lighting | 0 | 0
CZ16 | cDXHP | Existing | Interior Equipment | 2837906.7 | 0
CZ16 | cDXHP | Existing | Exterior Equipment | 0 | 0
CZ16 | cDXHP | Existing | Fans | 3181190.71 | 0
CZ16 | cDXHP | Existing | Pumps | 7609.39 | 0
CZ16 | cDXHP | Existing | Heat Rejection | 0 | 0
CZ16 | cDXHP | Existing | Humidification | 0 | 0
CZ16 | cDXHP | Existing | Heat Recovery | 0 | 0
CZ16 | cDXHP | Existing | Water Systems | 0 | 388981.22
CZ16 | cDXHP | Existing | Refrigeration | 0 | 0
CZ16 | cDXHP | Existing | Generators | 0 | 0
CZ16 | cDXHP | Existing | Total End Uses | 9445661.62 | 612728.37
CZ01 | cDXHP | New Construction | Heating | 48276.61 | 186711.12
CZ01 | cDXHP | New Construction | Cooling | 41640.92 | 0
CZ01 | cDXHP | New Construction | Interior Lighting | 817898.48 | 0
CZ01 | cDXHP | New Construction | Exterior Lighting | 0 | 0
CZ01 | cDXHP | New Construction | Interior Equipment | 2837906.7 | 0
CZ01 | cDXHP | New Construction | Exterior Equipment | 0 | 0
CZ01 | cDXHP | New Construction | Fans | 1518483.43 | 0
CZ01 | cDXHP | New Construction | Pumps | 1681.03 | 0
CZ01 | cDXHP | New Construction | Heat Rejection | 0 | 0
CZ01 | cDXHP | New Construction | Humidification | 0 | 0
CZ01 | cDXHP | New Construction | Heat Recovery | 0 | 0
CZ01 | cDXHP | New Construction | Water Systems | 0 | 430318.83
CZ01 | cDXHP | New Construction | Refrigeration | 0 | 0
CZ01 | cDXHP | New Construction | Generators | 0 | 0
CZ01 | cDXHP | New Construction | Total End Uses | 5265887.18 | 617029.95
CZ02 | cDXHP | New Construction | Heating | 40418.42 | 134148.1
CZ02 | cDXHP | New Construction | Cooling | 561187.77 | 0
CZ02 | cDXHP | New Construction | Interior Lighting | 817898.48 | 0
CZ02 | cDXHP | New Construction | Exterior Lighting | 0 | 0
CZ02 | cDXHP | New Construction | Interior Equipment | 2837906.7 | 0
CZ02 | cDXHP | New Construction | Exterior Equipment | 0 | 0
CZ02 | cDXHP | New Construction | Fans | 1644347.05 | 0
CZ02 | cDXHP | New Construction | Pumps | 4790.1 | 0
CZ02 | cDXHP | New Construction | Heat Rejection | 0 | 0
CZ02 | cDXHP | New Construction | Humidification | 0 | 0
CZ02 | cDXHP | New Construction | Heat Recovery | 0 | 0
CZ02 | cDXHP | New Construction | Water Systems | 0 | 395459.27
CZ02 | cDXHP | New Construction | Refrigeration | 0 | 0
CZ02 | cDXHP | New Construction | Generators | 0 | 0
CZ02 | cDXHP | New Construction | Total End Uses | 5906548.53 | 529607.37
CZ03 | cDXHP | New Construction | Heating | 19330.27 | 81540.2
CZ03 | cDXHP | New Construction | Cooling | 342004.41 | 0
CZ03 | cDXHP | New Construction | Interior Lighting | 817898.48 | 0
CZ03 | cDXHP | New Construction | Exterior Lighting | 0 | 0
CZ03 | cDXHP | New Construction | Interior Equipment | 2837906.7 | 0
CZ03 | cDXHP | New Construction | Exterior Equipment | 0 | 0
CZ03 | cDXHP | New Construction | Fans | 1616152.41 | 0
CZ03 | cDXHP | New Construction | Pumps | 4523.05 | 0
CZ03 | cDXHP | New Construction | Heat Rejection | 0 | 0
CZ03 | cDXHP | New Construction | Humidification | 0 | 0
CZ03 | cDXHP | New Construction | Heat Recovery | 0 | 0
CZ03 | cDXHP | New Construction | Water Systems | 0 | 393880.75
CZ03 | cDXHP | New Construction | Refrigeration | 0 | 0
CZ03 | cDXHP | New Construction | Generators | 0 | 0
CZ03 | cDXHP | New Construction | Total End Uses | 5637815.33 | 475420.95
CZ04 | cDXHP | New Construction | Heating | 15033.56 | 83898.25
CZ04 | cDXHP | New Construction | Cooling | 669115.87 | 0
CZ04 | cDXHP | New Construction | Interior Lighting | 817898.48 | 0
CZ04 | cDXHP | New Construction | Exterior Lighting | 0 | 0
CZ04 | cDXHP | New Construction | Interior Equipment | 2837906.7 | 0
CZ04 | cDXHP | New Construction | Exterior Equipment | 0 | 0
CZ04 | cDXHP | New Construction | Fans | 1648806.76 | 0
CZ04 | cDXHP | New Construction | Pumps | 5445.66 | 0
CZ04 | cDXHP | New Construction | Heat Rejection | 0 | 0
CZ04 | cDXHP | New Construction | Humidification | 0 | 0
CZ04 | cDXHP | New Construction | Heat Recovery | 0 | 0
CZ04 | cDXHP | New Construction | Water Systems | 0 | 380391.7
CZ04 | cDXHP | New Construction | Refrigeration | 0 | 0
CZ04 | cDXHP | New Construction | Generators | 0 | 0
CZ04 | cDXHP | New Construction | Total End Uses | 5994207.03 | 464289.95
CZ05 | cDXHP | New Construction | Heating | 17959.84 | 79686.38
CZ05 | cDXHP | New Construction | Cooling | 434036.79 | 0
CZ05 | cDXHP | New Construction | Interior Lighting | 817898.48 | 0
CZ05 | cDXHP | New Construction | Exterior Lighting | 0 | 0
CZ05 | cDXHP | New Construction | Interior Equipment | 2837906.7 | 0
CZ05 | cDXHP | New Construction | Exterior Equipment | 0 | 0
CZ05 | cDXHP | New Construction | Fans | 1594217.25 | 0
CZ05 | cDXHP | New Construction | Pumps | 4285.08 | 0
CZ05 | cDXHP | New Construction | Heat Rejection | 0 | 0
CZ05 | cDXHP | New Construction | Humidification | 0 | 0
CZ05 | cDXHP | New Construction | Heat Recovery | 0 | 0
CZ05 | cDXHP | New Construction | Water Systems | 0 | 393908.43
CZ05 | cDXHP | New Construction | Refrigeration | 0 | 0
CZ05 | cDXHP | New Construction | Generators | 0 | 0
CZ05 | cDXHP | New Construction | Total End Uses | 5706304.15 | 473594.8
CZ06 | cDXHP | New Construction | Heating | 1932.1 | 24378.26
CZ06 | cDXHP | New Construction | Cooling | 696343.74 | 0
CZ06 | cDXHP | New Construction | Interior Lighting | 817898.48 | 0
CZ06 | cDXHP | New Construction | Exterior Lighting | 0 | 0
CZ06 | cDXHP | New Construction | Interior Equipment | 2837906.7 | 0
CZ06 | cDXHP | New Construction | Exterior Equipment | 0 | 0
CZ06 | cDXHP | New Construction | Fans | 1617342.24 | 0
CZ06 | cDXHP | New Construction | Pumps | 5353.64 | 0
CZ06 | cDXHP | New Construction | Heat Rejection | 0 | 0
CZ06 | cDXHP | New Construction | Humidification | 0 | 0
CZ06 | cDXHP | New Construction | Heat Recovery | 0 | 0
CZ06 | cDXHP | New Construction | Water Systems | 0 | 362848.91
CZ06 | cDXHP | New Construction | Refrigeration | 0 | 0
CZ06 | cDXHP | New Construction | Generators | 0 | 0
CZ06 | cDXHP | New Construction | Total End Uses | 5976776.9 | 387227.16
CZ07 | cDXHP | New Construction | Heating | 1556.24 | 32724.19
CZ07 | cDXHP | New Construction | Cooling | 820730.18 | 0
CZ07 | cDXHP | New Construction | Interior Lighting | 817898.48 | 0
CZ07 | cDXHP | New Construction | Exterior Lighting | 0 | 0
CZ07 | cDXHP | New Construction | Interior Equipment | 2837906.7 | 0
CZ07 | cDXHP | New Construction | Exterior Equipment | 0 | 0
CZ07 | cDXHP | New Construction | Fans | 1593364.23 | 0
CZ07 | cDXHP | New Construction | Pumps | 5858.73 | 0
CZ07 | cDXHP | New Construction | Heat Rejection | 0 | 0
CZ07 | cDXHP | New Construction | Humidification | 0 | 0
CZ07 | cDXHP | New Construction | Heat Recovery | 0 | 0
CZ07 | cDXHP | New Construction | Water Systems | 0 | 358248.36
CZ07 | cDXHP | New Construction | Refrigeration | 0 | 0
CZ07 | cDXHP | New Construction | Generators | 0 | 0
CZ07 | cDXHP | New Construction | Total End Uses | 6077314.56 | 390972.55
CZ08 | cDXHP | New Construction | Heating | 3185.08 | 39689.12
CZ08 | cDXHP | New Construction | Cooling | 916188.77 | 0
CZ08 | cDXHP | New Construction | Interior Lighting | 817898.48 | 0
CZ08 | cDXHP | New Construction | Exterior Lighting | 0 | 0
CZ08 | cDXHP | New Construction | Interior Equipment | 2837906.7 | 0
CZ08 | cDXHP | New Construction | Exterior Equipment | 0 | 0
CZ08 | cDXHP | New Construction | Fans | 1639152.27 | 0
CZ08 | cDXHP | New Construction | Pumps | 6337.88 | 0
CZ08 | cDXHP | New Construction | Heat Rejection | 0 | 0
CZ08 | cDXHP | New Construction | Humidification | 0 | 0
CZ08 | cDXHP | New Construction | Heat Recovery | 0 | 0
CZ08 | cDXHP | New Construction | Water Systems | 0 | 357736.55
CZ08 | cDXHP | New Construction | Refrigeration | 0 | 0
CZ08 | cDXHP | New Construction | Generators | 0 | 0
CZ08 | cDXHP | New Construction | Total End Uses | 6220669.19 | 397425.67
CZ09 | cDXHP | New Construction | Heating | 2439.55 | 39079.29
CZ09 | cDXHP | New Construction | Cooling | 1002228.91 | 0
CZ09 | cDXHP | New Construction | Interior Lighting | 817898.48 | 0
CZ09 | cDXHP | New Construction | Exterior Lighting | 0 | 0
CZ09 | cDXHP | New Construction | Interior Equipment | 2837906.7 | 0
CZ09 | cDXHP | New Construction | Exterior Equipment | 0 | 0
CZ09 | cDXHP | New Construction | Fans | 1634844.76 | 0
CZ09 | cDXHP | New Construction | Pumps | 6633.65 | 0
CZ09 | cDXHP | New Construction | Heat Rejection | 0 | 0
CZ09 | cDXHP | New Construction | Humidification | 0 | 0
CZ09 | cDXHP | New Construction | Heat Recovery | 0 | 0
CZ09 | cDXHP | New Construction | Water Systems | 0 | 352800.88
CZ09 | cDXHP | New Construction | Refrigeration | 0 | 0
CZ09 | cDXHP | New Construction | Generators | 0 | 0
CZ09 | cDXHP | New Construction | Total End Uses | 6301952.06 | 391880.17
CZ10 | cDXHP | New Construction | Heating | 12842.2 | 61187.95
CZ10 | cDXHP | New Construction | Cooling | 1258992.26 | 0
CZ10 | cDXHP | New Construction | Interior Lighting | 817898.48 | 0
CZ10 | cDXHP | New Construction | Exterior Lighting | 0 | 0
CZ10 | cDXHP | New Construction | Interior Equipment | 2837906.7 | 0
CZ10 | cDXHP | New Construction | Exterior Equipment | 0 | 0
CZ10 | cDXHP | New Construction | Fans | 1726013.78 | 0
CZ10 | cDXHP | New Construction | Pumps | 7245.3 | 0
CZ10 | cDXHP | New Construction | Heat Rejection | 0 | 0
CZ10 | cDXHP | New Construction | Humidification | 0 | 0
CZ10 | cDXHP | New Construction | Heat Recovery | 0 | 0
CZ10 | cDXHP | New Construction | Water Systems | 0 | 349964.2
CZ10 | cDXHP | New Construction | Refrigeration | 0 | 0
CZ10 | cDXHP | New Construction | Generators | 0 | 0
CZ10 | cDXHP | New Construction | Total End Uses | 6660898.72 | 411152.15
CZ11 | cDXHP | New Construction | Heating | 39228.94 | 137011.84
CZ11 | cDXHP | New Construction | Cooling | 1241140.16 | 0
CZ11 | cDXHP | New Construction | Interior Lighting | 817898.48 | 0
CZ11 | cDXHP | New Construction | Exterior Lighting | 0 | 0
CZ11 | cDXHP | New Construction | Interior Equipment | 2837906.7 | 0
CZ11 | cDXHP | New Construction | Exterior Equipment | 0 | 0
CZ11 | cDXHP | New Construction | Fans | 1696240.35 | 0
CZ11 | cDXHP | New Construction | Pumps | 6818.05 | 0
CZ11 | cDXHP | New Construction | Heat Rejection | 0 | 0
CZ11 | cDXHP | New Construction | Humidification | 0 | 0
CZ11 | cDXHP | New Construction | Heat Recovery | 0 | 0
CZ11 | cDXHP | New Construction | Water Systems | 0 | 357802.37
CZ11 | cDXHP | New Construction | Refrigeration | 0 | 0
CZ11 | cDXHP | New Construction | Generators | 0 | 0
CZ11 | cDXHP | New Construction | Total End Uses | 6639232.69 | 494814.2
CZ12 | cDXHP | New Construction | Heating | 40086.13 | 125703.83
CZ12 | cDXHP | New Construction | Cooling | 1044681.23 | 0
CZ12 | cDXHP | New Construction | Interior Lighting | 817898.48 | 0
CZ12 | cDXHP | New Construction | Exterior Lighting | 0 | 0
CZ12 | cDXHP | New Construction | Interior Equipment | 2837906.7 | 0
CZ12 | cDXHP | New Construction | Exterior Equipment | 0 | 0
CZ12 | cDXHP | New Construction | Fans | 1628389.15 | 0
CZ12 | cDXHP | New Construction | Pumps | 6376.11 | 0
CZ12 | cDXHP | New Construction | Heat Rejection | 0 | 0
CZ12 | cDXHP | New Construction | Humidification | 0 | 0
CZ12 | cDXHP | New Construction | Heat Recovery | 0 | 0
CZ12 | cDXHP | New Construction | Water Systems | 0 | 367848.4
CZ12 | cDXHP | New Construction | Refrigeration | 0 | 0
CZ12 | cDXHP | New Construction | Generators | 0 | 0
CZ12 | cDXHP | New Construction | Total End Uses | 6375337.81 | 493552.24
CZ13 | cDXHP | New Construction | Heating | 26587.87 | 112266.29
CZ13 | cDXHP | New Construction | Cooling | 1356013.26 | 0
CZ13 | cDXHP | New Construction | Interior Lighting | 817898.48 | 0
CZ13 | cDXHP | New Construction | Exterior Lighting | 0 | 0
CZ13 | cDXHP | New Construction | Interior Equipment | 2837906.7 | 0
CZ13 | cDXHP | New Construction | Exterior Equipment | 0 | 0
CZ13 | cDXHP | New Construction | Fans | 1664035.15 | 0
CZ13 | cDXHP | New Construction | Pumps | 7062.21 | 0
CZ13 | cDXHP | New Construction | Heat Rejection | 0 | 0
CZ13 | cDXHP | New Construction | Humidification | 0 | 0
CZ13 | cDXHP | New Construction | Heat Recovery | 0 | 0
CZ13 | cDXHP | New Construction | Water Systems | 0 | 347423.92
CZ13 | cDXHP | New Construction | Refrigeration | 0 | 0
CZ13 | cDXHP | New Construction | Generators | 0 | 0
CZ13 | cDXHP | New Construction | Total End Uses | 6709503.67 | 459690.21
CZ14 | cDXHP | New Construction | Heating | 19291.88 | 78715.59
CZ14 | cDXHP | New Construction | Cooling | 1692388.48 | 0
CZ14 | cDXHP | New Construction | Interior Lighting | 817898.48 | 0
CZ14 | cDXHP | New Construction | Exterior Lighting | 0 | 0
CZ14 | cDXHP | New Construction | Interior Equipment | 2837906.7 | 0
CZ14 | cDXHP | New Construction | Exterior Equipment | 0 | 0
CZ14 | cDXHP | New Construction | Fans | 1798129.96 | 0
CZ14 | cDXHP | New Construction | Pumps | 7347.79 | 0
CZ14 | cDXHP | New Construction | Heat Rejection | 0 | 0
CZ14 | cDXHP | New Construction | Humidification | 0 | 0
CZ14 | cDXHP | New Construction | Heat Recovery | 0 | 0
CZ14 | cDXHP | New Construction | Water Systems | 0 | 329836.35
CZ14 | cDXHP | New Construction | Refrigeration | 0 | 0
CZ14 | cDXHP | New Construction | Generators | 0 | 0
CZ14 | cDXHP | New Construction | Total End Uses | 7172963.29 | 408551.94
CZ15 | cDXHP | New Construction | Heating | 4258.83 | 38691.13
CZ15 | cDXHP | New Construction | Cooling | 2300723.31 | 0
CZ15 | cDXHP | New Construction | Interior Lighting | 817898.48 | 0
CZ15 | cDXHP | New Construction | Exterior Lighting | 0 | 0
CZ15 | cDXHP | New Construction | Interior Equipment | 2837906.7 | 0
CZ15 | cDXHP | New Construction | Exterior Equipment | 0 | 0
CZ15 | cDXHP | New Construction | Fans | 1712905.49 | 0
CZ15 | cDXHP | New Construction | Pumps | 9379.3 | 0
CZ15 | cDXHP | New Construction | Heat Rejection | 0 | 0
CZ15 | cDXHP | New Construction | Humidification | 0 | 0
CZ15 | cDXHP | New Construction | Heat Recovery | 0 | 0
CZ15 | cDXHP | New Construction | Water Systems | 0 | 292871.7
CZ15 | cDXHP | New Construction | Refrigeration | 0 | 0
CZ15 | cDXHP | New Construction | Generators | 0 | 0
CZ15 | cDXHP | New Construction | Total End Uses | 7683072.13 | 331562.82
CZ16 | cDXHP | New Construction | Heating | 100874.16 | 196556.48
CZ16 | cDXHP | New Construction | Cooling | 1134656.61 | 0
CZ16 | cDXHP | New Construction | Interior Lighting | 817898.48 | 0
CZ16 | cDXHP | New Construction | Exterior Lighting | 0 | 0
CZ16 | cDXHP | New Construction | Interior Equipment | 2837906.7 | 0
CZ16 | cDXHP | New Construction | Exterior Equipment | 0 | 0
CZ16 | cDXHP | New Construction | Fans | 1918554.56 | 0
CZ16 | cDXHP | New Construction | Pumps | 4865.13 | 0
CZ16 | cDXHP | New Construction | Heat Rejection | 0 | 0
CZ16 | cDXHP | New Construction | Humidification | 0 | 0
CZ16 | cDXHP | New Construction | Heat Recovery | 0 | 0
CZ16 | cDXHP | New Construction | Water Systems | 0 | 388980.17
CZ16 | cDXHP | New Construction | Refrigeration | 0 | 0
CZ16 | cDXHP | New Construction | Generators | 0 | 0
CZ16 | cDXHP | New Construction | Total End Uses | 6814755.64 | 585536.65
CZ01 | cDXOH | Existing | Heating | 0 | 231895.58
CZ01 | cDXOH | Existing | Cooling | 70126.51 | 0
CZ01 | cDXOH | Existing | Interior Lighting | 1583207.8 | 0
CZ01 | cDXOH | Existing | Exterior Lighting | 0 | 0
CZ01 | cDXOH | Existing | Interior Equipment | 2837906.7 | 0
CZ01 | cDXOH | Existing | Exterior Equipment | 0 | 0
CZ01 | cDXOH | Existing | Fans | 2454802.01 | 0
CZ01 | cDXOH | Existing | Pumps | 2484.07 | 0
CZ01 | cDXOH | Existing | Heat Rejection | 0 | 0
CZ01 | cDXOH | Existing | Humidification | 0 | 0
CZ01 | cDXOH | Existing | Heat Recovery | 0 | 0
CZ01 | cDXOH | Existing | Water Systems | 0 | 430338.29
CZ01 | cDXOH | Existing | Refrigeration | 0 | 0
CZ01 | cDXOH | Existing | Generators | 0 | 0
CZ01 | cDXOH | Existing | Total End Uses | 6948527.1 | 662233.88
CZ02 | cDXOH | Existing | Heating | 0 | 169402.35
CZ02 | cDXOH | Existing | Cooling | 871127.54 | 0
CZ02 | cDXOH | Existing | Interior Lighting | 1583207.8 | 0
CZ02 | cDXOH | Existing | Exterior Lighting | 0 | 0
CZ02 | cDXOH | Existing | Interior Equipment | 2837906.7 | 0
CZ02 | cDXOH | Existing | Exterior Equipment | 0 | 0
CZ02 | cDXOH | Existing | Fans | 2745908.87 | 0
CZ02 | cDXOH | Existing | Pumps | 7305.47 | 0
CZ02 | cDXOH | Existing | Heat Rejection | 0 | 0
CZ02 | cDXOH | Existing | Humidification | 0 | 0
CZ02 | cDXOH | Existing | Heat Recovery | 0 | 0
CZ02 | cDXOH | Existing | Water Systems | 0 | 395496.21
CZ02 | cDXOH | Existing | Refrigeration | 0 | 0
CZ02 | cDXOH | Existing | Generators | 0 | 0
CZ02 | cDXOH | Existing | Total End Uses | 8045456.39 | 564898.56
CZ03 | cDXOH | Existing | Heating | 0 | 103725.1
CZ03 | cDXOH | Existing | Cooling | 541096.74 | 0
CZ03 | cDXOH | Existing | Interior Lighting | 1583207.8 | 0
CZ03 | cDXOH | Existing | Exterior Lighting | 0 | 0
CZ03 | cDXOH | Existing | Interior Equipment | 2837906.7 | 0
CZ03 | cDXOH | Existing | Exterior Equipment | 0 | 0
CZ03 | cDXOH | Existing | Fans | 2686852.09 | 0
CZ03 | cDXOH | Existing | Pumps | 6906.25 | 0
CZ03 | cDXOH | Existing | Heat Rejection | 0 | 0
CZ03 | cDXOH | Existing | Humidification | 0 | 0
CZ03 | cDXOH | Existing | Heat Recovery | 0 | 0
CZ03 | cDXOH | Existing | Water Systems | 0 | 393957.22
CZ03 | cDXOH | Existing | Refrigeration | 0 | 0
CZ03 | cDXOH | Existing | Generators | 0 | 0
CZ03 | cDXOH | Existing | Total End Uses | 7655969.58 | 497682.32
CZ04 | cDXOH | Existing | Heating | 0 | 104273.53
CZ04 | cDXOH | Existing | Cooling | 1038808.15 | 0
CZ04 | cDXOH | Existing | Interior Lighting | 1583207.8 | 0
CZ04 | cDXOH | Existing | Exterior Lighting | 0 | 0
CZ04 | cDXOH | Existing | Interior Equipment | 2837906.7 | 0
CZ04 | cDXOH | Existing | Exterior Equipment | 0 | 0
CZ04 | cDXOH | Existing | Fans | 2765751.96 | 0
CZ04 | cDXOH | Existing | Pumps | 8327.28 | 0
CZ04 | cDXOH | Existing | Heat Rejection | 0 | 0
CZ04 | cDXOH | Existing | Humidification | 0 | 0
CZ04 | cDXOH | Existing | Heat Recovery | 0 | 0
CZ04 | cDXOH | Existing | Water Systems | 0 | 380457.46
CZ04 | cDXOH | Existing | Refrigeration | 0 | 0
CZ04 | cDXOH | Existing | Generators | 0 | 0
CZ04 | cDXOH | Existing | Total End Uses | 8234001.88 | 484730.99
CZ05 | cDXOH | Existing | Heating | 0 | 94163.6
CZ05 | cDXOH | Existing | Cooling | 695021.49 | 0
CZ05 | cDXOH | Existing | Interior Lighting | 1583207.8 | 0
CZ05 | cDXOH | Existing | Exterior Lighting | 0 | 0
CZ05 | cDXOH | Existing | Interior Equipment | 2837906.7 | 0
CZ05 | cDXOH | Existing | Exterior Equipment | 0 | 0
CZ05 | cDXOH | Existing | Fans | 2664314.22 | 0
CZ05 | cDXOH | Existing | Pumps | 6520.13 | 0
CZ05 | cDXOH | Existing | Heat Rejection | 0 | 0
CZ05 | cDXOH | Existing | Humidification | 0 | 0
CZ05 | cDXOH | Existing | Heat Recovery | 0 | 0
CZ05 | cDXOH | Existing | Water Systems | 0 | 393966.03
CZ05 | cDXOH | Existing | Refrigeration | 0 | 0
CZ05 | cDXOH | Existing | Generators | 0 | 0
CZ05 | cDXOH | Existing | Total End Uses | 7786970.34 | 488129.63
CZ06 | cDXOH | Existing | Heating | 0 | 29017.75
CZ06 | cDXOH | Existing | Cooling | 1108093.29 | 0
CZ06 | cDXOH | Existing | Interior Lighting | 1583207.8 | 0
CZ06 | cDXOH | Existing | Exterior Lighting | 0 | 0
CZ06 | cDXOH | Existing | Interior Equipment | 2837906.7 | 0
CZ06 | cDXOH | Existing | Exterior Equipment | 0 | 0
CZ06 | cDXOH | Existing | Fans | 2678603.08 | 0
CZ06 | cDXOH | Existing | Pumps | 8475.59 | 0
CZ06 | cDXOH | Existing | Heat Rejection | 0 | 0
CZ06 | cDXOH | Existing | Humidification | 0 | 0
CZ06 | cDXOH | Existing | Heat Recovery | 0 | 0
CZ06 | cDXOH | Existing | Water Systems | 0 | 362966.27
CZ06 | cDXOH | Existing | Refrigeration | 0 | 0
CZ06 | cDXOH | Existing | Generators | 0 | 0
CZ06 | cDXOH | Existing | Total End Uses | 8216286.47 | 391984.02
CZ07 | cDXOH | Existing | Heating | 0 | 24718.38
CZ07 | cDXOH | Existing | Cooling | 1238291.96 | 0
CZ07 | cDXOH | Existing | Interior Lighting | 1583207.8 | 0
CZ07 | cDXOH | Existing | Exterior Lighting | 0 | 0
CZ07 | cDXOH | Existing | Interior Equipment | 2837906.7 | 0
CZ07 | cDXOH | Existing | Exterior Equipment | 0 | 0
CZ07 | cDXOH | Existing | Fans | 2625339.42 | 0
CZ07 | cDXOH | Existing | Pumps | 8928.15 | 0
CZ07 | cDXOH | Existing | Heat Rejection | 0 | 0
CZ07 | cDXOH | Existing | Humidification | 0 | 0
CZ07 | cDXOH | Existing | Heat Recovery | 0 | 0
CZ07 | cDXOH | Existing | Water Systems | 0 | 358348.68
CZ07 | cDXOH | Existing | Refrigeration | 0 | 0
CZ07 | cDXOH | Existing | Generators | 0 | 0
CZ07 | cDXOH | Existing | Total End Uses | 8293674.03 | 383067.06
CZ08 | cDXOH | Existing | Heating | 0 | 44333.84
CZ08 | cDXOH | Existing | Cooling | 1438507.13 | 0
CZ08 | cDXOH | Existing | Interior Lighting | 1583207.8 | 0
CZ08 | cDXOH | Existing | Exterior Lighting | 0 | 0
CZ08 | cDXOH | Existing | Interior Equipment | 2837906.7 | 0
CZ08 | cDXOH | Existing | Exterior Equipment | 0 | 0
CZ08 | cDXOH | Existing | Fans | 2739002.86 | 0
CZ08 | cDXOH | Existing | Pumps | 9720.14 | 0
CZ08 | cDXOH | Existing | Heat Rejection | 0 | 0
CZ08 | cDXOH | Existing | Humidification | 0 | 0
CZ08 | cDXOH | Existing | Heat Recovery | 0 | 0
CZ08 | cDXOH | Existing | Water Systems | 0 | 357820.75
CZ08 | cDXOH | Existing | Refrigeration | 0 | 0
CZ08 | cDXOH | Existing | Generators | 0 | 0
CZ08 | cDXOH | Existing | Total End Uses | 8608344.63 | 402154.59
CZ09 | cDXOH | Existing | Heating | 0 | 40445.54
CZ09 | cDXOH | Existing | Cooling | 1628368.49 | 0
CZ09 | cDXOH | Existing | Interior Lighting | 1583207.8 | 0
CZ09 | cDXOH | Existing | Exterior Lighting | 0 | 0
CZ09 | cDXOH | Existing | Interior Equipment | 2837906.7 | 0
CZ09 | cDXOH | Existing | Exterior Equipment | 0 | 0
CZ09 | cDXOH | Existing | Fans | 2876781.04 | 0
CZ09 | cDXOH | Existing | Pumps | 10455.28 | 0
CZ09 | cDXOH | Existing | Heat Rejection | 0 | 0
CZ09 | cDXOH | Existing | Humidification | 0 | 0
CZ09 | cDXOH | Existing | Heat Recovery | 0 | 0
CZ09 | cDXOH | Existing | Water Systems | 0 | 352890.38
CZ09 | cDXOH | Existing | Refrigeration | 0 | 0
CZ09 | cDXOH | Existing | Generators | 0 | 0
CZ09 | cDXOH | Existing | Total End Uses | 8936719.31 | 393335.93
CZ10 | cDXOH | Existing | Heating | 0 | 67735.44
CZ10 | cDXOH | Existing | Cooling | 1805698.82 | 0
CZ10 | cDXOH | Existing | Interior Lighting | 1583207.8 | 0
CZ10 | cDXOH | Existing | Exterior Lighting | 0 | 0
CZ10 | cDXOH | Existing | Interior Equipment | 2837906.7 | 0
CZ10 | cDXOH | Existing | Exterior Equipment | 0 | 0
CZ10 | cDXOH | Existing | Fans | 2701472.33 | 0
CZ10 | cDXOH | Existing | Pumps | 10137.15 | 0
CZ10 | cDXOH | Existing | Heat Rejection | 0 | 0
CZ10 | cDXOH | Existing | Humidification | 0 | 0
CZ10 | cDXOH | Existing | Heat Recovery | 0 | 0
CZ10 | cDXOH | Existing | Water Systems | 0 | 350057.92
CZ10 | cDXOH | Existing | Refrigeration | 0 | 0
CZ10 | cDXOH | Existing | Generators | 0 | 0
CZ10 | cDXOH | Existing | Total End Uses | 8938422.8 | 417793.36
CZ11 | cDXOH | Existing | Heating | 0 | 169153.56
CZ11 | cDXOH | Existing | Cooling | 1879420.05 | 0
CZ11 | cDXOH | Existing | Interior Lighting | 1583207.8 | 0
CZ11 | cDXOH | Existing | Exterior Lighting | 0 | 0
CZ11 | cDXOH | Existing | Interior Equipment | 2837906.7 | 0
CZ11 | cDXOH | Existing | Exterior Equipment | 0 | 0
CZ11 | cDXOH | Existing | Fans | 2914286.4 | 0
CZ11 | cDXOH | Existing | Pumps | 9579.78 | 0
CZ11 | cDXOH | Existing | Heat Rejection | 0 | 0
CZ11 | cDXOH | Existing | Humidification | 0 | 0
CZ11 | cDXOH | Existing | Heat Recovery | 0 | 0
CZ11 | cDXOH | Existing | Water Systems | 0 | 357855.22
CZ11 | cDXOH | Existing | Refrigeration | 0 | 0
CZ11 | cDXOH | Existing | Generators | 0 | 0
CZ11 | cDXOH | Existing | Total End Uses | 9224400.73 | 527008.77
CZ12 | cDXOH | Existing | Heating | 0 | 151448.29
CZ12 | cDXOH | Existing | Cooling | 1569023.47 | 0
CZ12 | cDXOH | Existing | Interior Lighting | 1583207.8 | 0
CZ12 | cDXOH | Existing | Exterior Lighting | 0 | 0
CZ12 | cDXOH | Existing | Interior Equipment | 2837906.7 | 0
CZ12 | cDXOH | Existing | Exterior Equipment | 0 | 0
CZ12 | cDXOH | Existing | Fans | 2733662.43 | 0
CZ12 | cDXOH | Existing | Pumps | 8581.46 | 0
CZ12 | cDXOH | Existing | Heat Rejection | 0 | 0
CZ12 | cDXOH | Existing | Humidification | 0 | 0
CZ12 | cDXOH | Existing | Heat Recovery | 0 | 0
CZ12 | cDXOH | Existing | Water Systems | 0 | 367940.42
CZ12 | cDXOH | Existing | Refrigeration | 0 | 0
CZ12 | cDXOH | Existing | Generators | 0 | 0
CZ12 | cDXOH | Existing | Total End Uses | 8732381.85 | 519388.72
CZ13 | cDXOH | Existing | Heating | 0 | 131553.06
CZ13 | cDXOH | Existing | Cooling | 2033591.85 | 0
CZ13 | cDXOH | Existing | Interior Lighting | 1583207.8 | 0
CZ13 | cDXOH | Existing | Exterior Lighting | 0 | 0
CZ13 | cDXOH | Existing | Interior Equipment | 2837906.7 | 0
CZ13 | cDXOH | Existing | Exterior Equipment | 0 | 0
CZ13 | cDXOH | Existing | Fans | 2820370.69 | 0
CZ13 | cDXOH | Existing | Pumps | 9689.94 | 0
CZ13 | cDXOH | Existing | Heat Rejection | 0 | 0
CZ13 | cDXOH | Existing | Humidification | 0 | 0
CZ13 | cDXOH | Existing | Heat Recovery | 0 | 0
CZ13 | cDXOH | Existing | Water Systems | 0 | 347482.68
CZ13 | cDXOH | Existing | Refrigeration | 0 | 0
CZ13 | cDXOH | Existing | Generators | 0 | 0
CZ13 | cDXOH | Existing | Total End Uses | 9284766.98 | 479035.74
CZ14 | cDXOH | Existing | Heating | 0 | 85908.03
CZ14 | cDXOH | Existing | Cooling | 2521293.42 | 0
CZ14 | cDXOH | Existing | Interior Lighting | 1583207.8 | 0
CZ14 | cDXOH | Existing | Exterior Lighting | 0 | 0
CZ14 | cDXOH | Existing | Interior Equipment | 2837906.7 | 0
CZ14 | cDXOH | Existing | Exterior Equipment | 0 | 0
CZ14 | cDXOH | Existing | Fans | 3035025.03 | 0
CZ14 | cDXOH | Existing | Pumps | 10829.61 | 0
CZ14 | cDXOH | Existing | Heat Rejection | 0 | 0
CZ14 | cDXOH | Existing | Humidification | 0 | 0
CZ14 | cDXOH | Existing | Heat Recovery | 0 | 0
CZ14 | cDXOH | Existing | Water Systems | 0 | 329898.04
CZ14 | cDXOH | Existing | Refrigeration | 0 | 0
CZ14 | cDXOH | Existing | Generators | 0 | 0
CZ14 | cDXOH | Existing | Total End Uses | 9988262.56 | 415806.06
CZ15 | cDXOH | Existing | Heating | 0 | 36768.55
CZ15 | cDXOH | Existing | Cooling | 3324697.73 | 0
CZ15 | cDXOH | Existing | Interior Lighting | 1583207.8 | 0
CZ15 | cDXOH | Existing | Exterior Lighting | 0 | 0
CZ15 | cDXOH | Existing | Interior Equipment | 2837906.7 | 0
CZ15 | cDXOH | Existing | Exterior Equipment | 0 | 0
CZ15 | cDXOH | Existing | Fans | 2853725.59 | 0
CZ15 | cDXOH | Existing | Pumps | 13483.33 | 0
CZ15 | cDXOH | Existing | Heat Rejection | 0 | 0
CZ15 | cDXOH | Existing | Humidification | 0 | 0
CZ15 | cDXOH | Existing | Heat Recovery | 0 | 0
CZ15 | cDXOH | Existing | Water Systems | 0 | 292934.13
CZ15 | cDXOH | Existing | Refrigeration | 0 | 0
CZ15 | cDXOH | Existing | Generators | 0 | 0
CZ15 | cDXOH | Existing | Total End Uses | 10613021.16 | 329702.68
CZ16 | cDXOH | Existing | Heating | 0 | 222994.6
CZ16 | cDXOH | Existing | Cooling | 1709396.93 | 0
CZ16 | cDXOH | Existing | Interior Lighting | 1583207.8 | 0
CZ16 | cDXOH | Existing | Exterior Lighting | 0 | 0
CZ16 | cDXOH | Existing | Interior Equipment | 2837906.7 | 0
CZ16 | cDXOH | Existing | Exterior Equipment | 0 | 0
CZ16 | cDXOH | Existing | Fans | 3201191.95 | 0
CZ16 | cDXOH | Existing | Pumps | 7621.87 | 0
CZ16 | cDXOH | Existing | Heat Rejection | 0 | 0
CZ16 | cDXOH | Existing | Humidification | 0 | 0
CZ16 | cDXOH | Existing | Heat Recovery | 0 | 0
CZ16 | cDXOH | Existing | Water Systems | 0 | 388991.49
CZ16 | cDXOH | Existing | Refrigeration | 0 | 0
CZ16 | cDXOH | Existing | Generators | 0 | 0
CZ16 | cDXOH | Existing | Total End Uses | 9339325.26 | 611986.09
CZ01 | cDXOH | New Construction | Heating | 0 | 186706.82
CZ01 | cDXOH | New Construction | Cooling | 42890.14 | 0
CZ01 | cDXOH | New Construction | Interior Lighting | 817898.48 | 0
CZ01 | cDXOH | New Construction | Exterior Lighting | 0 | 0
CZ01 | cDXOH | New Construction | Interior Equipment | 2837906.7 | 0
CZ01 | cDXOH | New Construction | Exterior Equipment | 0 | 0
CZ01 | cDXOH | New Construction | Fans | 1519586.77 | 0
CZ01 | cDXOH | New Construction | Pumps | 1681.25 | 0
CZ01 | cDXOH | New Construction | Heat Rejection | 0 | 0
CZ01 | cDXOH | New Construction | Humidification | 0 | 0
CZ01 | cDXOH | New Construction | Heat Recovery | 0 | 0
CZ01 | cDXOH | New Construction | Water Systems | 0 | 430333.97
CZ01 | cDXOH | New Construction | Refrigeration | 0 | 0
CZ01 | cDXOH | New Construction | Generators | 0 | 0
CZ01 | cDXOH | New Construction | Total End Uses | 5219963.35 | 617040.79
CZ02 | cDXOH | New Construction | Heating | 0 | 134166.96
CZ02 | cDXOH | New Construction | Cooling | 564586.53 | 0
CZ02 | cDXOH | New Construction | Interior Lighting | 817898.48 | 0
CZ02 | cDXOH | New Construction | Exterior Lighting | 0 | 0
CZ02 | cDXOH | New Construction | Interior Equipment | 2837906.7 | 0
CZ02 | cDXOH | New Construction | Exterior Equipment | 0 | 0
CZ02 | cDXOH | New Construction | Fans | 1644931.2 | 0
CZ02 | cDXOH | New Construction | Pumps | 4790.06 | 0
CZ02 | cDXOH | New Construction | Heat Rejection | 0 | 0
CZ02 | cDXOH | New Construction | Humidification | 0 | 0
CZ02 | cDXOH | New Construction | Heat Recovery | 0 | 0
CZ02 | cDXOH | New Construction | Water Systems | 0 | 395478.24
CZ02 | cDXOH | New Construction | Refrigeration | 0 | 0
CZ02 | cDXOH | New Construction | Generators | 0 | 0
CZ02 | cDXOH | New Construction | Total End Uses | 5870112.97 | 529645.2
CZ03 | cDXOH | New Construction | Heating | 0 | 81543.33
CZ03 | cDXOH | New Construction | Cooling | 346916.13 | 0
CZ03 | cDXOH | New Construction | Interior Lighting | 817898.48 | 0
CZ03 | cDXOH | New Construction | Exterior Lighting | 0 | 0
CZ03 | cDXOH | New Construction | Interior Equipment | 2837906.7 | 0
CZ03 | cDXOH | New Construction | Exterior Equipment | 0 | 0
CZ03 | cDXOH | New Construction | Fans | 1616238.48 | 0
CZ03 | cDXOH | New Construction | Pumps | 4523.04 | 0
CZ03 | cDXOH | New Construction | Heat Rejection | 0 | 0
CZ03 | cDXOH | New Construction | Humidification | 0 | 0
CZ03 | cDXOH | New Construction | Heat Recovery | 0 | 0
CZ03 | cDXOH | New Construction | Water Systems | 0 | 393894.3
CZ03 | cDXOH | New Construction | Refrigeration | 0 | 0
CZ03 | cDXOH | New Construction | Generators | 0 | 0
CZ03 | cDXOH | New Construction | Total End Uses | 5623482.83 | 475437.63
CZ04 | cDXOH | New Construction | Heating | 0 | 83897.8
CZ04 | cDXOH | New Construction | Cooling | 670810.27 | 0
CZ04 | cDXOH | New Construction | Interior Lighting | 817898.48 | 0
CZ04 | cDXOH | New Construction | Exterior Lighting | 0 | 0
CZ04 | cDXOH | New Construction | Interior Equipment | 2837906.7 | 0
CZ04 | cDXOH | New Construction | Exterior Equipment | 0 | 0
CZ04 | cDXOH | New Construction | Fans | 1648873.68 | 0
CZ04 | cDXOH | New Construction | Pumps | 5445.6 | 0
CZ04 | cDXOH | New Construction | Heat Rejection | 0 | 0
CZ04 | cDXOH | New Construction | Humidification | 0 | 0
CZ04 | cDXOH | New Construction | Heat Recovery | 0 | 0
CZ04 | cDXOH | New Construction | Water Systems | 0 | 380383.86
CZ04 | cDXOH | New Construction | Refrigeration | 0 | 0
CZ04 | cDXOH | New Construction | Generators | 0 | 0
CZ04 | cDXOH | New Construction | Total End Uses | 5980934.73 | 464281.67
CZ05 | cDXOH | New Construction | Heating | 0 | 79685.45
CZ05 | cDXOH | New Construction | Cooling | 437114.93 | 0
CZ05 | cDXOH | New Construction | Interior Lighting | 817898.48 | 0
CZ05 | cDXOH | New Construction | Exterior Lighting | 0 | 0
CZ05 | cDXOH | New Construction | Interior Equipment | 2837906.7 | 0
CZ05 | cDXOH | New Construction | Exterior Equipment | 0 | 0
CZ05 | cDXOH | New Construction | Fans | 1594220 | 0
CZ05 | cDXOH | New Construction | Pumps | 4285.07 | 0
CZ05 | cDXOH | New Construction | Heat Rejection | 0 | 0
CZ05 | cDXOH | New Construction | Humidification | 0 | 0
CZ05 | cDXOH | New Construction | Heat Recovery | 0 | 0
CZ05 | cDXOH | New Construction | Water Systems | 0 | 393923.91
CZ05 | cDXOH | New Construction | Refrigeration | 0 | 0
CZ05 | cDXOH | New Construction | Generators | 0 | 0
CZ05 | cDXOH | New Construction | Total End Uses | 5691425.19 | 473609.37
CZ06 | cDXOH | New Construction | Heating | 0 | 24378.88
CZ06 | cDXOH | New Construction | Cooling | 715596.14 | 0
CZ06 | cDXOH | New Construction | Interior Lighting | 817898.48 | 0
CZ06 | cDXOH | New Construction | Exterior Lighting | 0 | 0
CZ06 | cDXOH | New Construction | Interior Equipment | 2837906.7 | 0
CZ06 | cDXOH | New Construction | Exterior Equipment | 0 | 0
CZ06 | cDXOH | New Construction | Fans | 1617318.44 | 0
CZ06 | cDXOH | New Construction | Pumps | 5353.64 | 0
CZ06 | cDXOH | New Construction | Heat Rejection | 0 | 0
CZ06 | cDXOH | New Construction | Humidification | 0 | 0
CZ06 | cDXOH | New Construction | Heat Recovery | 0 | 0
CZ06 | cDXOH | New Construction | Water Systems | 0 | 362874.61
CZ06 | cDXOH | New Construction | Refrigeration | 0 | 0
CZ06 | cDXOH | New Construction | Generators | 0 | 0
CZ06 | cDXOH | New Construction | Total End Uses | 5994073.41 | 387253.49
CZ07 | cDXOH | New Construction | Heating | 0 | 32724.17
CZ07 | cDXOH | New Construction | Cooling | 833034.09 | 0
CZ07 | cDXOH | New Construction | Interior Lighting | 817898.48 | 0
CZ07 | cDXOH | New Construction | Exterior Lighting | 0 | 0
CZ07 | cDXOH | New Construction | Interior Equipment | 2837906.7 | 0
CZ07 | cDXOH | New Construction | Exterior Equipment | 0 | 0
CZ07 | cDXOH | New Construction | Fans | 1593382.63 | 0
CZ07 | cDXOH | New Construction | Pumps | 5858.73 | 0
CZ07 | cDXOH | New Construction | Heat Rejection | 0 | 0
CZ07 | cDXOH | New Construction | Humidification | 0 | 0
CZ07 | cDXOH | New Construction | Heat Recovery | 0 | 0
CZ07 | cDXOH | New Construction | Water Systems | 0 | 358224.7
CZ07 | cDXOH | New Construction | Refrigeration | 0 | 0
CZ07 | cDXOH | New Construction | Generators | 0 | 0
CZ07 | cDXOH | New Construction | Total End Uses | 6088080.63 | 390948.88
CZ08 | cDXOH | New Construction | Heating | 0 | 39690.03
CZ08 | cDXOH | New Construction | Cooling | 923636.2 | 0
CZ08 | cDXOH | New Construction | Interior Lighting | 817898.48 | 0
CZ08 | cDXOH | New Construction | Exterior Lighting | 0 | 0
CZ08 | cDXOH | New Construction | Interior Equipment | 2837906.7 | 0
CZ08 | cDXOH | New Construction | Exterior Equipment | 0 | 0
CZ08 | cDXOH | New Construction | Fans | 1639154.45 | 0
CZ08 | cDXOH | New Construction | Pumps | 6337.87 | 0
CZ08 | cDXOH | New Construction | Heat Rejection | 0 | 0
CZ08 | cDXOH | New Construction | Humidification | 0 | 0
CZ08 | cDXOH | New Construction | Heat Recovery | 0 | 0
CZ08 | cDXOH | New Construction | Water Systems | 0 | 357736.74
CZ08 | cDXOH | New Construction | Refrigeration | 0 | 0
CZ08 | cDXOH | New Construction | Generators | 0 | 0
CZ08 | cDXOH | New Construction | Total End Uses | 6224933.71 | 397426.77
CZ09 | cDXOH | New Construction | Heating | 0 | 39078.76
CZ09 | cDXOH | New Construction | Cooling | 1011898.15 | 0
CZ09 | cDXOH | New Construction | Interior Lighting | 817898.48 | 0
CZ09 | cDXOH | New Construction | Exterior Lighting | 0 | 0
CZ09 | cDXOH | New Construction | Interior Equipment | 2837906.7 | 0
CZ09 | cDXOH | New Construction | Exterior Equipment | 0 | 0
CZ09 | cDXOH | New Construction | Fans | 1634854.54 | 0
CZ09 | cDXOH | New Construction | Pumps | 6633.66 | 0
CZ09 | cDXOH | New Construction | Heat Rejection | 0 | 0
CZ09 | cDXOH | New Construction | Humidification | 0 | 0
CZ09 | cDXOH | New Construction | Heat Recovery | 0 | 0
CZ09 | cDXOH | New Construction | Water Systems | 0 | 352800.85
CZ09 | cDXOH | New Construction | Refrigeration | 0 | 0
CZ09 | cDXOH | New Construction | Generators | 0 | 0
CZ09 | cDXOH | New Construction | Total End Uses | 6309191.54 | 391879.61
CZ10 | cDXOH | New Construction | Heating | 0 | 61199.64
CZ10 | cDXOH | New Construction | Cooling | 1256859.3 | 0
CZ10 | cDXOH | New Construction | Interior Lighting | 817898.48 | 0
CZ10 | cDXOH | New Construction | Exterior Lighting | 0 | 0
CZ10 | cDXOH | New Construction | Interior Equipment | 2837906.7 | 0
CZ10 | cDXOH | New Construction | Exterior Equipment | 0 | 0
CZ10 | cDXOH | New Construction | Fans | 1726017.48 | 0
CZ10 | cDXOH | New Construction | Pumps | 7245.33 | 0
CZ10 | cDXOH | New Construction | Heat Rejection | 0 | 0
CZ10 | cDXOH | New Construction | Humidification | 0 | 0
CZ10 | cDXOH | New Construction | Heat Recovery | 0 | 0
CZ10 | cDXOH | New Construction | Water Systems | 0 | 349967.18
CZ10 | cDXOH | New Construction | Refrigeration | 0 | 0
CZ10 | cDXOH | New Construction | Generators | 0 | 0
CZ10 | cDXOH | New Construction | Total End Uses | 6645927.29 | 411166.83
CZ11 | cDXOH | New Construction | Heating | 0 | 137016.74
CZ11 | cDXOH | New Construction | Cooling | 1227982.89 | 0
CZ11 | cDXOH | New Construction | Interior Lighting | 817898.48 | 0
CZ11 | cDXOH | New Construction | Exterior Lighting | 0 | 0
CZ11 | cDXOH | New Construction | Interior Equipment | 2837906.7 | 0
CZ11 | cDXOH | New Construction | Exterior Equipment | 0 | 0
CZ11 | cDXOH | New Construction | Fans | 1697277.11 | 0
CZ11 | cDXOH | New Construction | Pumps | 6817.44 | 0
CZ11 | cDXOH | New Construction | Heat Rejection | 0 | 0
CZ11 | cDXOH | New Construction | Humidification | 0 | 0
CZ11 | cDXOH | New Construction | Heat Recovery | 0 | 0
CZ11 | cDXOH | New Construction | Water Systems | 0 | 357831.31
CZ11 | cDXOH | New Construction | Refrigeration | 0 | 0
CZ11 | cDXOH | New Construction | Generators | 0 | 0
CZ11 | cDXOH | New Construction | Total End Uses | 6587882.63 | 494848.06
CZ12 | cDXOH | New Construction | Heating | 0 | 125723.92
CZ12 | cDXOH | New Construction | Cooling | 1037309.16 | 0
CZ12 | cDXOH | New Construction | Interior Lighting | 817898.48 | 0
CZ12 | cDXOH | New Construction | Exterior Lighting | 0 | 0
CZ12 | cDXOH | New Construction | Interior Equipment | 2837906.7 | 0
CZ12 | cDXOH | New Construction | Exterior Equipment | 0 | 0
CZ12 | cDXOH | New Construction | Fans | 1629671.68 | 0
CZ12 | cDXOH | New Construction | Pumps | 6376.08 | 0
CZ12 | cDXOH | New Construction | Heat Rejection | 0 | 0
CZ12 | cDXOH | New Construction | Humidification | 0 | 0
CZ12 | cDXOH | New Construction | Heat Recovery | 0 | 0
CZ12 | cDXOH | New Construction | Water Systems | 0 | 367875.21
CZ12 | cDXOH | New Construction | Refrigeration | 0 | 0
CZ12 | cDXOH | New Construction | Generators | 0 | 0
CZ12 | cDXOH | New Construction | Total End Uses | 6329162.11 | 493599.13
CZ13 | cDXOH | New Construction | Heating | 0 | 112274.59
CZ13 | cDXOH | New Construction | Cooling | 1347375.1 | 0
CZ13 | cDXOH | New Construction | Interior Lighting | 817898.48 | 0
CZ13 | cDXOH | New Construction | Exterior Lighting | 0 | 0
CZ13 | cDXOH | New Construction | Interior Equipment | 2837906.7 | 0
CZ13 | cDXOH | New Construction | Exterior Equipment | 0 | 0
CZ13 | cDXOH | New Construction | Fans | 1664836.29 | 0
CZ13 | cDXOH | New Construction | Pumps | 7062.09 | 0
CZ13 | cDXOH | New Construction | Heat Rejection | 0 | 0
CZ13 | cDXOH | New Construction | Humidification | 0 | 0
CZ13 | cDXOH | New Construction | Heat Recovery | 0 | 0
CZ13 | cDXOH | New Construction | Water Systems | 0 | 347450.39
CZ13 | cDXOH | New Construction | Refrigeration | 0 | 0
CZ13 | cDXOH | New Construction | Generators | 0 | 0
CZ13 | cDXOH | New Construction | Total End Uses | 6675078.67 | 459724.98
CZ14 | cDXOH | New Construction | Heating | 0 | 78674.42
CZ14 | cDXOH | New Construction | Cooling | 1677107.28 | 0
CZ14 | cDXOH | New Construction | Interior Lighting | 817898.48 | 0
CZ14 | cDXOH | New Construction | Exterior Lighting | 0 | 0
CZ14 | cDXOH | New Construction | Interior Equipment | 2837906.7 | 0
CZ14 | cDXOH | New Construction | Exterior Equipment | 0 | 0
CZ14 | cDXOH | New Construction | Fans | 1798333.62 | 0
CZ14 | cDXOH | New Construction | Pumps | 7347.97 | 0
CZ14 | cDXOH | New Construction | Heat Rejection | 0 | 0
CZ14 | cDXOH | New Construction | Humidification | 0 | 0
CZ14 | cDXOH | New Construction | Heat Recovery | 0 | 0
CZ14 | cDXOH | New Construction | Water Systems | 0 | 329855.25
CZ14 | cDXOH | New Construction | Refrigeration | 0 | 0
CZ14 | cDXOH | New Construction | Generators | 0 | 0
CZ14 | cDXOH | New Construction | Total End Uses | 7138594.05 | 408529.67
CZ15 | cDXOH | New Construction | Heating | 0 | 38689.09
CZ15 | cDXOH | New Construction | Cooling | 2293088.47 | 0
CZ15 | cDXOH | New Construction | Interior Lighting | 817898.48 | 0
CZ15 | cDXOH | New Construction | Exterior Lighting | 0 | 0
CZ15 | cDXOH | New Construction | Interior Equipment | 2837906.7 | 0
CZ15 | cDXOH | New Construction | Exterior Equipment | 0 | 0
CZ15 | cDXOH | New Construction | Fans | 1712904.13 | 0
CZ15 | cDXOH | New Construction | Pumps | 9379.31 | 0
CZ15 | cDXOH | New Construction | Heat Rejection | 0 | 0
CZ15 | cDXOH | New Construction | Humidification | 0 | 0
CZ15 | cDXOH | New Construction | Heat Recovery | 0 | 0
CZ15 | cDXOH | New Construction | Water Systems | 0 | 292871.76
CZ15 | cDXOH | New Construction | Refrigeration | 0 | 0
CZ15 | cDXOH | New Construction | Generators | 0 | 0
CZ15 | cDXOH | New Construction | Total End Uses | 7671177.1 | 331560.85
CZ16 | cDXOH | New Construction | Heating | 0 | 196195.18
CZ16 | cDXOH | New Construction | Cooling | 1116204.61 | 0
CZ16 | cDXOH | New Construction | Interior Lighting | 817898.48 | 0
CZ16 | cDXOH | New Construction | Exterior Lighting | 0 | 0
CZ16 | cDXOH | New Construction | Interior Equipment | 2837906.7 | 0
CZ16 | cDXOH | New Construction | Exterior Equipment | 0 | 0
CZ16 | cDXOH | New Construction | Fans | 1930220.96 | 0
CZ16 | cDXOH | New Construction | Pumps | 4866.99 | 0
CZ16 | cDXOH | New Construction | Heat Rejection | 0 | 0
CZ16 | cDXOH | New Construction | Humidification | 0 | 0
CZ16 | cDXOH | New Construction | Heat Recovery | 0 | 0
CZ16 | cDXOH | New Construction | Water Systems | 0 | 389008.97
CZ16 | cDXOH | New Construction | Refrigeration | 0 | 0
CZ16 | cDXOH | New Construction | Generators | 0 | 0
CZ16 | cDXOH | New Construction | Total End Uses | 6707097.75 | 585204.15
CZ01 | cPVVG | Existing | Heating | 0 | 807744.18
CZ01 | cPVVG | Existing | Cooling | 97577.63 | 0
CZ01 | cPVVG | Existing | Interior Lighting | 1583207.8 | 0
CZ01 | cPVVG | Existing | Exterior Lighting | 0 | 0
CZ01 | cPVVG | Existing | Interior Equipment | 2837906.7 | 0
CZ01 | cPVVG | Existing | Exterior Equipment | 0 | 0
CZ01 | cPVVG | Existing | Fans | 946858.22 | 0
CZ01 | cPVVG | Existing | Pumps | 2474.78 | 0
CZ01 | cPVVG | Existing | Heat Rejection | 0 | 0
CZ01 | cPVVG | Existing | Humidification | 0 | 0
CZ01 | cPVVG | Existing | Heat Recovery | 0 | 0
CZ01 | cPVVG | Existing | Water Systems | 0 | 430319.03
CZ01 | cPVVG | Existing | Refrigeration | 0 | 0
CZ01 | cPVVG | Existing | Generators | 0 | 0
CZ01 | cPVVG | Existing | Total End Uses | 5468025.12 | 1238063.21
CZ02 | cPVVG | Existing | Heating | 0 | 572185.07
CZ02 | cPVVG | Existing | Cooling | 859510.75 | 0
CZ02 | cPVVG | Existing | Interior Lighting | 1583207.8 | 0
CZ02 | cPVVG | Existing | Exterior Lighting | 0 | 0
CZ02 | cPVVG | Existing | Interior Equipment | 2837906.7 | 0
CZ02 | cPVVG | Existing | Exterior Equipment | 0 | 0
CZ02 | cPVVG | Existing | Fans | 1196143.25 | 0
CZ02 | cPVVG | Existing | Pumps | 7299.62 | 0
CZ02 | cPVVG | Existing | Heat Rejection | 0 | 0
CZ02 | cPVVG | Existing | Humidification | 0 | 0
CZ02 | cPVVG | Existing | Heat Recovery | 0 | 0
CZ02 | cPVVG | Existing | Water Systems | 0 | 395491.2
CZ02 | cPVVG | Existing | Refrigeration | 0 | 0
CZ02 | cPVVG | Existing | Generators | 0 | 0
CZ02 | cPVVG | Existing | Total End Uses | 6484068.13 | 967676.28
CZ03 | cPVVG | Existing | Heating | 0 | 350856.2
CZ03 | cPVVG | Existing | Cooling | 579642.11 | 0
CZ03 | cPVVG | Existing | Interior Lighting | 1583207.8 | 0
CZ03 | cPVVG | Existing | Exterior Lighting | 0 | 0
CZ03 | cPVVG | Existing | Interior Equipment | 2837906.7 | 0
CZ03 | cPVVG | Existing | Exterior Equipment | 0 | 0
CZ03 | cPVVG | Existing | Fans | 1134620.37 | 0
CZ03 | cPVVG | Existing | Pumps | 6901.78 | 0
CZ03 | cPVVG | Existing | Heat Rejection | 0 | 0
CZ03 | cPVVG | Existing | Humidification | 0 | 0
CZ03 | cPVVG | Existing | Heat Recovery | 0 | 0
CZ03 | cPVVG | Existing | Water Systems | 0 | 393937.14
CZ03 | cPVVG | Existing | Refrigeration | 0 | 0
CZ03 | cPVVG | Existing | Generators | 0 | 0
CZ03 | cPVVG | Existing | Total End Uses | 6142278.76 | 744793.35
CZ04 | cPVVG | Existing | Heating | 0 | 319020.24
CZ04 | cPVVG | Existing | Cooling | 1026752.65 | 0
CZ04 | cPVVG | Existing | Interior Lighting | 1583207.8 | 0
CZ04 | cPVVG | Existing | Exterior Lighting | 0 | 0
CZ04 | cPVVG | Existing | Interior Equipment | 2837906.7 | 0
CZ04 | cPVVG | Existing | Exterior Equipment | 0 | 0
CZ04 | cPVVG | Existing | Fans | 1239201.72 | 0
CZ04 | cPVVG | Existing | Pumps | 8322.03 | 0
CZ04 | cPVVG | Existing | Heat Rejection | 0 | 0
CZ04 | cPVVG | Existing | Humidification | 0 | 0
CZ04 | cPVVG | Existing | Heat Recovery | 0 | 0
CZ04 | cPVVG | Existing | Water Systems | 0 | 380448.63
CZ04 | cPVVG | Existing | Refrigeration | 0 | 0
CZ04 | cPVVG | Existing | Generators | 0 | 0
CZ04 | cPVVG | Existing | Total End Uses | 6695390.9 | 699468.87
CZ05 | cPVVG | Existing | Heating | 0 | 313605.75
CZ05 | cPVVG | Existing | Cooling | 715778.2 | 0
CZ05 | cPVVG | Existing | Interior Lighting | 1583207.8 | 0
CZ05 | cPVVG | Existing | Exterior Lighting | 0 | 0
CZ05 | cPVVG | Existing | Interior Equipment | 2837906.7 | 0
CZ05 | cPVVG | Existing | Exterior Equipment | 0 | 0
CZ05 | cPVVG | Existing | Fans | 1163448.95 | 0
CZ05 | cPVVG | Existing | Pumps | 6511.98 | 0
CZ05 | cPVVG | Existing | Heat Rejection | 0 | 0
CZ05 | cPVVG | Existing | Humidification | 0 | 0
CZ05 | cPVVG | Existing | Heat Recovery | 0 | 0
CZ05 | cPVVG | Existing | Water Systems | 0 | 393963.07
CZ05 | cPVVG | Existing | Refrigeration | 0 | 0
CZ05 | cPVVG | Existing | Generators | 0 | 0
CZ05 | cPVVG | Existing | Total End Uses | 6306853.63 | 707568.83
CZ06 | cPVVG | Existing | Heating | 0 | 85581.42
CZ06 | cPVVG | Existing | Cooling | 1124632.15 | 0
CZ06 | cPVVG | Existing | Interior Lighting | 1583207.8 | 0
CZ06 | cPVVG | Existing | Exterior Lighting | 0 | 0
CZ06 | cPVVG | Existing | Interior Equipment | 2837906.7 | 0
CZ06 | cPVVG | Existing | Exterior Equipment | 0 | 0
CZ06 | cPVVG | Existing | Fans | 1260605.59 | 0
CZ06 | cPVVG | Existing | Pumps | 8475.55 | 0
CZ06 | cPVVG | Existing | Heat Rejection | 0 | 0
CZ06 | cPVVG | Existing | Humidification | 0 | 0
CZ06 | cPVVG | Existing | Heat Recovery | 0 | 0
CZ06 | cPVVG | Existing | Water Systems | 0 | 362964.94
CZ06 | cPVVG | Existing | Refrigeration | 0 | 0
CZ06 | cPVVG | Existing | Generators | 0 | 0
CZ06 | cPVVG | Existing | Total End Uses | 6814827.8 | 448546.35
CZ07 | cPVVG | Existing | Heating | 0 | 69425.94
CZ07 | cPVVG | Existing | Cooling | 1211382.64 | 0
CZ07 | cPVVG | Existing | Interior Lighting | 1583207.8 | 0
CZ07 | cPVVG | Existing | Exterior Lighting | 0 | 0
CZ07 | cPVVG | Existing | Interior Equipment | 2837906.7 | 0
CZ07 | cPVVG | Existing | Exterior Equipment | 0 | 0
CZ07 | cPVVG | Existing | Fans | 1257991.93 | 0
CZ07 | cPVVG | Existing | Pumps | 8927.06 | 0
CZ07 | cPVVG | Existing | Heat Rejection | 0 | 0
CZ07 | cPVVG | Existing | Humidification | 0 | 0
CZ07 | cPVVG | Existing | Heat Recovery | 0 | 0
CZ07 | cPVVG | Existing | Water Systems | 0 | 358343.39
CZ07 | cPVVG | Existing | Refrigeration | 0 | 0
CZ07 | cPVVG | Existing | Generators | 0 | 0
CZ07 | cPVVG | Existing | Total End Uses | 6899416.13 | 427769.34
CZ08 | cPVVG | Existing | Heating | 0 | 117892.69
CZ08 | cPVVG | Existing | Cooling | 1404615.44 | 0
CZ08 | cPVVG | Existing | Interior Lighting | 1583207.8 | 0
CZ08 | cPVVG | Existing | Exterior Lighting | 0 | 0
CZ08 | cPVVG | Existing | Interior Equipment | 2837906.7 | 0
CZ08 | cPVVG | Existing | Exterior Equipment | 0 | 0
CZ08 | cPVVG | Existing | Fans | 1303184 | 0
CZ08 | cPVVG | Existing | Pumps | 9716.23 | 0
CZ08 | cPVVG | Existing | Heat Rejection | 0 | 0
CZ08 | cPVVG | Existing | Humidification | 0 | 0
CZ08 | cPVVG | Existing | Heat Recovery | 0 | 0
CZ08 | cPVVG | Existing | Water Systems | 0 | 357830
CZ08 | cPVVG | Existing | Refrigeration | 0 | 0
CZ08 | cPVVG | Existing | Generators | 0 | 0
CZ08 | cPVVG | Existing | Total End Uses | 7138630.17 | 475722.7
CZ09 | cPVVG | Existing | Heating | 0 | 100831.41
CZ09 | cPVVG | Existing | Cooling | 1574462.63 | 0
CZ09 | cPVVG | Existing | Interior Lighting | 1583207.8 | 0
CZ09 | cPVVG | Existing | Exterior Lighting | 0 | 0
CZ09 | cPVVG | Existing | Interior Equipment | 2837906.7 | 0
CZ09 | cPVVG | Existing | Exterior Equipment | 0 | 0
CZ09 | cPVVG | Existing | Fans | 1386700.15 | 0
CZ09 | cPVVG | Existing | Pumps | 10455.02 | 0
CZ09 | cPVVG | Existing | Heat Rejection | 0 | 0
CZ09 | cPVVG | Existing | Humidification | 0 | 0
CZ09 | cPVVG | Existing | Heat Recovery | 0 | 0
CZ09 | cPVVG | Existing | Water Systems | 0 | 352870.23
CZ09 | cPVVG | Existing | Refrigeration | 0 | 0
CZ09 | cPVVG | Existing | Generators | 0 | 0
CZ09 | cPVVG | Existing | Total End Uses | 7392732.3 | 453701.64
CZ10 | cPVVG | Existing | Heating | 0 | 205896.47
CZ10 | cPVVG | Existing | Cooling | 1720670.76 | 0
CZ10 | cPVVG | Existing | Interior Lighting | 1583207.8 | 0
CZ10 | cPVVG | Existing | Exterior Lighting | 0 | 0
CZ10 | cPVVG | Existing | Interior Equipment | 2837906.7 | 0
CZ10 | cPVVG | Existing | Exterior Equipment | 0 | 0
CZ10 | cPVVG | Existing | Fans | 1335681.99 | 0
CZ10 | cPVVG | Existing | Pumps | 10135.01 | 0
CZ10 | cPVVG | Existing | Heat Rejection | 0 | 0
CZ10 | cPVVG | Existing | Humidification | 0 | 0
CZ10 | cPVVG | Existing | Heat Recovery | 0 | 0
CZ10 | cPVVG | Existing | Water Systems | 0 | 350054.32
CZ10 | cPVVG | Existing | Refrigeration | 0 | 0
CZ10 | cPVVG | Existing | Generators | 0 | 0
CZ10 | cPVVG | Existing | Total End Uses | 7487602.26 | 555950.79
CZ11 | cPVVG | Existing | Heating | 0 | 576350
CZ11 | cPVVG | Existing | Cooling | 1789516.97 | 0
CZ11 | cPVVG | Existing | Interior Lighting | 1583207.8 | 0
CZ11 | cPVVG | Existing | Exterior Lighting | 0 | 0
CZ11 | cPVVG | Existing | Interior Equipment | 2837906.7 | 0
CZ11 | cPVVG | Existing | Exterior Equipment | 0 | 0
CZ11 | cPVVG | Existing | Fans | 1418771.19 | 0
CZ11 | cPVVG | Existing | Pumps | 9568.9 | 0
CZ11 | cPVVG | Existing | Heat Rejection | 0 | 0
CZ11 | cPVVG | Existing | Humidification | 0 | 0
CZ11 | cPVVG | Existing | Heat Recovery | 0 | 0
CZ11 | cPVVG | Existing | Water Systems | 0 | 357844.54
CZ11 | cPVVG | Existing | Refrigeration | 0 | 0
CZ11 | cPVVG | Existing | Generators | 0 | 0
CZ11 | cPVVG | Existing | Total End Uses | 7638971.56 | 934194.55
CZ12 | cPVVG | Existing | Heating | 0 | 508775.71
CZ12 | cPVVG | Existing | Cooling | 1505365.78 | 0
CZ12 | cPVVG | Existing | Interior Lighting | 1583207.8 | 0
CZ12 | cPVVG | Existing | Exterior Lighting | 0 | 0
CZ12 | cPVVG | Existing | Interior Equipment | 2837906.7 | 0
CZ12 | cPVVG | Existing | Exterior Equipment | 0 | 0
CZ12 | cPVVG | Existing | Fans | 1311589.98 | 0
CZ12 | cPVVG | Existing | Pumps | 8573.6 | 0
CZ12 | cPVVG | Existing | Heat Rejection | 0 | 0
CZ12 | cPVVG | Existing | Humidification | 0 | 0
CZ12 | cPVVG | Existing | Heat Recovery | 0 | 0
CZ12 | cPVVG | Existing | Water Systems | 0 | 367927.19
CZ12 | cPVVG | Existing | Refrigeration | 0 | 0
CZ12 | cPVVG | Existing | Generators | 0 | 0
CZ12 | cPVVG | Existing | Total End Uses | 7246643.86 | 876702.9
CZ13 | cPVVG | Existing | Heating | 0 | 394775.79
CZ13 | cPVVG | Existing | Cooling | 1937099.98 | 0
CZ13 | cPVVG | Existing | Interior Lighting | 1583207.8 | 0
CZ13 | cPVVG | Existing | Exterior Lighting | 0 | 0
CZ13 | cPVVG | Existing | Interior Equipment | 2837906.7 | 0
CZ13 | cPVVG | Existing | Exterior Equipment | 0 | 0
CZ13 | cPVVG | Existing | Fans | 1412709.82 | 0
CZ13 | cPVVG | Existing | Pumps | 9683.04 | 0
CZ13 | cPVVG | Existing | Heat Rejection | 0 | 0
CZ13 | cPVVG | Existing | Humidification | 0 | 0
CZ13 | cPVVG | Existing | Heat Recovery | 0 | 0
CZ13 | cPVVG | Existing | Water Systems | 0 | 347476.71
CZ13 | cPVVG | Existing | Refrigeration | 0 | 0
CZ13 | cPVVG | Existing | Generators | 0 | 0
CZ13 | cPVVG | Existing | Total End Uses | 7780607.33 | 742252.49
CZ14 | cPVVG | Existing | Heating | 0 | 287808.73
CZ14 | cPVVG | Existing | Cooling | 2388023.52 | 0
CZ14 | cPVVG | Existing | Interior Lighting | 1583207.8 | 0
CZ14 | cPVVG | Existing | Exterior Lighting | 0 | 0
CZ14 | cPVVG | Existing | Interior Equipment | 2837906.7 | 0
CZ14 | cPVVG | Existing | Exterior Equipment | 0 | 0
CZ14 | cPVVG | Existing | Fans | 1583984.46 | 0
CZ14 | cPVVG | Existing | Pumps | 10825.03 | 0
CZ14 | cPVVG | Existing | Heat Rejection | 0 | 0
CZ14 | cPVVG | Existing | Humidification | 0 | 0
CZ14 | cPVVG | Existing | Heat Recovery | 0 | 0
CZ14 | cPVVG | Existing | Water Systems | 0 | 329891.5
CZ14 | cPVVG | Existing | Refrigeration | 0 | 0
CZ14 | cPVVG | Existing | Generators | 0 | 0
CZ14 | cPVVG | Existing | Total End Uses | 8403947.51 | 617700.24
CZ15 | cPVVG | Existing | Heating | 0 | 93120.56
CZ15 | cPVVG | Existing | Cooling | 3142228.01 | 0
CZ15 | cPVVG | Existing | Interior Lighting | 1583207.8 | 0
CZ15 | cPVVG | Existing | Exterior Lighting | 0 | 0
CZ15 | cPVVG | Existing | Interior Equipment | 2837906.7 | 0
CZ15 | cPVVG | Existing | Exterior Equipment | 0 | 0
CZ15 | cPVVG | Existing | Fans | 1587712.56 | 0
CZ15 | cPVVG | Existing | Pumps | 13484.45 | 0
CZ15 | cPVVG | Existing | Heat Rejection | 0 | 0
CZ15 | cPVVG | Existing | Humidification | 0 | 0
CZ15 | cPVVG | Existing | Heat Recovery | 0 | 0
CZ15 | cPVVG | Existing | Water Systems | 0 | 292939.08
CZ15 | cPVVG | Existing | Refrigeration | 0 | 0
CZ15 | cPVVG | Existing | Generators | 0 | 0
CZ15 | cPVVG | Existing | Total End Uses | 9164539.52 | 386059.64
CZ16 | cPVVG | Existing | Heating | 0 | 868178.17
CZ16 | cPVVG | Existing | Cooling | 1614560.82 | 0
CZ16 | cPVVG | Existing | Interior Lighting | 1583207.8 | 0
CZ16 | cPVVG | Existing | Exterior Lighting | 0 | 0
CZ16 | cPVVG | Existing | Interior Equipment | 2837906.7 | 0
CZ16 | cPVVG | Existing | Exterior Equipment | 0 | 0
CZ16 | cPVVG | Existing | Fans | 1543029.91 | 0
CZ16 | cPVVG | Existing | Pumps | 7609.19 | 0
CZ16 | cPVVG | Existing | Heat Rejection | 0 | 0
CZ16 | cPVVG | Existing | Humidification | 0 | 0
CZ16 | cPVVG | Existing | Heat Recovery | 0 | 0
CZ16 | cPVVG | Existing | Water Systems | 0 | 388987.05
CZ16 | cPVVG | Existing | Refrigeration | 0 | 0
CZ16 | cPVVG | Existing | Generators | 0 | 0
CZ16 | cPVVG | Existing | Total End Uses | 7586314.42 | 1257165.22
CZ01 | cPVVG | New Construction | Heating | 0 | 574739.22
CZ01 | cPVVG | New Construction | Cooling | 55830.64 | 0
CZ01 | cPVVG | New Construction | Interior Lighting | 817898.48 | 0
CZ01 | cPVVG | New Construction | Exterior Lighting | 0 | 0
CZ01 | cPVVG | New Construction | Interior Equipment | 2837906.7 | 0
CZ01 | cPVVG | New Construction | Exterior Equipment | 0 | 0
CZ01 | cPVVG | New Construction | Fans | 633914.34 | 0
CZ01 | cPVVG | New Construction | Pumps | 1680.45 | 0
CZ01 | cPVVG | New Construction | Heat Rejection | 0 | 0
CZ01 | cPVVG | New Construction | Humidification | 0 | 0
CZ01 | cPVVG | New Construction | Heat Recovery | 0 | 0
CZ01 | cPVVG | New Construction | Water Systems | 0 | 430257.54
CZ01 | cPVVG | New Construction | Refrigeration | 0 | 0
CZ01 | cPVVG | New Construction | Generators | 0 | 0
CZ01 | cPVVG | New Construction | Total End Uses | 4347230.62 | 1004996.76
CZ02 | cPVVG | New Construction | Heating | 0 | 405507.57
CZ02 | cPVVG | New Construction | Cooling | 553709.3 | 0
CZ02 | cPVVG | New Construction | Interior Lighting | 817898.48 | 0
CZ02 | cPVVG | New Construction | Exterior Lighting | 0 | 0
CZ02 | cPVVG | New Construction | Interior Equipment | 2837906.7 | 0
CZ02 | cPVVG | New Construction | Exterior Equipment | 0 | 0
CZ02 | cPVVG | New Construction | Fans | 775662.42 | 0
CZ02 | cPVVG | New Construction | Pumps | 4789.81 | 0
CZ02 | cPVVG | New Construction | Heat Rejection | 0 | 0
CZ02 | cPVVG | New Construction | Humidification | 0 | 0
CZ02 | cPVVG | New Construction | Heat Recovery | 0 | 0
CZ02 | cPVVG | New Construction | Water Systems | 0 | 395401.49
CZ02 | cPVVG | New Construction | Refrigeration | 0 | 0
CZ02 | cPVVG | New Construction | Generators | 0 | 0
CZ02 | cPVVG | New Construction | Total End Uses | 4989966.72 | 800909.06
CZ03 | cPVVG | New Construction | Heating | 0 | 242758.93
CZ03 | cPVVG | New Construction | Cooling | 364593.54 | 0
CZ03 | cPVVG | New Construction | Interior Lighting | 817898.48 | 0
CZ03 | cPVVG | New Construction | Exterior Lighting | 0 | 0
CZ03 | cPVVG | New Construction | Interior Equipment | 2837906.7 | 0
CZ03 | cPVVG | New Construction | Exterior Equipment | 0 | 0
CZ03 | cPVVG | New Construction | Fans | 733548.79 | 0
CZ03 | cPVVG | New Construction | Pumps | 4522.99 | 0
CZ03 | cPVVG | New Construction | Heat Rejection | 0 | 0
CZ03 | cPVVG | New Construction | Humidification | 0 | 0
CZ03 | cPVVG | New Construction | Heat Recovery | 0 | 0
CZ03 | cPVVG | New Construction | Water Systems | 0 | 393870.4
CZ03 | cPVVG | New Construction | Refrigeration | 0 | 0
CZ03 | cPVVG | New Construction | Generators | 0 | 0
CZ03 | cPVVG | New Construction | Total End Uses | 4758470.5 | 636629.33
CZ04 | cPVVG | New Construction | Heating | 0 | 216235.17
CZ04 | cPVVG | New Construction | Cooling | 661375.34 | 0
CZ04 | cPVVG | New Construction | Interior Lighting | 817898.48 | 0
CZ04 | cPVVG | New Construction | Exterior Lighting | 0 | 0
CZ04 | cPVVG | New Construction | Interior Equipment | 2837906.7 | 0
CZ04 | cPVVG | New Construction | Exterior Equipment | 0 | 0
CZ04 | cPVVG | New Construction | Fans | 797528.81 | 0
CZ04 | cPVVG | New Construction | Pumps | 5445.54 | 0
CZ04 | cPVVG | New Construction | Heat Rejection | 0 | 0
CZ04 | cPVVG | New Construction | Humidification | 0 | 0
CZ04 | cPVVG | New Construction | Heat Recovery | 0 | 0
CZ04 | cPVVG | New Construction | Water Systems | 0 | 380348.86
CZ04 | cPVVG | New Construction | Refrigeration | 0 | 0
CZ04 | cPVVG | New Construction | Generators | 0 | 0
CZ04 | cPVVG | New Construction | Total End Uses | 5120154.88 | 596584.03
CZ05 | cPVVG | New Construction | Heating | 0 | 218145.35
CZ05 | cPVVG | New Construction | Cooling | 441812.94 | 0
CZ05 | cPVVG | New Construction | Interior Lighting | 817898.48 | 0
CZ05 | cPVVG | New Construction | Exterior Lighting | 0 | 0
CZ05 | cPVVG | New Construction | Interior Equipment | 2837906.7 | 0
CZ05 | cPVVG | New Construction | Exterior Equipment | 0 | 0
CZ05 | cPVVG | New Construction | Fans | 745446.77 | 0
CZ05 | cPVVG | New Construction | Pumps | 4285.8 | 0
CZ05 | cPVVG | New Construction | Heat Rejection | 0 | 0
CZ05 | cPVVG | New Construction | Humidification | 0 | 0
CZ05 | cPVVG | New Construction | Heat Recovery | 0 | 0
CZ05 | cPVVG | New Construction | Water Systems | 0 | 393901.91
CZ05 | cPVVG | New Construction | Refrigeration | 0 | 0
CZ05 | cPVVG | New Construction | Generators | 0 | 0
CZ05 | cPVVG | New Construction | Total End Uses | 4847350.69 | 612047.27
CZ06 | cPVVG | New Construction | Heating | 0 | 49080.53
CZ06 | cPVVG | New Construction | Cooling | 730168.18 | 0
CZ06 | cPVVG | New Construction | Interior Lighting | 817898.48 | 0
CZ06 | cPVVG | New Construction | Exterior Lighting | 0 | 0
CZ06 | cPVVG | New Construction | Interior Equipment | 2837906.7 | 0
CZ06 | cPVVG | New Construction | Exterior Equipment | 0 | 0
CZ06 | cPVVG | New Construction | Fans | 815919.96 | 0
CZ06 | cPVVG | New Construction | Pumps | 5353.64 | 0
CZ06 | cPVVG | New Construction | Heat Rejection | 0 | 0
CZ06 | cPVVG | New Construction | Humidification | 0 | 0
CZ06 | cPVVG | New Construction | Heat Recovery | 0 | 0
CZ06 | cPVVG | New Construction | Water Systems | 0 | 362874.68
CZ06 | cPVVG | New Construction | Refrigeration | 0 | 0
CZ06 | cPVVG | New Construction | Generators | 0 | 0
CZ06 | cPVVG | New Construction | Total End Uses | 5207246.96 | 411955.21
CZ07 | cPVVG | New Construction | Heating | 0 | 53648.43
CZ07 | cPVVG | New Construction | Cooling | 823653.2 | 0
CZ07 | cPVVG | New Construction | Interior Lighting | 817898.48 | 0
CZ07 | cPVVG | New Construction | Exterior Lighting | 0 | 0
CZ07 | cPVVG | New Construction | Interior Equipment | 2837906.7 | 0
CZ07 | cPVVG | New Construction | Exterior Equipment | 0 | 0
CZ07 | cPVVG | New Construction | Fans | 816055.33 | 0
CZ07 | cPVVG | New Construction | Pumps | 5858.63 | 0
CZ07 | cPVVG | New Construction | Heat Rejection | 0 | 0
CZ07 | cPVVG | New Construction | Humidification | 0 | 0
CZ07 | cPVVG | New Construction | Heat Recovery | 0 | 0
CZ07 | cPVVG | New Construction | Water Systems | 0 | 358238.04
CZ07 | cPVVG | New Construction | Refrigeration | 0 | 0
CZ07 | cPVVG | New Construction | Generators | 0 | 0
CZ07 | cPVVG | New Construction | Total End Uses | 5301372.35 | 411886.47
CZ08 | cPVVG | New Construction | Heating | 0 | 76772.6
CZ08 | cPVVG | New Construction | Cooling | 906502.29 | 0
CZ08 | cPVVG | New Construction | Interior Lighting | 817898.48 | 0
CZ08 | cPVVG | New Construction | Exterior Lighting | 0 | 0
CZ08 | cPVVG | New Construction | Interior Equipment | 2837906.7 | 0
CZ08 | cPVVG | New Construction | Exterior Equipment | 0 | 0
CZ08 | cPVVG | New Construction | Fans | 833733.44 | 0
CZ08 | cPVVG | New Construction | Pumps | 6337.64 | 0
CZ08 | cPVVG | New Construction | Heat Rejection | 0 | 0
CZ08 | cPVVG | New Construction | Humidification | 0 | 0
CZ08 | cPVVG | New Construction | Heat Recovery | 0 | 0
CZ08 | cPVVG | New Construction | Water Systems | 0 | 357747.26
CZ08 | cPVVG | New Construction | Refrigeration | 0 | 0
CZ08 | cPVVG | New Construction | Generators | 0 | 0
CZ08 | cPVVG | New Construction | Total End Uses | 5402378.56 | 434519.86
CZ09 | cPVVG | New Construction | Heating | 0 | 68840.9
CZ09 | cPVVG | New Construction | Cooling | 987530.45 | 0
CZ09 | cPVVG | New Construction | Interior Lighting | 817898.48 | 0
CZ09 | cPVVG | New Construction | Exterior Lighting | 0 | 0
CZ09 | cPVVG | New Construction | Interior Equipment | 2837906.7 | 0
CZ09 | cPVVG | New Construction | Exterior Equipment | 0 | 0
CZ09 | cPVVG | New Construction | Fans | 858911.69 | 0
CZ09 | cPVVG | New Construction | Pumps | 6633.66 | 0
CZ09 | cPVVG | New Construction | Heat Rejection | 0 | 0
CZ09 | cPVVG | New Construction | Humidification | 0 | 0
CZ09 | cPVVG | New Construction | Heat Recovery | 0 | 0
CZ09 | cPVVG | New Construction | Water Systems | 0 | 352801.86
CZ09 | cPVVG | New Construction | Refrigeration | 0 | 0
CZ09 | cPVVG | New Construction | Generators | 0 | 0
CZ09 | cPVVG | New Construction | Total End Uses | 5508880.99 | 421642.76
CZ10 | cPVVG | New Construction | Heating | 0 | 160187.87
CZ10 | cPVVG | New Construction | Cooling | 1204881.62 | 0
CZ10 | cPVVG | New Construction | Interior Lighting | 817898.48 | 0
CZ10 | cPVVG | New Construction | Exterior Lighting | 0 | 0
CZ10 | cPVVG | New Construction | Interior Equipment | 2837906.7 | 0
CZ10 | cPVVG | New Construction | Exterior Equipment | 0 | 0
CZ10 | cPVVG | New Construction | Fans | 902638.3 | 0
CZ10 | cPVVG | New Construction | Pumps | 7245.34 | 0
CZ10 | cPVVG | New Construction | Heat Rejection | 0 | 0
CZ10 | cPVVG | New Construction | Humidification | 0 | 0
CZ10 | cPVVG | New Construction | Heat Recovery | 0 | 0
CZ10 | cPVVG | New Construction | Water Systems | 0 | 349968.15
CZ10 | cPVVG | New Construction | Refrigeration | 0 | 0
CZ10 | cPVVG | New Construction | Generators | 0 | 0
CZ10 | cPVVG | New Construction | Total End Uses | 5770570.44 | 510156.02
CZ11 | cPVVG | New Construction | Heating | 0 | 426696.66
CZ11 | cPVVG | New Construction | Cooling | 1181502.35 | 0
CZ11 | cPVVG | New Construction | Interior Lighting | 817898.48 | 0
CZ11 | cPVVG | New Construction | Exterior Lighting | 0 | 0
CZ11 | cPVVG | New Construction | Interior Equipment | 2837906.7 | 0
CZ11 | cPVVG | New Construction | Exterior Equipment | 0 | 0
CZ11 | cPVVG | New Construction | Fans | 885700.67 | 0
CZ11 | cPVVG | New Construction | Pumps | 6817.54 | 0
CZ11 | cPVVG | New Construction | Heat Rejection | 0 | 0
CZ11 | cPVVG | New Construction | Humidification | 0 | 0
CZ11 | cPVVG | New Construction | Heat Recovery | 0 | 0
CZ11 | cPVVG | New Construction | Water Systems | 0 | 357757.62
CZ11 | cPVVG | New Construction | Refrigeration | 0 | 0
CZ11 | cPVVG | New Construction | Generators | 0 | 0
CZ11 | cPVVG | New Construction | Total End Uses | 5729825.74 | 784454.28
CZ12 | cPVVG | New Construction | Heating | 0 | 397211.19
CZ12 | cPVVG | New Construction | Cooling | 999028.06 | 0
CZ12 | cPVVG | New Construction | Interior Lighting | 817898.48 | 0
CZ12 | cPVVG | New Construction | Exterior Lighting | 0 | 0
CZ12 | cPVVG | New Construction | Interior Equipment | 2837906.7 | 0
CZ12 | cPVVG | New Construction | Exterior Equipment | 0 | 0
CZ12 | cPVVG | New Construction | Fans | 833970.49 | 0
CZ12 | cPVVG | New Construction | Pumps | 6375.95 | 0
CZ12 | cPVVG | New Construction | Heat Rejection | 0 | 0
CZ12 | cPVVG | New Construction | Humidification | 0 | 0
CZ12 | cPVVG | New Construction | Heat Recovery | 0 | 0
CZ12 | cPVVG | New Construction | Water Systems | 0 | 367829.25
CZ12 | cPVVG | New Construction | Refrigeration | 0 | 0
CZ12 | cPVVG | New Construction | Generators | 0 | 0
CZ12 | cPVVG | New Construction | Total End Uses | 5495179.68 | 765040.44
CZ13 | cPVVG | New Construction | Heating | 0 | 320956.4
CZ13 | cPVVG | New Construction | Cooling | 1295031.03 | 0
CZ13 | cPVVG | New Construction | Interior Lighting | 817898.48 | 0
CZ13 | cPVVG | New Construction | Exterior Lighting | 0 | 0
CZ13 | cPVVG | New Construction | Interior Equipment | 2837906.7 | 0
CZ13 | cPVVG | New Construction | Exterior Equipment | 0 | 0
CZ13 | cPVVG | New Construction | Fans | 885888.02 | 0
CZ13 | cPVVG | New Construction | Pumps | 7062.15 | 0
CZ13 | cPVVG | New Construction | Heat Rejection | 0 | 0
CZ13 | cPVVG | New Construction | Humidification | 0 | 0
CZ13 | cPVVG | New Construction | Heat Recovery | 0 | 0
CZ13 | cPVVG | New Construction | Water Systems | 0 | 347396.15
CZ13 | cPVVG | New Construction | Refrigeration | 0 | 0
CZ13 | cPVVG | New Construction | Generators | 0 | 0
CZ13 | cPVVG | New Construction | Total End Uses | 5843786.38 | 668352.56
CZ14 | cPVVG | New Construction | Heating | 0 | 230518.73
CZ14 | cPVVG | New Construction | Cooling | 1607587.24 | 0
CZ14 | cPVVG | New Construction | Interior Lighting | 817898.48 | 0
CZ14 | cPVVG | New Construction | Exterior Lighting | 0 | 0
CZ14 | cPVVG | New Construction | Interior Equipment | 2837906.7 | 0
CZ14 | cPVVG | New Construction | Exterior Equipment | 0 | 0
CZ14 | cPVVG | New Construction | Fans | 997412.47 | 0
CZ14 | cPVVG | New Construction | Pumps | 7350.11 | 0
CZ14 | cPVVG | New Construction | Heat Rejection | 0 | 0
CZ14 | cPVVG | New Construction | Humidification | 0 | 0
CZ14 | cPVVG | New Construction | Heat Recovery | 0 | 0
CZ14 | cPVVG | New Construction | Water Systems | 0 | 329811.22
CZ14 | cPVVG | New Construction | Refrigeration | 0 | 0
CZ14 | cPVVG | New Construction | Generators | 0 | 0
CZ14 | cPVVG | New Construction | Total End Uses | 6268155.01 | 560329.95
CZ15 | cPVVG | New Construction | Heating | 0 | 79931.54
CZ15 | cPVVG | New Construction | Cooling | 2197492.5 | 0
CZ15 | cPVVG | New Construction | Interior Lighting | 817898.48 | 0
CZ15 | cPVVG | New Construction | Exterior Lighting | 0 | 0
CZ15 | cPVVG | New Construction | Interior Equipment | 2837906.7 | 0
CZ15 | cPVVG | New Construction | Exterior Equipment | 0 | 0
CZ15 | cPVVG | New Construction | Fans | 1015540.96 | 0
CZ15 | cPVVG | New Construction | Pumps | 9377.1 | 0
CZ15 | cPVVG | New Construction | Heat Rejection | 0 | 0
CZ15 | cPVVG | New Construction | Humidification | 0 | 0
CZ15 | cPVVG | New Construction | Heat Recovery | 0 | 0
CZ15 | cPVVG | New Construction | Water Systems | 0 | 292847.79
CZ15 | cPVVG | New Construction | Refrigeration | 0 | 0
CZ15 | cPVVG | New Construction | Generators | 0 | 0
CZ15 | cPVVG | New Construction | Total End Uses | 6878215.74 | 372779.33
CZ16 | cPVVG | New Construction | Heating | 0 | 704636.13
CZ16 | cPVVG | New Construction | Cooling | 1065445.19 | 0
CZ16 | cPVVG | New Construction | Interior Lighting | 817898.48 | 0
CZ16 | cPVVG | New Construction | Exterior Lighting | 0 | 0
CZ16 | cPVVG | New Construction | Interior Equipment | 2837906.7 | 0
CZ16 | cPVVG | New Construction | Exterior Equipment | 0 | 0
CZ16 | cPVVG | New Construction | Fans | 983270.12 | 0
CZ16 | cPVVG | New Construction | Pumps | 4865.07 | 0
CZ16 | cPVVG | New Construction | Heat Rejection | 0 | 0
CZ16 | cPVVG | New Construction | Humidification | 0 | 0
CZ16 | cPVVG | New Construction | Heat Recovery | 0 | 0
CZ16 | cPVVG | New Construction | Water Systems | 0 | 388918.74
CZ16 | cPVVG | New Construction | Refrigeration | 0 | 0
CZ16 | cPVVG | New Construction | Generators | 0 | 0
CZ16 | cPVVG | New Construction | Total End Uses | 5709385.56 | 1093554.87

## Raw_endusebreakdownannual (hidden)
Vintage | Climate Zone | HVAC System | End Use | Electricity [kBtu] | Natural Gas [kBtu]
Existing | CZ01 | cAVVG | Heating | 0 | 1488489.88
Existing | CZ01 | cAVVG | Cooling | 80733.52 | 0
Existing | CZ01 | cAVVG | Interior Lighting | 1583207.8 | 0
Existing | CZ01 | cAVVG | Exterior Lighting | 0 | 0
Existing | CZ01 | cAVVG | Interior Equipment | 2837906.7 | 0
Existing | CZ01 | cAVVG | Exterior Equipment | 0 | 0
Existing | CZ01 | cAVVG | Fans | 603541.58 | 0
Existing | CZ01 | cAVVG | Pumps | 15312.62 | 0
Existing | CZ01 | cAVVG | Heat Rejection | 0 | 0
Existing | CZ01 | cAVVG | Humidification | 0 | 0
Existing | CZ01 | cAVVG | Heat Recovery | 0 | 0
Existing | CZ01 | cAVVG | Water Systems | 0 | 430323.41
Existing | CZ01 | cAVVG | Refrigeration | 0 | 0
Existing | CZ01 | cAVVG | Generators | 0 | 0
Existing | CZ01 | cAVVG | Total End Uses | 5120702.22 | 1918813.29
Existing | CZ02 | cAVVG | Heating | 0 | 1184708.74
Existing | CZ02 | cAVVG | Cooling | 963779.09 | 0
Existing | CZ02 | cAVVG | Interior Lighting | 1583207.8 | 0
Existing | CZ02 | cAVVG | Exterior Lighting | 0 | 0
Existing | CZ02 | cAVVG | Interior Equipment | 2837906.7 | 0
Existing | CZ02 | cAVVG | Exterior Equipment | 0 | 0
Existing | CZ02 | cAVVG | Fans | 815739.97 | 0
Existing | CZ02 | cAVVG | Pumps | 56700.88 | 0
Existing | CZ02 | cAVVG | Heat Rejection | 0 | 0
Existing | CZ02 | cAVVG | Humidification | 0 | 0
Existing | CZ02 | cAVVG | Heat Recovery | 0 | 0
Existing | CZ02 | cAVVG | Water Systems | 0 | 395475.03
Existing | CZ02 | cAVVG | Refrigeration | 0 | 0
Existing | CZ02 | cAVVG | Generators | 0 | 0
Existing | CZ02 | cAVVG | Total End Uses | 6257334.45 | 1580183.77
Existing | CZ03 | cAVVG | Heating | 0 | 822759.42
Existing | CZ03 | cAVVG | Cooling | 603820.64 | 0
Existing | CZ03 | cAVVG | Interior Lighting | 1583207.8 | 0
Existing | CZ03 | cAVVG | Exterior Lighting | 0 | 0
Existing | CZ03 | cAVVG | Interior Equipment | 2837906.7 | 0
Existing | CZ03 | cAVVG | Exterior Equipment | 0 | 0
Existing | CZ03 | cAVVG | Fans | 740970.86 | 0
Existing | CZ03 | cAVVG | Pumps | 51360.74 | 0
Existing | CZ03 | cAVVG | Heat Rejection | 0 | 0
Existing | CZ03 | cAVVG | Humidification | 0 | 0
Existing | CZ03 | cAVVG | Heat Recovery | 0 | 0
Existing | CZ03 | cAVVG | Water Systems | 0 | 393943.26
Existing | CZ03 | cAVVG | Refrigeration | 0 | 0
Existing | CZ03 | cAVVG | Generators | 0 | 0
Existing | CZ03 | cAVVG | Total End Uses | 5817266.74 | 1216702.68
Existing | CZ04 | cAVVG | Heating | 0 | 773499.07
Existing | CZ04 | cAVVG | Cooling | 1130166.42 | 0
Existing | CZ04 | cAVVG | Interior Lighting | 1583207.8 | 0
Existing | CZ04 | cAVVG | Exterior Lighting | 0 | 0
Existing | CZ04 | cAVVG | Interior Equipment | 2837906.7 | 0
Existing | CZ04 | cAVVG | Exterior Equipment | 0 | 0
Existing | CZ04 | cAVVG | Fans | 888427.7 | 0
Existing | CZ04 | cAVVG | Pumps | 64675.41 | 0
Existing | CZ04 | cAVVG | Heat Rejection | 0 | 0
Existing | CZ04 | cAVVG | Humidification | 0 | 0
Existing | CZ04 | cAVVG | Heat Recovery | 0 | 0
Existing | CZ04 | cAVVG | Water Systems | 0 | 380442.98
Existing | CZ04 | cAVVG | Refrigeration | 0 | 0
Existing | CZ04 | cAVVG | Generators | 0 | 0
Existing | CZ04 | cAVVG | Total End Uses | 6504384.03 | 1153942.05
Existing | CZ05 | cAVVG | Heating | 0 | 735298.49
Existing | CZ05 | cAVVG | Cooling | 745815.56 | 0
Existing | CZ05 | cAVVG | Interior Lighting | 1583207.8 | 0
Existing | CZ05 | cAVVG | Exterior Lighting | 0 | 0
Existing | CZ05 | cAVVG | Interior Equipment | 2837906.7 | 0
Existing | CZ05 | cAVVG | Exterior Equipment | 0 | 0
Existing | CZ05 | cAVVG | Fans | 751436.18 | 0
Existing | CZ05 | cAVVG | Pumps | 50033.59 | 0
Existing | CZ05 | cAVVG | Heat Rejection | 0 | 0
Existing | CZ05 | cAVVG | Humidification | 0 | 0
Existing | CZ05 | cAVVG | Heat Recovery | 0 | 0
Existing | CZ05 | cAVVG | Water Systems | 0 | 393973.18
Existing | CZ05 | cAVVG | Refrigeration | 0 | 0
Existing | CZ05 | cAVVG | Generators | 0 | 0
Existing | CZ05 | cAVVG | Total End Uses | 5968399.83 | 1129271.67
Existing | CZ06 | cAVVG | Heating | 0 | 297500.69
Existing | CZ06 | cAVVG | Cooling | 1258428.31 | 0
Existing | CZ06 | cAVVG | Interior Lighting | 1583207.8 | 0
Existing | CZ06 | cAVVG | Exterior Lighting | 0 | 0
Existing | CZ06 | cAVVG | Interior Equipment | 2837906.7 | 0
Existing | CZ06 | cAVVG | Exterior Equipment | 0 | 0
Existing | CZ06 | cAVVG | Fans | 996288.62 | 0
Existing | CZ06 | cAVVG | Pumps | 79263.79 | 0
Existing | CZ06 | cAVVG | Heat Rejection | 0 | 0
Existing | CZ06 | cAVVG | Humidification | 0 | 0
Existing | CZ06 | cAVVG | Heat Recovery | 0 | 0
Existing | CZ06 | cAVVG | Water Systems | 0 | 362971.62
Existing | CZ06 | cAVVG | Refrigeration | 0 | 0
Existing | CZ06 | cAVVG | Generators | 0 | 0
Existing | CZ06 | cAVVG | Total End Uses | 6755095.23 | 660472.31
Existing | CZ07 | cAVVG | Heating | 0 | 349457.07
Existing | CZ07 | cAVVG | Cooling | 1381981.13 | 0
Existing | CZ07 | cAVVG | Interior Lighting | 1583207.8 | 0
Existing | CZ07 | cAVVG | Exterior Lighting | 0 | 0
Existing | CZ07 | cAVVG | Interior Equipment | 2837906.7 | 0
Existing | CZ07 | cAVVG | Exterior Equipment | 0 | 0
Existing | CZ07 | cAVVG | Fans | 1046426.28 | 0
Existing | CZ07 | cAVVG | Pumps | 85384.41 | 0
Existing | CZ07 | cAVVG | Heat Rejection | 0 | 0
Existing | CZ07 | cAVVG | Humidification | 0 | 0
Existing | CZ07 | cAVVG | Heat Recovery | 0 | 0
Existing | CZ07 | cAVVG | Water Systems | 0 | 358343.47
Existing | CZ07 | cAVVG | Refrigeration | 0 | 0
Existing | CZ07 | cAVVG | Generators | 0 | 0
Existing | CZ07 | cAVVG | Total End Uses | 6934906.31 | 707800.54
Existing | CZ08 | cAVVG | Heating | 0 | 409964.4
Existing | CZ08 | cAVVG | Cooling | 1614309.96 | 0
Existing | CZ08 | cAVVG | Interior Lighting | 1583207.8 | 0
Existing | CZ08 | cAVVG | Exterior Lighting | 0 | 0
Existing | CZ08 | cAVVG | Interior Equipment | 2837906.7 | 0
Existing | CZ08 | cAVVG | Exterior Equipment | 0 | 0
Existing | CZ08 | cAVVG | Fans | 1025556.74 | 0
Existing | CZ08 | cAVVG | Pumps | 86251.67 | 0
Existing | CZ08 | cAVVG | Heat Rejection | 0 | 0
Existing | CZ08 | cAVVG | Humidification | 0 | 0
Existing | CZ08 | cAVVG | Heat Recovery | 0 | 0
Existing | CZ08 | cAVVG | Water Systems | 0 | 357835.9
Existing | CZ08 | cAVVG | Refrigeration | 0 | 0
Existing | CZ08 | cAVVG | Generators | 0 | 0
Existing | CZ08 | cAVVG | Total End Uses | 7147232.87 | 767800.3
Existing | CZ09 | cAVVG | Heating | 0 | 413781.64
Existing | CZ09 | cAVVG | Cooling | 1807160.71 | 0
Existing | CZ09 | cAVVG | Interior Lighting | 1583207.8 | 0
Existing | CZ09 | cAVVG | Exterior Lighting | 0 | 0
Existing | CZ09 | cAVVG | Interior Equipment | 2837906.7 | 0
Existing | CZ09 | cAVVG | Exterior Equipment | 0 | 0
Existing | CZ09 | cAVVG | Fans | 1106399.19 | 0
Existing | CZ09 | cAVVG | Pumps | 90612.44 | 0
Existing | CZ09 | cAVVG | Heat Rejection | 0 | 0
Existing | CZ09 | cAVVG | Humidification | 0 | 0
Existing | CZ09 | cAVVG | Heat Recovery | 0 | 0
Existing | CZ09 | cAVVG | Water Systems | 0 | 352902.73
Existing | CZ09 | cAVVG | Refrigeration | 0 | 0
Existing | CZ09 | cAVVG | Generators | 0 | 0
Existing | CZ09 | cAVVG | Total End Uses | 7425286.84 | 766684.37
Existing | CZ10 | cAVVG | Heating | 0 | 593265.19
Existing | CZ10 | cAVVG | Cooling | 2012679.23 | 0
Existing | CZ10 | cAVVG | Interior Lighting | 1583207.8 | 0
Existing | CZ10 | cAVVG | Exterior Lighting | 0 | 0
Existing | CZ10 | cAVVG | Interior Equipment | 2837906.7 | 0
Existing | CZ10 | cAVVG | Exterior Equipment | 0 | 0
Existing | CZ10 | cAVVG | Fans | 1098309.88 | 0
Existing | CZ10 | cAVVG | Pumps | 86319.41 | 0
Existing | CZ10 | cAVVG | Heat Rejection | 0 | 0
Existing | CZ10 | cAVVG | Humidification | 0 | 0
Existing | CZ10 | cAVVG | Heat Recovery | 0 | 0
Existing | CZ10 | cAVVG | Water Systems | 0 | 350064.98
Existing | CZ10 | cAVVG | Refrigeration | 0 | 0
Existing | CZ10 | cAVVG | Generators | 0 | 0
Existing | CZ10 | cAVVG | Total End Uses | 7618423.03 | 943330.18
Existing | CZ11 | cAVVG | Heating | 0 | 1279798.39
Existing | CZ11 | cAVVG | Cooling | 2064224.63 | 0
Existing | CZ11 | cAVVG | Interior Lighting | 1583207.8 | 0
Existing | CZ11 | cAVVG | Exterior Lighting | 0 | 0
Existing | CZ11 | cAVVG | Interior Equipment | 2837906.7 | 0
Existing | CZ11 | cAVVG | Exterior Equipment | 0 | 0
Existing | CZ11 | cAVVG | Fans | 1126471.87 | 0
Existing | CZ11 | cAVVG | Pumps | 80798.4 | 0
Existing | CZ11 | cAVVG | Heat Rejection | 0 | 0
Existing | CZ11 | cAVVG | Humidification | 0 | 0
Existing | CZ11 | cAVVG | Heat Recovery | 0 | 0
Existing | CZ11 | cAVVG | Water Systems | 0 | 357841.21
Existing | CZ11 | cAVVG | Refrigeration | 0 | 0
Existing | CZ11 | cAVVG | Generators | 0 | 0
Existing | CZ11 | cAVVG | Total End Uses | 7692609.4 | 1637639.6
Existing | CZ12 | cAVVG | Heating | 0 | 1071807.04
Existing | CZ12 | cAVVG | Cooling | 1746009.75 | 0
Existing | CZ12 | cAVVG | Interior Lighting | 1583207.8 | 0
Existing | CZ12 | cAVVG | Exterior Lighting | 0 | 0
Existing | CZ12 | cAVVG | Interior Equipment | 2837906.7 | 0
Existing | CZ12 | cAVVG | Exterior Equipment | 0 | 0
Existing | CZ12 | cAVVG | Fans | 1019412.66 | 0
Existing | CZ12 | cAVVG | Pumps | 77257.37 | 0
Existing | CZ12 | cAVVG | Heat Rejection | 0 | 0
Existing | CZ12 | cAVVG | Humidification | 0 | 0
Existing | CZ12 | cAVVG | Heat Recovery | 0 | 0
Existing | CZ12 | cAVVG | Water Systems | 0 | 367929.76
Existing | CZ12 | cAVVG | Refrigeration | 0 | 0
Existing | CZ12 | cAVVG | Generators | 0 | 0
Existing | CZ12 | cAVVG | Total End Uses | 7263794.29 | 1439736.8
Existing | CZ13 | cAVVG | Heating | 0 | 935920.03
Existing | CZ13 | cAVVG | Cooling | 2249631.1 | 0
Existing | CZ13 | cAVVG | Interior Lighting | 1583207.8 | 0
Existing | CZ13 | cAVVG | Exterior Lighting | 0 | 0
Existing | CZ13 | cAVVG | Interior Equipment | 2837906.7 | 0
Existing | CZ13 | cAVVG | Exterior Equipment | 0 | 0
Existing | CZ13 | cAVVG | Fans | 1183064.04 | 0
Existing | CZ13 | cAVVG | Pumps | 87273.29 | 0
Existing | CZ13 | cAVVG | Heat Rejection | 0 | 0
Existing | CZ13 | cAVVG | Humidification | 0 | 0
Existing | CZ13 | cAVVG | Heat Recovery | 0 | 0
Existing | CZ13 | cAVVG | Water Systems | 0 | 347467.99
Existing | CZ13 | cAVVG | Refrigeration | 0 | 0
Existing | CZ13 | cAVVG | Generators | 0 | 0
Existing | CZ13 | cAVVG | Total End Uses | 7941082.92 | 1283388.02
Existing | CZ14 | cAVVG | Heating | 0 | 885450.64
Existing | CZ14 | cAVVG | Cooling | 2712269.56 | 0
Existing | CZ14 | cAVVG | Interior Lighting | 1583207.8 | 0
Existing | CZ14 | cAVVG | Exterior Lighting | 0 | 0
Existing | CZ14 | cAVVG | Interior Equipment | 2837906.7 | 0
Existing | CZ14 | cAVVG | Exterior Equipment | 0 | 0
Existing | CZ14 | cAVVG | Fans | 1312285.33 | 0
Existing | CZ14 | cAVVG | Pumps | 93693.31 | 0
Existing | CZ14 | cAVVG | Heat Rejection | 0 | 0
Existing | CZ14 | cAVVG | Humidification | 0 | 0
Existing | CZ14 | cAVVG | Heat Recovery | 0 | 0
Existing | CZ14 | cAVVG | Water Systems | 0 | 329897.99
Existing | CZ14 | cAVVG | Refrigeration | 0 | 0
Existing | CZ14 | cAVVG | Generators | 0 | 0
Existing | CZ14 | cAVVG | Total End Uses | 8539362.71 | 1215348.63
Existing | CZ15 | cAVVG | Heating | 0 | 753622.32
Existing | CZ15 | cAVVG | Cooling | 3672075.32 | 0
Existing | CZ15 | cAVVG | Interior Lighting | 1583207.8 | 0
Existing | CZ15 | cAVVG | Exterior Lighting | 0 | 0
Existing | CZ15 | cAVVG | Interior Equipment | 2837906.7 | 0
Existing | CZ15 | cAVVG | Exterior Equipment | 0 | 0
Existing | CZ15 | cAVVG | Fans | 1250994.19 | 0
Existing | CZ15 | cAVVG | Pumps | 88211.6 | 0
Existing | CZ15 | cAVVG | Heat Rejection | 0 | 0
Existing | CZ15 | cAVVG | Humidification | 0 | 0
Existing | CZ15 | cAVVG | Heat Recovery | 0 | 0
Existing | CZ15 | cAVVG | Water Systems | 0 | 292957.68
Existing | CZ15 | cAVVG | Refrigeration | 0 | 0
Existing | CZ15 | cAVVG | Generators | 0 | 0
Existing | CZ15 | cAVVG | Total End Uses | 9432395.62 | 1046579.99
Existing | CZ16 | cAVVG | Heating | 0 | 1791266.71
Existing | CZ16 | cAVVG | Cooling | 1840679.74 | 0
Existing | CZ16 | cAVVG | Interior Lighting | 1583207.8 | 0
Existing | CZ16 | cAVVG | Exterior Lighting | 0 | 0
Existing | CZ16 | cAVVG | Interior Equipment | 2837906.7 | 0
Existing | CZ16 | cAVVG | Exterior Equipment | 0 | 0
Existing | CZ16 | cAVVG | Fans | 1193331.38 | 0
Existing | CZ16 | cAVVG | Pumps | 74718.48 | 0
Existing | CZ16 | cAVVG | Heat Rejection | 0 | 0
Existing | CZ16 | cAVVG | Humidification | 0 | 0
Existing | CZ16 | cAVVG | Heat Recovery | 0 | 0
Existing | CZ16 | cAVVG | Water Systems | 0 | 388989.06
Existing | CZ16 | cAVVG | Refrigeration | 0 | 0
Existing | CZ16 | cAVVG | Generators | 0 | 0
Existing | CZ16 | cAVVG | Total End Uses | 7529844.1 | 2180255.77
New Construction | CZ01 | cAVVG | Heating | 0 | 742400.43
New Construction | CZ01 | cAVVG | Cooling | 47540.33 | 0
New Construction | CZ01 | cAVVG | Interior Lighting | 817898.48 | 0
New Construction | CZ01 | cAVVG | Exterior Lighting | 0 | 0
New Construction | CZ01 | cAVVG | Interior Equipment | 2837906.7 | 0
New Construction | CZ01 | cAVVG | Exterior Equipment | 0 | 0
New Construction | CZ01 | cAVVG | Fans | 533128.33 | 0
New Construction | CZ01 | cAVVG | Pumps | 9331.91 | 0
New Construction | CZ01 | cAVVG | Heat Rejection | 0 | 0
New Construction | CZ01 | cAVVG | Humidification | 0 | 0
New Construction | CZ01 | cAVVG | Heat Recovery | 0 | 0
New Construction | CZ01 | cAVVG | Water Systems | 0 | 430258.31
New Construction | CZ01 | cAVVG | Refrigeration | 0 | 0
New Construction | CZ01 | cAVVG | Generators | 0 | 0
New Construction | CZ01 | cAVVG | Total End Uses | 4245805.75 | 1172658.74
New Construction | CZ02 | cAVVG | Heating | 0 | 567545.43
New Construction | CZ02 | cAVVG | Cooling | 628669.56 | 0
New Construction | CZ02 | cAVVG | Interior Lighting | 817898.48 | 0
New Construction | CZ02 | cAVVG | Exterior Lighting | 0 | 0
New Construction | CZ02 | cAVVG | Interior Equipment | 2837906.7 | 0
New Construction | CZ02 | cAVVG | Exterior Equipment | 0 | 0
New Construction | CZ02 | cAVVG | Fans | 660428.57 | 0
New Construction | CZ02 | cAVVG | Pumps | 35572.23 | 0
New Construction | CZ02 | cAVVG | Heat Rejection | 0 | 0
New Construction | CZ02 | cAVVG | Humidification | 0 | 0
New Construction | CZ02 | cAVVG | Heat Recovery | 0 | 0
New Construction | CZ02 | cAVVG | Water Systems | 0 | 395420.96
New Construction | CZ02 | cAVVG | Refrigeration | 0 | 0
New Construction | CZ02 | cAVVG | Generators | 0 | 0
New Construction | CZ02 | cAVVG | Total End Uses | 4980475.54 | 962966.39
New Construction | CZ03 | cAVVG | Heating | 0 | 352559.25
New Construction | CZ03 | cAVVG | Cooling | 377438.24 | 0
New Construction | CZ03 | cAVVG | Interior Lighting | 817898.48 | 0
New Construction | CZ03 | cAVVG | Exterior Lighting | 0 | 0
New Construction | CZ03 | cAVVG | Interior Equipment | 2837906.7 | 0
New Construction | CZ03 | cAVVG | Exterior Equipment | 0 | 0
New Construction | CZ03 | cAVVG | Fans | 570649.08 | 0
New Construction | CZ03 | cAVVG | Pumps | 31564.25 | 0
New Construction | CZ03 | cAVVG | Heat Rejection | 0 | 0
New Construction | CZ03 | cAVVG | Humidification | 0 | 0
New Construction | CZ03 | cAVVG | Heat Recovery | 0 | 0
New Construction | CZ03 | cAVVG | Water Systems | 0 | 393870.81
New Construction | CZ03 | cAVVG | Refrigeration | 0 | 0
New Construction | CZ03 | cAVVG | Generators | 0 | 0
New Construction | CZ03 | cAVVG | Total End Uses | 4635456.76 | 746430.06
New Construction | CZ04 | cAVVG | Heating | 0 | 330872.81
New Construction | CZ04 | cAVVG | Cooling | 739825.85 | 0
New Construction | CZ04 | cAVVG | Interior Lighting | 817898.48 | 0
New Construction | CZ04 | cAVVG | Exterior Lighting | 0 | 0
New Construction | CZ04 | cAVVG | Interior Equipment | 2837906.7 | 0
New Construction | CZ04 | cAVVG | Exterior Equipment | 0 | 0
New Construction | CZ04 | cAVVG | Fans | 687384.19 | 0
New Construction | CZ04 | cAVVG | Pumps | 40937.17 | 0
New Construction | CZ04 | cAVVG | Heat Rejection | 0 | 0
New Construction | CZ04 | cAVVG | Humidification | 0 | 0
New Construction | CZ04 | cAVVG | Heat Recovery | 0 | 0
New Construction | CZ04 | cAVVG | Water Systems | 0 | 380379.91
New Construction | CZ04 | cAVVG | Refrigeration | 0 | 0
New Construction | CZ04 | cAVVG | Generators | 0 | 0
New Construction | CZ04 | cAVVG | Total End Uses | 5123952.4 | 711252.72
New Construction | CZ05 | cAVVG | Heating | 0 | 315255.53
New Construction | CZ05 | cAVVG | Cooling | 457906.99 | 0
New Construction | CZ05 | cAVVG | Interior Lighting | 817898.48 | 0
New Construction | CZ05 | cAVVG | Exterior Lighting | 0 | 0
New Construction | CZ05 | cAVVG | Interior Equipment | 2837906.7 | 0
New Construction | CZ05 | cAVVG | Exterior Equipment | 0 | 0
New Construction | CZ05 | cAVVG | Fans | 584612.45 | 0
New Construction | CZ05 | cAVVG | Pumps | 29842.13 | 0
New Construction | CZ05 | cAVVG | Heat Rejection | 0 | 0
New Construction | CZ05 | cAVVG | Humidification | 0 | 0
New Construction | CZ05 | cAVVG | Heat Recovery | 0 | 0
New Construction | CZ05 | cAVVG | Water Systems | 0 | 393908.59
New Construction | CZ05 | cAVVG | Refrigeration | 0 | 0
New Construction | CZ05 | cAVVG | Generators | 0 | 0
New Construction | CZ05 | cAVVG | Total End Uses | 4728166.76 | 709164.12
New Construction | CZ06 | cAVVG | Heating | 0 | 89136.35
New Construction | CZ06 | cAVVG | Cooling | 812018.93 | 0
New Construction | CZ06 | cAVVG | Interior Lighting | 817898.48 | 0
New Construction | CZ06 | cAVVG | Exterior Lighting | 0 | 0
New Construction | CZ06 | cAVVG | Interior Equipment | 2837906.7 | 0
New Construction | CZ06 | cAVVG | Exterior Equipment | 0 | 0
New Construction | CZ06 | cAVVG | Fans | 737559.04 | 0
New Construction | CZ06 | cAVVG | Pumps | 49540.32 | 0
New Construction | CZ06 | cAVVG | Heat Rejection | 0 | 0
New Construction | CZ06 | cAVVG | Humidification | 0 | 0
New Construction | CZ06 | cAVVG | Heat Recovery | 0 | 0
New Construction | CZ06 | cAVVG | Water Systems | 0 | 362893.61
New Construction | CZ06 | cAVVG | Refrigeration | 0 | 0
New Construction | CZ06 | cAVVG | Generators | 0 | 0
New Construction | CZ06 | cAVVG | Total End Uses | 5254923.48 | 452029.96
New Construction | CZ07 | cAVVG | Heating | 0 | 153089.47
New Construction | CZ07 | cAVVG | Cooling | 968317.18 | 0
New Construction | CZ07 | cAVVG | Interior Lighting | 817898.48 | 0
New Construction | CZ07 | cAVVG | Exterior Lighting | 0 | 0
New Construction | CZ07 | cAVVG | Interior Equipment | 2837906.7 | 0
New Construction | CZ07 | cAVVG | Exterior Equipment | 0 | 0
New Construction | CZ07 | cAVVG | Fans | 802102.58 | 0
New Construction | CZ07 | cAVVG | Pumps | 55391.74 | 0
New Construction | CZ07 | cAVVG | Heat Rejection | 0 | 0
New Construction | CZ07 | cAVVG | Humidification | 0 | 0
New Construction | CZ07 | cAVVG | Heat Recovery | 0 | 0
New Construction | CZ07 | cAVVG | Water Systems | 0 | 358262.79
New Construction | CZ07 | cAVVG | Refrigeration | 0 | 0
New Construction | CZ07 | cAVVG | Generators | 0 | 0
New Construction | CZ07 | cAVVG | Total End Uses | 5481616.68 | 511352.26
New Construction | CZ08 | cAVVG | Heating | 0 | 165829.86
New Construction | CZ08 | cAVVG | Cooling | 1071681.76 | 0
New Construction | CZ08 | cAVVG | Interior Lighting | 817898.48 | 0
New Construction | CZ08 | cAVVG | Exterior Lighting | 0 | 0
New Construction | CZ08 | cAVVG | Interior Equipment | 2837906.7 | 0
New Construction | CZ08 | cAVVG | Exterior Equipment | 0 | 0
New Construction | CZ08 | cAVVG | Fans | 782377.99 | 0
New Construction | CZ08 | cAVVG | Pumps | 55665 | 0
New Construction | CZ08 | cAVVG | Heat Rejection | 0 | 0
New Construction | CZ08 | cAVVG | Humidification | 0 | 0
New Construction | CZ08 | cAVVG | Heat Recovery | 0 | 0
New Construction | CZ08 | cAVVG | Water Systems | 0 | 357762.86
New Construction | CZ08 | cAVVG | Refrigeration | 0 | 0
New Construction | CZ08 | cAVVG | Generators | 0 | 0
New Construction | CZ08 | cAVVG | Total End Uses | 5565529.93 | 523592.72
New Construction | CZ09 | cAVVG | Heating | 0 | 155055.47
New Construction | CZ09 | cAVVG | Cooling | 1164008.94 | 0
New Construction | CZ09 | cAVVG | Interior Lighting | 817898.48 | 0
New Construction | CZ09 | cAVVG | Exterior Lighting | 0 | 0
New Construction | CZ09 | cAVVG | Interior Equipment | 2837906.7 | 0
New Construction | CZ09 | cAVVG | Exterior Equipment | 0 | 0
New Construction | CZ09 | cAVVG | Fans | 824417.51 | 0
New Construction | CZ09 | cAVVG | Pumps | 56716.11 | 0
New Construction | CZ09 | cAVVG | Heat Rejection | 0 | 0
New Construction | CZ09 | cAVVG | Humidification | 0 | 0
New Construction | CZ09 | cAVVG | Heat Recovery | 0 | 0
New Construction | CZ09 | cAVVG | Water Systems | 0 | 352781.42
New Construction | CZ09 | cAVVG | Refrigeration | 0 | 0
New Construction | CZ09 | cAVVG | Generators | 0 | 0
New Construction | CZ09 | cAVVG | Total End Uses | 5700947.74 | 507836.9
New Construction | CZ10 | cAVVG | Heating | 0 | 379442.81
New Construction | CZ10 | cAVVG | Cooling | 1401104.76 | 0
New Construction | CZ10 | cAVVG | Interior Lighting | 817898.48 | 0
New Construction | CZ10 | cAVVG | Exterior Lighting | 0 | 0
New Construction | CZ10 | cAVVG | Interior Equipment | 2837906.7 | 0
New Construction | CZ10 | cAVVG | Exterior Equipment | 0 | 0
New Construction | CZ10 | cAVVG | Fans | 838021.23 | 0
New Construction | CZ10 | cAVVG | Pumps | 48778.22 | 0
New Construction | CZ10 | cAVVG | Heat Rejection | 0 | 0
New Construction | CZ10 | cAVVG | Humidification | 0 | 0
New Construction | CZ10 | cAVVG | Heat Recovery | 0 | 0
New Construction | CZ10 | cAVVG | Water Systems | 0 | 350002.42
New Construction | CZ10 | cAVVG | Refrigeration | 0 | 0
New Construction | CZ10 | cAVVG | Generators | 0 | 0
New Construction | CZ10 | cAVVG | Total End Uses | 5943709.4 | 729445.23
New Construction | CZ11 | cAVVG | Heating | 0 | 745540.58
New Construction | CZ11 | cAVVG | Cooling | 1373485.16 | 0
New Construction | CZ11 | cAVVG | Interior Lighting | 817898.48 | 0
New Construction | CZ11 | cAVVG | Exterior Lighting | 0 | 0
New Construction | CZ11 | cAVVG | Interior Equipment | 2837906.7 | 0
New Construction | CZ11 | cAVVG | Exterior Equipment | 0 | 0
New Construction | CZ11 | cAVVG | Fans | 811406.56 | 0
New Construction | CZ11 | cAVVG | Pumps | 40941.23 | 0
New Construction | CZ11 | cAVVG | Heat Rejection | 0 | 0
New Construction | CZ11 | cAVVG | Humidification | 0 | 0
New Construction | CZ11 | cAVVG | Heat Recovery | 0 | 0
New Construction | CZ11 | cAVVG | Water Systems | 0 | 357764.54
New Construction | CZ11 | cAVVG | Refrigeration | 0 | 0
New Construction | CZ11 | cAVVG | Generators | 0 | 0
New Construction | CZ11 | cAVVG | Total End Uses | 5881638.14 | 1103305.13
New Construction | CZ12 | cAVVG | Heating | 0 | 622935.04
New Construction | CZ12 | cAVVG | Cooling | 1154986.23 | 0
New Construction | CZ12 | cAVVG | Interior Lighting | 817898.48 | 0
New Construction | CZ12 | cAVVG | Exterior Lighting | 0 | 0
New Construction | CZ12 | cAVVG | Interior Equipment | 2837906.7 | 0
New Construction | CZ12 | cAVVG | Exterior Equipment | 0 | 0
New Construction | CZ12 | cAVVG | Fans | 753594.05 | 0
New Construction | CZ12 | cAVVG | Pumps | 40952.21 | 0
New Construction | CZ12 | cAVVG | Heat Rejection | 0 | 0
New Construction | CZ12 | cAVVG | Humidification | 0 | 0
New Construction | CZ12 | cAVVG | Heat Recovery | 0 | 0
New Construction | CZ12 | cAVVG | Water Systems | 0 | 367832.19
New Construction | CZ12 | cAVVG | Refrigeration | 0 | 0
New Construction | CZ12 | cAVVG | Generators | 0 | 0
New Construction | CZ12 | cAVVG | Total End Uses | 5605337.68 | 990767.23
New Construction | CZ13 | cAVVG | Heating | 0 | 621369.65
New Construction | CZ13 | cAVVG | Cooling | 1511375.36 | 0
New Construction | CZ13 | cAVVG | Interior Lighting | 817898.48 | 0
New Construction | CZ13 | cAVVG | Exterior Lighting | 0 | 0
New Construction | CZ13 | cAVVG | Interior Equipment | 2837906.7 | 0
New Construction | CZ13 | cAVVG | Exterior Equipment | 0 | 0
New Construction | CZ13 | cAVVG | Fans | 843179.3 | 0
New Construction | CZ13 | cAVVG | Pumps | 45810.41 | 0
New Construction | CZ13 | cAVVG | Heat Rejection | 0 | 0
New Construction | CZ13 | cAVVG | Humidification | 0 | 0
New Construction | CZ13 | cAVVG | Heat Recovery | 0 | 0
New Construction | CZ13 | cAVVG | Water Systems | 0 | 347410.5
New Construction | CZ13 | cAVVG | Refrigeration | 0 | 0
New Construction | CZ13 | cAVVG | Generators | 0 | 0
New Construction | CZ13 | cAVVG | Total End Uses | 6056170.27 | 968780.15
New Construction | CZ14 | cAVVG | Heating | 0 | 515532.13
New Construction | CZ14 | cAVVG | Cooling | 1884598.41 | 0
New Construction | CZ14 | cAVVG | Interior Lighting | 817898.48 | 0
New Construction | CZ14 | cAVVG | Exterior Lighting | 0 | 0
New Construction | CZ14 | cAVVG | Interior Equipment | 2837906.7 | 0
New Construction | CZ14 | cAVVG | Exterior Equipment | 0 | 0
New Construction | CZ14 | cAVVG | Fans | 992228.09 | 0
New Construction | CZ14 | cAVVG | Pumps | 61721.99 | 0
New Construction | CZ14 | cAVVG | Heat Rejection | 0 | 0
New Construction | CZ14 | cAVVG | Humidification | 0 | 0
New Construction | CZ14 | cAVVG | Heat Recovery | 0 | 0
New Construction | CZ14 | cAVVG | Water Systems | 0 | 329859.03
New Construction | CZ14 | cAVVG | Refrigeration | 0 | 0
New Construction | CZ14 | cAVVG | Generators | 0 | 0
New Construction | CZ14 | cAVVG | Total End Uses | 6594353.67 | 845391.16
New Construction | CZ15 | cAVVG | Heating | 0 | 499685.35
New Construction | CZ15 | cAVVG | Cooling | 2664469.28 | 0
New Construction | CZ15 | cAVVG | Interior Lighting | 817898.48 | 0
New Construction | CZ15 | cAVVG | Exterior Lighting | 0 | 0
New Construction | CZ15 | cAVVG | Interior Equipment | 2837906.7 | 0
New Construction | CZ15 | cAVVG | Exterior Equipment | 0 | 0
New Construction | CZ15 | cAVVG | Fans | 986621.46 | 0
New Construction | CZ15 | cAVVG | Pumps | 58298.34 | 0
New Construction | CZ15 | cAVVG | Heat Rejection | 0 | 0
New Construction | CZ15 | cAVVG | Humidification | 0 | 0
New Construction | CZ15 | cAVVG | Heat Recovery | 0 | 0
New Construction | CZ15 | cAVVG | Water Systems | 0 | 292883.24
New Construction | CZ15 | cAVVG | Refrigeration | 0 | 0
New Construction | CZ15 | cAVVG | Generators | 0 | 0
New Construction | CZ15 | cAVVG | Total End Uses | 7365194.26 | 792568.58
New Construction | CZ16 | cAVVG | Heating | 0 | 1102484.28
New Construction | CZ16 | cAVVG | Cooling | 1255146.54 | 0
New Construction | CZ16 | cAVVG | Interior Lighting | 817898.48 | 0
New Construction | CZ16 | cAVVG | Exterior Lighting | 0 | 0
New Construction | CZ16 | cAVVG | Interior Equipment | 2837906.7 | 0
New Construction | CZ16 | cAVVG | Exterior Equipment | 0 | 0
New Construction | CZ16 | cAVVG | Fans | 958499.23 | 0
New Construction | CZ16 | cAVVG | Pumps | 46802.9 | 0
New Construction | CZ16 | cAVVG | Heat Rejection | 0 | 0
New Construction | CZ16 | cAVVG | Humidification | 0 | 0
New Construction | CZ16 | cAVVG | Heat Recovery | 0 | 0
New Construction | CZ16 | cAVVG | Water Systems | 0 | 388949.71
New Construction | CZ16 | cAVVG | Refrigeration | 0 | 0
New Construction | CZ16 | cAVVG | Generators | 0 | 0
New Construction | CZ16 | cAVVG | Total End Uses | 5916253.85 | 1491433.99
Existing | CZ01 | cDXGF | Heating | 0 | 520035.72
Existing | CZ01 | cDXGF | Cooling | 70400.66 | 0
Existing | CZ01 | cDXGF | Interior Lighting | 1583207.8 | 0
Existing | CZ01 | cDXGF | Exterior Lighting | 0 | 0
Existing | CZ01 | cDXGF | Interior Equipment | 2837906.7 | 0
Existing | CZ01 | cDXGF | Exterior Equipment | 0 | 0
Existing | CZ01 | cDXGF | Fans | 2445232.23 | 0
Existing | CZ01 | cDXGF | Pumps | 2475.28 | 0
Existing | CZ01 | cDXGF | Heat Rejection | 0 | 0
Existing | CZ01 | cDXGF | Humidification | 0 | 0
Existing | CZ01 | cDXGF | Heat Recovery | 0 | 0
Existing | CZ01 | cDXGF | Water Systems | 0 | 430320.04
Existing | CZ01 | cDXGF | Refrigeration | 0 | 0
Existing | CZ01 | cDXGF | Generators | 0 | 0
Existing | CZ01 | cDXGF | Total End Uses | 6939222.67 | 950355.76
Existing | CZ02 | cDXGF | Heating | 0 | 351466.72
Existing | CZ02 | cDXGF | Cooling | 872010.56 | 0
Existing | CZ02 | cDXGF | Interior Lighting | 1583207.8 | 0
Existing | CZ02 | cDXGF | Exterior Lighting | 0 | 0
Existing | CZ02 | cDXGF | Interior Equipment | 2837906.7 | 0
Existing | CZ02 | cDXGF | Exterior Equipment | 0 | 0
Existing | CZ02 | cDXGF | Fans | 2740552.7 | 0
Existing | CZ02 | cDXGF | Pumps | 7299.23 | 0
Existing | CZ02 | cDXGF | Heat Rejection | 0 | 0
Existing | CZ02 | cDXGF | Humidification | 0 | 0
Existing | CZ02 | cDXGF | Heat Recovery | 0 | 0
Existing | CZ02 | cDXGF | Water Systems | 0 | 395489.43
Existing | CZ02 | cDXGF | Refrigeration | 0 | 0
Existing | CZ02 | cDXGF | Generators | 0 | 0
Existing | CZ02 | cDXGF | Total End Uses | 8040976.99 | 746956.15
Existing | CZ03 | cDXGF | Heating | 0 | 212953.75
Existing | CZ03 | cDXGF | Cooling | 541333.97 | 0
Existing | CZ03 | cDXGF | Interior Lighting | 1583207.8 | 0
Existing | CZ03 | cDXGF | Exterior Lighting | 0 | 0
Existing | CZ03 | cDXGF | Interior Equipment | 2837906.7 | 0
Existing | CZ03 | cDXGF | Exterior Equipment | 0 | 0
Existing | CZ03 | cDXGF | Fans | 2685017.63 | 0
Existing | CZ03 | cDXGF | Pumps | 6902.04 | 0
Existing | CZ03 | cDXGF | Heat Rejection | 0 | 0
Existing | CZ03 | cDXGF | Humidification | 0 | 0
Existing | CZ03 | cDXGF | Heat Recovery | 0 | 0
Existing | CZ03 | cDXGF | Water Systems | 0 | 393937.64
Existing | CZ03 | cDXGF | Refrigeration | 0 | 0
Existing | CZ03 | cDXGF | Generators | 0 | 0
Existing | CZ03 | cDXGF | Total End Uses | 7654368.14 | 606891.39
Existing | CZ04 | cDXGF | Heating | 0 | 192990.94
Existing | CZ04 | cDXGF | Cooling | 1039146.49 | 0
Existing | CZ04 | cDXGF | Interior Lighting | 1583207.8 | 0
Existing | CZ04 | cDXGF | Exterior Lighting | 0 | 0
Existing | CZ04 | cDXGF | Interior Equipment | 2837906.7 | 0
Existing | CZ04 | cDXGF | Exterior Equipment | 0 | 0
Existing | CZ04 | cDXGF | Fans | 2764313.53 | 0
Existing | CZ04 | cDXGF | Pumps | 8321.93 | 0
Existing | CZ04 | cDXGF | Heat Rejection | 0 | 0
Existing | CZ04 | cDXGF | Humidification | 0 | 0
Existing | CZ04 | cDXGF | Heat Recovery | 0 | 0
Existing | CZ04 | cDXGF | Water Systems | 0 | 380445.06
Existing | CZ04 | cDXGF | Refrigeration | 0 | 0
Existing | CZ04 | cDXGF | Generators | 0 | 0
Existing | CZ04 | cDXGF | Total End Uses | 8232896.44 | 573436.01
Existing | CZ05 | cDXGF | Heating | 0 | 196001.53
Existing | CZ05 | cDXGF | Cooling | 695860.12 | 0
Existing | CZ05 | cDXGF | Interior Lighting | 1583207.8 | 0
Existing | CZ05 | cDXGF | Exterior Lighting | 0 | 0
Existing | CZ05 | cDXGF | Interior Equipment | 2837906.7 | 0
Existing | CZ05 | cDXGF | Exterior Equipment | 0 | 0
Existing | CZ05 | cDXGF | Fans | 2662974.6 | 0
Existing | CZ05 | cDXGF | Pumps | 6511.99 | 0
Existing | CZ05 | cDXGF | Heat Rejection | 0 | 0
Existing | CZ05 | cDXGF | Humidification | 0 | 0
Existing | CZ05 | cDXGF | Heat Recovery | 0 | 0
Existing | CZ05 | cDXGF | Water Systems | 0 | 393957.86
Existing | CZ05 | cDXGF | Refrigeration | 0 | 0
Existing | CZ05 | cDXGF | Generators | 0 | 0
Existing | CZ05 | cDXGF | Total End Uses | 7786461.21 | 589959.39
Existing | CZ06 | cDXGF | Heating | 0 | 50348.27
Existing | CZ06 | cDXGF | Cooling | 1108212.06 | 0
Existing | CZ06 | cDXGF | Interior Lighting | 1583207.8 | 0
Existing | CZ06 | cDXGF | Exterior Lighting | 0 | 0
Existing | CZ06 | cDXGF | Interior Equipment | 2837906.7 | 0
Existing | CZ06 | cDXGF | Exterior Equipment | 0 | 0
Existing | CZ06 | cDXGF | Fans | 2678593.05 | 0
Existing | CZ06 | cDXGF | Pumps | 8475.54 | 0
Existing | CZ06 | cDXGF | Heat Rejection | 0 | 0
Existing | CZ06 | cDXGF | Humidification | 0 | 0
Existing | CZ06 | cDXGF | Heat Recovery | 0 | 0
Existing | CZ06 | cDXGF | Water Systems | 0 | 362963.13
Existing | CZ06 | cDXGF | Refrigeration | 0 | 0
Existing | CZ06 | cDXGF | Generators | 0 | 0
Existing | CZ06 | cDXGF | Total End Uses | 8216395.15 | 413311.4
Existing | CZ07 | cDXGF | Heating | 0 | 41645.02
Existing | CZ07 | cDXGF | Cooling | 1238408.56 | 0
Existing | CZ07 | cDXGF | Interior Lighting | 1583207.8 | 0
Existing | CZ07 | cDXGF | Exterior Lighting | 0 | 0
Existing | CZ07 | cDXGF | Interior Equipment | 2837906.7 | 0
Existing | CZ07 | cDXGF | Exterior Equipment | 0 | 0
Existing | CZ07 | cDXGF | Fans | 2625344.02 | 0
Existing | CZ07 | cDXGF | Pumps | 8928.04 | 0
Existing | CZ07 | cDXGF | Heat Rejection | 0 | 0
Existing | CZ07 | cDXGF | Humidification | 0 | 0
Existing | CZ07 | cDXGF | Heat Recovery | 0 | 0
Existing | CZ07 | cDXGF | Water Systems | 0 | 358352.33
Existing | CZ07 | cDXGF | Refrigeration | 0 | 0
Existing | CZ07 | cDXGF | Generators | 0 | 0
Existing | CZ07 | cDXGF | Total End Uses | 8293795.12 | 399997.36
Existing | CZ08 | cDXGF | Heating | 0 | 72133.26
Existing | CZ08 | cDXGF | Cooling | 1438733.79 | 0
Existing | CZ08 | cDXGF | Interior Lighting | 1583207.8 | 0
Existing | CZ08 | cDXGF | Exterior Lighting | 0 | 0
Existing | CZ08 | cDXGF | Interior Equipment | 2837906.7 | 0
Existing | CZ08 | cDXGF | Exterior Equipment | 0 | 0
Existing | CZ08 | cDXGF | Fans | 2738976.61 | 0
Existing | CZ08 | cDXGF | Pumps | 9719.64 | 0
Existing | CZ08 | cDXGF | Heat Rejection | 0 | 0
Existing | CZ08 | cDXGF | Humidification | 0 | 0
Existing | CZ08 | cDXGF | Heat Recovery | 0 | 0
Existing | CZ08 | cDXGF | Water Systems | 0 | 357826
Existing | CZ08 | cDXGF | Refrigeration | 0 | 0
Existing | CZ08 | cDXGF | Generators | 0 | 0
Existing | CZ08 | cDXGF | Total End Uses | 8608544.53 | 429959.26
Existing | CZ09 | cDXGF | Heating | 0 | 62590.8
Existing | CZ09 | cDXGF | Cooling | 1628570.29 | 0
Existing | CZ09 | cDXGF | Interior Lighting | 1583207.8 | 0
Existing | CZ09 | cDXGF | Exterior Lighting | 0 | 0
Existing | CZ09 | cDXGF | Interior Equipment | 2837906.7 | 0
Existing | CZ09 | cDXGF | Exterior Equipment | 0 | 0
Existing | CZ09 | cDXGF | Fans | 2876751.38 | 0
Existing | CZ09 | cDXGF | Pumps | 10447.59 | 0
Existing | CZ09 | cDXGF | Heat Rejection | 0 | 0
Existing | CZ09 | cDXGF | Humidification | 0 | 0
Existing | CZ09 | cDXGF | Heat Recovery | 0 | 0
Existing | CZ09 | cDXGF | Water Systems | 0 | 352870.82
Existing | CZ09 | cDXGF | Refrigeration | 0 | 0
Existing | CZ09 | cDXGF | Generators | 0 | 0
Existing | CZ09 | cDXGF | Total End Uses | 8936883.76 | 415461.62
Existing | CZ10 | cDXGF | Heating | 0 | 124381.19
Existing | CZ10 | cDXGF | Cooling | 1806397.05 | 0
Existing | CZ10 | cDXGF | Interior Lighting | 1583207.8 | 0
Existing | CZ10 | cDXGF | Exterior Lighting | 0 | 0
Existing | CZ10 | cDXGF | Interior Equipment | 2837906.7 | 0
Existing | CZ10 | cDXGF | Exterior Equipment | 0 | 0
Existing | CZ10 | cDXGF | Fans | 2701053.41 | 0
Existing | CZ10 | cDXGF | Pumps | 10133.23 | 0
Existing | CZ10 | cDXGF | Heat Rejection | 0 | 0
Existing | CZ10 | cDXGF | Humidification | 0 | 0
Existing | CZ10 | cDXGF | Heat Recovery | 0 | 0
Existing | CZ10 | cDXGF | Water Systems | 0 | 350051.48
Existing | CZ10 | cDXGF | Refrigeration | 0 | 0
Existing | CZ10 | cDXGF | Generators | 0 | 0
Existing | CZ10 | cDXGF | Total End Uses | 8938698.19 | 474432.67
Existing | CZ11 | cDXGF | Heating | 0 | 336569.84
Existing | CZ11 | cDXGF | Cooling | 1880182.47 | 0
Existing | CZ11 | cDXGF | Interior Lighting | 1583207.8 | 0
Existing | CZ11 | cDXGF | Exterior Lighting | 0 | 0
Existing | CZ11 | cDXGF | Interior Equipment | 2837906.7 | 0
Existing | CZ11 | cDXGF | Exterior Equipment | 0 | 0
Existing | CZ11 | cDXGF | Fans | 2905430.97 | 0
Existing | CZ11 | cDXGF | Pumps | 9568.52 | 0
Existing | CZ11 | cDXGF | Heat Rejection | 0 | 0
Existing | CZ11 | cDXGF | Humidification | 0 | 0
Existing | CZ11 | cDXGF | Heat Recovery | 0 | 0
Existing | CZ11 | cDXGF | Water Systems | 0 | 357862.48
Existing | CZ11 | cDXGF | Refrigeration | 0 | 0
Existing | CZ11 | cDXGF | Generators | 0 | 0
Existing | CZ11 | cDXGF | Total End Uses | 9216296.45 | 694432.31
Existing | CZ12 | cDXGF | Heating | 0 | 303954.74
Existing | CZ12 | cDXGF | Cooling | 1569756.64 | 0
Existing | CZ12 | cDXGF | Interior Lighting | 1583207.8 | 0
Existing | CZ12 | cDXGF | Exterior Lighting | 0 | 0
Existing | CZ12 | cDXGF | Interior Equipment | 2837906.7 | 0
Existing | CZ12 | cDXGF | Exterior Equipment | 0 | 0
Existing | CZ12 | cDXGF | Fans | 2727572.32 | 0
Existing | CZ12 | cDXGF | Pumps | 8573.29 | 0
Existing | CZ12 | cDXGF | Heat Rejection | 0 | 0
Existing | CZ12 | cDXGF | Humidification | 0 | 0
Existing | CZ12 | cDXGF | Heat Recovery | 0 | 0
Existing | CZ12 | cDXGF | Water Systems | 0 | 367926.55
Existing | CZ12 | cDXGF | Refrigeration | 0 | 0
Existing | CZ12 | cDXGF | Generators | 0 | 0
Existing | CZ12 | cDXGF | Total End Uses | 8727016.75 | 671881.29
Existing | CZ13 | cDXGF | Heating | 0 | 233271.75
Existing | CZ13 | cDXGF | Cooling | 2033961.51 | 0
Existing | CZ13 | cDXGF | Interior Lighting | 1583207.8 | 0
Existing | CZ13 | cDXGF | Exterior Lighting | 0 | 0
Existing | CZ13 | cDXGF | Interior Equipment | 2837906.7 | 0
Existing | CZ13 | cDXGF | Exterior Equipment | 0 | 0
Existing | CZ13 | cDXGF | Fans | 2816340.44 | 0
Existing | CZ13 | cDXGF | Pumps | 9682.42 | 0
Existing | CZ13 | cDXGF | Heat Rejection | 0 | 0
Existing | CZ13 | cDXGF | Humidification | 0 | 0
Existing | CZ13 | cDXGF | Heat Recovery | 0 | 0
Existing | CZ13 | cDXGF | Water Systems | 0 | 347473.27
Existing | CZ13 | cDXGF | Refrigeration | 0 | 0
Existing | CZ13 | cDXGF | Generators | 0 | 0
Existing | CZ13 | cDXGF | Total End Uses | 9281098.87 | 580745.02
Existing | CZ14 | cDXGF | Heating | 0 | 165483.56
Existing | CZ14 | cDXGF | Cooling | 2521838.81 | 0
Existing | CZ14 | cDXGF | Interior Lighting | 1583207.8 | 0
Existing | CZ14 | cDXGF | Exterior Lighting | 0 | 0
Existing | CZ14 | cDXGF | Interior Equipment | 2837906.7 | 0
Existing | CZ14 | cDXGF | Exterior Equipment | 0 | 0
Existing | CZ14 | cDXGF | Fans | 3032543 | 0
Existing | CZ14 | cDXGF | Pumps | 10822.83 | 0
Existing | CZ14 | cDXGF | Heat Rejection | 0 | 0
Existing | CZ14 | cDXGF | Humidification | 0 | 0
Existing | CZ14 | cDXGF | Heat Recovery | 0 | 0
Existing | CZ14 | cDXGF | Water Systems | 0 | 329887.46
Existing | CZ14 | cDXGF | Refrigeration | 0 | 0
Existing | CZ14 | cDXGF | Generators | 0 | 0
Existing | CZ14 | cDXGF | Total End Uses | 9986319.14 | 495371.02
Existing | CZ15 | cDXGF | Heating | 0 | 54836.23
Existing | CZ15 | cDXGF | Cooling | 3324781.36 | 0
Existing | CZ15 | cDXGF | Interior Lighting | 1583207.8 | 0
Existing | CZ15 | cDXGF | Exterior Lighting | 0 | 0
Existing | CZ15 | cDXGF | Interior Equipment | 2837906.7 | 0
Existing | CZ15 | cDXGF | Exterior Equipment | 0 | 0
Existing | CZ15 | cDXGF | Fans | 2853557.64 | 0
Existing | CZ15 | cDXGF | Pumps | 13485.48 | 0
Existing | CZ15 | cDXGF | Heat Rejection | 0 | 0
Existing | CZ15 | cDXGF | Humidification | 0 | 0
Existing | CZ15 | cDXGF | Heat Recovery | 0 | 0
Existing | CZ15 | cDXGF | Water Systems | 0 | 292932.71
Existing | CZ15 | cDXGF | Refrigeration | 0 | 0
Existing | CZ15 | cDXGF | Generators | 0 | 0
Existing | CZ15 | cDXGF | Total End Uses | 10612938.98 | 347768.94
Existing | CZ16 | cDXGF | Heating | 0 | 530595.68
Existing | CZ16 | cDXGF | Cooling | 1713205.91 | 0
Existing | CZ16 | cDXGF | Interior Lighting | 1583207.8 | 0
Existing | CZ16 | cDXGF | Exterior Lighting | 0 | 0
Existing | CZ16 | cDXGF | Interior Equipment | 2837906.7 | 0
Existing | CZ16 | cDXGF | Exterior Equipment | 0 | 0
Existing | CZ16 | cDXGF | Fans | 3181159.02 | 0
Existing | CZ16 | cDXGF | Pumps | 7609.37 | 0
Existing | CZ16 | cDXGF | Heat Rejection | 0 | 0
Existing | CZ16 | cDXGF | Humidification | 0 | 0
Existing | CZ16 | cDXGF | Heat Recovery | 0 | 0
Existing | CZ16 | cDXGF | Water Systems | 0 | 388978.21
Existing | CZ16 | cDXGF | Refrigeration | 0 | 0
Existing | CZ16 | cDXGF | Generators | 0 | 0
Existing | CZ16 | cDXGF | Total End Uses | 9323088.79 | 919573.89
New Construction | CZ01 | cDXGF | Heating | 0 | 377316.48
New Construction | CZ01 | cDXGF | Cooling | 42963.81 | 0
New Construction | CZ01 | cDXGF | Interior Lighting | 817898.48 | 0
New Construction | CZ01 | cDXGF | Exterior Lighting | 0 | 0
New Construction | CZ01 | cDXGF | Interior Equipment | 2837906.7 | 0
New Construction | CZ01 | cDXGF | Exterior Equipment | 0 | 0
New Construction | CZ01 | cDXGF | Fans | 1518483.77 | 0
New Construction | CZ01 | cDXGF | Pumps | 1681.05 | 0
New Construction | CZ01 | cDXGF | Heat Rejection | 0 | 0
New Construction | CZ01 | cDXGF | Humidification | 0 | 0
New Construction | CZ01 | cDXGF | Heat Recovery | 0 | 0
New Construction | CZ01 | cDXGF | Water Systems | 0 | 430320.96
New Construction | CZ01 | cDXGF | Refrigeration | 0 | 0
New Construction | CZ01 | cDXGF | Generators | 0 | 0
New Construction | CZ01 | cDXGF | Total End Uses | 5218933.82 | 807637.44
New Construction | CZ02 | cDXGF | Heating | 0 | 263959.94
New Construction | CZ02 | cDXGF | Cooling | 565606.63 | 0
New Construction | CZ02 | cDXGF | Interior Lighting | 817898.48 | 0
New Construction | CZ02 | cDXGF | Exterior Lighting | 0 | 0
New Construction | CZ02 | cDXGF | Interior Equipment | 2837906.7 | 0
New Construction | CZ02 | cDXGF | Exterior Equipment | 0 | 0
New Construction | CZ02 | cDXGF | Fans | 1644347.06 | 0
New Construction | CZ02 | cDXGF | Pumps | 4790.12 | 0
New Construction | CZ02 | cDXGF | Heat Rejection | 0 | 0
New Construction | CZ02 | cDXGF | Humidification | 0 | 0
New Construction | CZ02 | cDXGF | Heat Recovery | 0 | 0
New Construction | CZ02 | cDXGF | Water Systems | 0 | 395455.66
New Construction | CZ02 | cDXGF | Refrigeration | 0 | 0
New Construction | CZ02 | cDXGF | Generators | 0 | 0
New Construction | CZ02 | cDXGF | Total End Uses | 5870549 | 659415.6
New Construction | CZ03 | cDXGF | Heating | 0 | 154165.57
New Construction | CZ03 | cDXGF | Cooling | 347034.02 | 0
New Construction | CZ03 | cDXGF | Interior Lighting | 817898.48 | 0
New Construction | CZ03 | cDXGF | Exterior Lighting | 0 | 0
New Construction | CZ03 | cDXGF | Interior Equipment | 2837906.7 | 0
New Construction | CZ03 | cDXGF | Exterior Equipment | 0 | 0
New Construction | CZ03 | cDXGF | Fans | 1616152.41 | 0
New Construction | CZ03 | cDXGF | Pumps | 4523.05 | 0
New Construction | CZ03 | cDXGF | Heat Rejection | 0 | 0
New Construction | CZ03 | cDXGF | Humidification | 0 | 0
New Construction | CZ03 | cDXGF | Heat Recovery | 0 | 0
New Construction | CZ03 | cDXGF | Water Systems | 0 | 393884.14
New Construction | CZ03 | cDXGF | Refrigeration | 0 | 0
New Construction | CZ03 | cDXGF | Generators | 0 | 0
New Construction | CZ03 | cDXGF | Total End Uses | 5623514.66 | 548049.7
New Construction | CZ04 | cDXGF | Heating | 0 | 139609.59
New Construction | CZ04 | cDXGF | Cooling | 671098.48 | 0
New Construction | CZ04 | cDXGF | Interior Lighting | 817898.48 | 0
New Construction | CZ04 | cDXGF | Exterior Lighting | 0 | 0
New Construction | CZ04 | cDXGF | Interior Equipment | 2837906.7 | 0
New Construction | CZ04 | cDXGF | Exterior Equipment | 0 | 0
New Construction | CZ04 | cDXGF | Fans | 1648806.76 | 0
New Construction | CZ04 | cDXGF | Pumps | 5445.64 | 0
New Construction | CZ04 | cDXGF | Heat Rejection | 0 | 0
New Construction | CZ04 | cDXGF | Humidification | 0 | 0
New Construction | CZ04 | cDXGF | Heat Recovery | 0 | 0
New Construction | CZ04 | cDXGF | Water Systems | 0 | 380391.7
New Construction | CZ04 | cDXGF | Refrigeration | 0 | 0
New Construction | CZ04 | cDXGF | Generators | 0 | 0
New Construction | CZ04 | cDXGF | Total End Uses | 5981156.06 | 520001.29
New Construction | CZ05 | cDXGF | Heating | 0 | 142582.78
New Construction | CZ05 | cDXGF | Cooling | 437960.4 | 0
New Construction | CZ05 | cDXGF | Interior Lighting | 817898.48 | 0
New Construction | CZ05 | cDXGF | Exterior Lighting | 0 | 0
New Construction | CZ05 | cDXGF | Interior Equipment | 2837906.7 | 0
New Construction | CZ05 | cDXGF | Exterior Equipment | 0 | 0
New Construction | CZ05 | cDXGF | Fans | 1594217.25 | 0
New Construction | CZ05 | cDXGF | Pumps | 4285.08 | 0
New Construction | CZ05 | cDXGF | Heat Rejection | 0 | 0
New Construction | CZ05 | cDXGF | Humidification | 0 | 0
New Construction | CZ05 | cDXGF | Heat Recovery | 0 | 0
New Construction | CZ05 | cDXGF | Water Systems | 0 | 393908.55
New Construction | CZ05 | cDXGF | Refrigeration | 0 | 0
New Construction | CZ05 | cDXGF | Generators | 0 | 0
New Construction | CZ05 | cDXGF | Total End Uses | 5692267.92 | 536491.33
New Construction | CZ06 | cDXGF | Heating | 0 | 32382.79
New Construction | CZ06 | cDXGF | Cooling | 715668.74 | 0
New Construction | CZ06 | cDXGF | Interior Lighting | 817898.48 | 0
New Construction | CZ06 | cDXGF | Exterior Lighting | 0 | 0
New Construction | CZ06 | cDXGF | Interior Equipment | 2837906.7 | 0
New Construction | CZ06 | cDXGF | Exterior Equipment | 0 | 0
New Construction | CZ06 | cDXGF | Fans | 1617318.18 | 0
New Construction | CZ06 | cDXGF | Pumps | 5353.64 | 0
New Construction | CZ06 | cDXGF | Heat Rejection | 0 | 0
New Construction | CZ06 | cDXGF | Humidification | 0 | 0
New Construction | CZ06 | cDXGF | Heat Recovery | 0 | 0
New Construction | CZ06 | cDXGF | Water Systems | 0 | 362873.96
New Construction | CZ06 | cDXGF | Refrigeration | 0 | 0
New Construction | CZ06 | cDXGF | Generators | 0 | 0
New Construction | CZ06 | cDXGF | Total End Uses | 5994145.74 | 395256.75
New Construction | CZ07 | cDXGF | Heating | 0 | 39115.96
New Construction | CZ07 | cDXGF | Cooling | 833102.55 | 0
New Construction | CZ07 | cDXGF | Interior Lighting | 817898.48 | 0
New Construction | CZ07 | cDXGF | Exterior Lighting | 0 | 0
New Construction | CZ07 | cDXGF | Interior Equipment | 2837906.7 | 0
New Construction | CZ07 | cDXGF | Exterior Equipment | 0 | 0
New Construction | CZ07 | cDXGF | Fans | 1593382.63 | 0
New Construction | CZ07 | cDXGF | Pumps | 5858.73 | 0
New Construction | CZ07 | cDXGF | Heat Rejection | 0 | 0
New Construction | CZ07 | cDXGF | Humidification | 0 | 0
New Construction | CZ07 | cDXGF | Heat Recovery | 0 | 0
New Construction | CZ07 | cDXGF | Water Systems | 0 | 358224.01
New Construction | CZ07 | cDXGF | Refrigeration | 0 | 0
New Construction | CZ07 | cDXGF | Generators | 0 | 0
New Construction | CZ07 | cDXGF | Total End Uses | 6088149.09 | 397339.97
New Construction | CZ08 | cDXGF | Heating | 0 | 52535.89
New Construction | CZ08 | cDXGF | Cooling | 923830.56 | 0
New Construction | CZ08 | cDXGF | Interior Lighting | 817898.48 | 0
New Construction | CZ08 | cDXGF | Exterior Lighting | 0 | 0
New Construction | CZ08 | cDXGF | Interior Equipment | 2837906.7 | 0
New Construction | CZ08 | cDXGF | Exterior Equipment | 0 | 0
New Construction | CZ08 | cDXGF | Fans | 1639152.27 | 0
New Construction | CZ08 | cDXGF | Pumps | 6337.88 | 0
New Construction | CZ08 | cDXGF | Heat Rejection | 0 | 0
New Construction | CZ08 | cDXGF | Humidification | 0 | 0
New Construction | CZ08 | cDXGF | Heat Recovery | 0 | 0
New Construction | CZ08 | cDXGF | Water Systems | 0 | 357736.52
New Construction | CZ08 | cDXGF | Refrigeration | 0 | 0
New Construction | CZ08 | cDXGF | Generators | 0 | 0
New Construction | CZ08 | cDXGF | Total End Uses | 6225125.9 | 410272.41
New Construction | CZ09 | cDXGF | Heating | 0 | 48997.7
New Construction | CZ09 | cDXGF | Cooling | 1012030.77 | 0
New Construction | CZ09 | cDXGF | Interior Lighting | 817898.48 | 0
New Construction | CZ09 | cDXGF | Exterior Lighting | 0 | 0
New Construction | CZ09 | cDXGF | Interior Equipment | 2837906.7 | 0
New Construction | CZ09 | cDXGF | Exterior Equipment | 0 | 0
New Construction | CZ09 | cDXGF | Fans | 1634854.54 | 0
New Construction | CZ09 | cDXGF | Pumps | 6633.65 | 0
New Construction | CZ09 | cDXGF | Heat Rejection | 0 | 0
New Construction | CZ09 | cDXGF | Humidification | 0 | 0
New Construction | CZ09 | cDXGF | Heat Recovery | 0 | 0
New Construction | CZ09 | cDXGF | Water Systems | 0 | 352800.45
New Construction | CZ09 | cDXGF | Refrigeration | 0 | 0
New Construction | CZ09 | cDXGF | Generators | 0 | 0
New Construction | CZ09 | cDXGF | Total End Uses | 6309324.15 | 401798.16
New Construction | CZ10 | cDXGF | Heating | 0 | 103318.21
New Construction | CZ10 | cDXGF | Cooling | 1257984.43 | 0
New Construction | CZ10 | cDXGF | Interior Lighting | 817898.48 | 0
New Construction | CZ10 | cDXGF | Exterior Lighting | 0 | 0
New Construction | CZ10 | cDXGF | Interior Equipment | 2837906.7 | 0
New Construction | CZ10 | cDXGF | Exterior Equipment | 0 | 0
New Construction | CZ10 | cDXGF | Fans | 1726013.78 | 0
New Construction | CZ10 | cDXGF | Pumps | 7245.3 | 0
New Construction | CZ10 | cDXGF | Heat Rejection | 0 | 0
New Construction | CZ10 | cDXGF | Humidification | 0 | 0
New Construction | CZ10 | cDXGF | Heat Recovery | 0 | 0
New Construction | CZ10 | cDXGF | Water Systems | 0 | 349966.49
New Construction | CZ10 | cDXGF | Refrigeration | 0 | 0
New Construction | CZ10 | cDXGF | Generators | 0 | 0
New Construction | CZ10 | cDXGF | Total End Uses | 6647048.69 | 453284.7
New Construction | CZ11 | cDXGF | Heating | 0 | 271897.06
New Construction | CZ11 | cDXGF | Cooling | 1228734.86 | 0
New Construction | CZ11 | cDXGF | Interior Lighting | 817898.48 | 0
New Construction | CZ11 | cDXGF | Exterior Lighting | 0 | 0
New Construction | CZ11 | cDXGF | Interior Equipment | 2837906.7 | 0
New Construction | CZ11 | cDXGF | Exterior Equipment | 0 | 0
New Construction | CZ11 | cDXGF | Fans | 1696247.42 | 0
New Construction | CZ11 | cDXGF | Pumps | 6818.05 | 0
New Construction | CZ11 | cDXGF | Heat Rejection | 0 | 0
New Construction | CZ11 | cDXGF | Humidification | 0 | 0
New Construction | CZ11 | cDXGF | Heat Recovery | 0 | 0
New Construction | CZ11 | cDXGF | Water Systems | 0 | 357808.23
New Construction | CZ11 | cDXGF | Refrigeration | 0 | 0
New Construction | CZ11 | cDXGF | Generators | 0 | 0
New Construction | CZ11 | cDXGF | Total End Uses | 6587605.51 | 629705.3
New Construction | CZ12 | cDXGF | Heating | 0 | 257002.48
New Construction | CZ12 | cDXGF | Cooling | 1037904.31 | 0
New Construction | CZ12 | cDXGF | Interior Lighting | 817898.48 | 0
New Construction | CZ12 | cDXGF | Exterior Lighting | 0 | 0
New Construction | CZ12 | cDXGF | Interior Equipment | 2837906.7 | 0
New Construction | CZ12 | cDXGF | Exterior Equipment | 0 | 0
New Construction | CZ12 | cDXGF | Fans | 1628390.38 | 0
New Construction | CZ12 | cDXGF | Pumps | 6376.11 | 0
New Construction | CZ12 | cDXGF | Heat Rejection | 0 | 0
New Construction | CZ12 | cDXGF | Humidification | 0 | 0
New Construction | CZ12 | cDXGF | Heat Recovery | 0 | 0
New Construction | CZ12 | cDXGF | Water Systems | 0 | 367848.92
New Construction | CZ12 | cDXGF | Refrigeration | 0 | 0
New Construction | CZ12 | cDXGF | Generators | 0 | 0
New Construction | CZ12 | cDXGF | Total End Uses | 6328475.98 | 624851.4
New Construction | CZ13 | cDXGF | Heating | 0 | 204480.62
New Construction | CZ13 | cDXGF | Cooling | 1347673.35 | 0
New Construction | CZ13 | cDXGF | Interior Lighting | 817898.48 | 0
New Construction | CZ13 | cDXGF | Exterior Lighting | 0 | 0
New Construction | CZ13 | cDXGF | Interior Equipment | 2837906.7 | 0
New Construction | CZ13 | cDXGF | Exterior Equipment | 0 | 0
New Construction | CZ13 | cDXGF | Fans | 1664035.86 | 0
New Construction | CZ13 | cDXGF | Pumps | 7062.21 | 0
New Construction | CZ13 | cDXGF | Heat Rejection | 0 | 0
New Construction | CZ13 | cDXGF | Humidification | 0 | 0
New Construction | CZ13 | cDXGF | Heat Recovery | 0 | 0
New Construction | CZ13 | cDXGF | Water Systems | 0 | 347425.21
New Construction | CZ13 | cDXGF | Refrigeration | 0 | 0
New Construction | CZ13 | cDXGF | Generators | 0 | 0
New Construction | CZ13 | cDXGF | Total End Uses | 6674576.61 | 551905.83
New Construction | CZ14 | cDXGF | Heating | 0 | 144378.11
New Construction | CZ14 | cDXGF | Cooling | 1677834.21 | 0
New Construction | CZ14 | cDXGF | Interior Lighting | 817898.48 | 0
New Construction | CZ14 | cDXGF | Exterior Lighting | 0 | 0
New Construction | CZ14 | cDXGF | Interior Equipment | 2837906.7 | 0
New Construction | CZ14 | cDXGF | Exterior Equipment | 0 | 0
New Construction | CZ14 | cDXGF | Fans | 1798137.09 | 0
New Construction | CZ14 | cDXGF | Pumps | 7347.79 | 0
New Construction | CZ14 | cDXGF | Heat Rejection | 0 | 0
New Construction | CZ14 | cDXGF | Humidification | 0 | 0
New Construction | CZ14 | cDXGF | Heat Recovery | 0 | 0
New Construction | CZ14 | cDXGF | Water Systems | 0 | 329836.25
New Construction | CZ14 | cDXGF | Refrigeration | 0 | 0
New Construction | CZ14 | cDXGF | Generators | 0 | 0
New Construction | CZ14 | cDXGF | Total End Uses | 7139124.27 | 474214.36
New Construction | CZ15 | cDXGF | Heating | 0 | 53852.43
New Construction | CZ15 | cDXGF | Cooling | 2293721.16 | 0
New Construction | CZ15 | cDXGF | Interior Lighting | 817898.48 | 0
New Construction | CZ15 | cDXGF | Exterior Lighting | 0 | 0
New Construction | CZ15 | cDXGF | Interior Equipment | 2837906.7 | 0
New Construction | CZ15 | cDXGF | Exterior Equipment | 0 | 0
New Construction | CZ15 | cDXGF | Fans | 1712907.35 | 0
New Construction | CZ15 | cDXGF | Pumps | 9379.3 | 0
New Construction | CZ15 | cDXGF | Heat Rejection | 0 | 0
New Construction | CZ15 | cDXGF | Humidification | 0 | 0
New Construction | CZ15 | cDXGF | Heat Recovery | 0 | 0
New Construction | CZ15 | cDXGF | Water Systems | 0 | 292871.72
New Construction | CZ15 | cDXGF | Refrigeration | 0 | 0
New Construction | CZ15 | cDXGF | Generators | 0 | 0
New Construction | CZ15 | cDXGF | Total End Uses | 7671813 | 346724.14
New Construction | CZ16 | cDXGF | Heating | 0 | 468775.91
New Construction | CZ16 | cDXGF | Cooling | 1119926.2 | 0
New Construction | CZ16 | cDXGF | Interior Lighting | 817898.48 | 0
New Construction | CZ16 | cDXGF | Exterior Lighting | 0 | 0
New Construction | CZ16 | cDXGF | Interior Equipment | 2837906.7 | 0
New Construction | CZ16 | cDXGF | Exterior Equipment | 0 | 0
New Construction | CZ16 | cDXGF | Fans | 1918555.27 | 0
New Construction | CZ16 | cDXGF | Pumps | 4865.11 | 0
New Construction | CZ16 | cDXGF | Heat Rejection | 0 | 0
New Construction | CZ16 | cDXGF | Humidification | 0 | 0
New Construction | CZ16 | cDXGF | Heat Recovery | 0 | 0
New Construction | CZ16 | cDXGF | Water Systems | 0 | 388988.58
New Construction | CZ16 | cDXGF | Refrigeration | 0 | 0
New Construction | CZ16 | cDXGF | Generators | 0 | 0
New Construction | CZ16 | cDXGF | Total End Uses | 6699151.76 | 857764.49
Existing | CZ01 | cDXHP | Heating | 71453.91 | 232250.15
Existing | CZ01 | cDXHP | Cooling | 69496.77 | 0
Existing | CZ01 | cDXHP | Interior Lighting | 1583207.8 | 0
Existing | CZ01 | cDXHP | Exterior Lighting | 0 | 0
Existing | CZ01 | cDXHP | Interior Equipment | 2837906.7 | 0
Existing | CZ01 | cDXHP | Exterior Equipment | 0 | 0
Existing | CZ01 | cDXHP | Fans | 2445232.25 | 0
Existing | CZ01 | cDXHP | Pumps | 2475.28 | 0
Existing | CZ01 | cDXHP | Heat Rejection | 0 | 0
Existing | CZ01 | cDXHP | Humidification | 0 | 0
Existing | CZ01 | cDXHP | Heat Recovery | 0 | 0
Existing | CZ01 | cDXHP | Water Systems | 0 | 430324
Existing | CZ01 | cDXHP | Refrigeration | 0 | 0
Existing | CZ01 | cDXHP | Generators | 0 | 0
Existing | CZ01 | cDXHP | Total End Uses | 7009772.71 | 662574.16
Existing | CZ02 | cDXHP | Heating | 54190.87 | 169863.33
Existing | CZ02 | cDXHP | Cooling | 869087.9 | 0
Existing | CZ02 | cDXHP | Interior Lighting | 1583207.8 | 0
Existing | CZ02 | cDXHP | Exterior Lighting | 0 | 0
Existing | CZ02 | cDXHP | Interior Equipment | 2837906.7 | 0
Existing | CZ02 | cDXHP | Exterior Equipment | 0 | 0
Existing | CZ02 | cDXHP | Fans | 2740557.85 | 0
Existing | CZ02 | cDXHP | Pumps | 7299.18 | 0
Existing | CZ02 | cDXHP | Heat Rejection | 0 | 0
Existing | CZ02 | cDXHP | Humidification | 0 | 0
Existing | CZ02 | cDXHP | Heat Recovery | 0 | 0
Existing | CZ02 | cDXHP | Water Systems | 0 | 395489.8
Existing | CZ02 | cDXHP | Refrigeration | 0 | 0
Existing | CZ02 | cDXHP | Generators | 0 | 0
Existing | CZ02 | cDXHP | Total End Uses | 8092250.3 | 565353.12
Existing | CZ03 | cDXHP | Heating | 28157.68 | 103891.32
Existing | CZ03 | cDXHP | Cooling | 537557.27 | 0
Existing | CZ03 | cDXHP | Interior Lighting | 1583207.8 | 0
Existing | CZ03 | cDXHP | Exterior Lighting | 0 | 0
Existing | CZ03 | cDXHP | Interior Equipment | 2837906.7 | 0
Existing | CZ03 | cDXHP | Exterior Equipment | 0 | 0
Existing | CZ03 | cDXHP | Fans | 2685024.25 | 0
Existing | CZ03 | cDXHP | Pumps | 6902.06 | 0
Existing | CZ03 | cDXHP | Heat Rejection | 0 | 0
Existing | CZ03 | cDXHP | Humidification | 0 | 0
Existing | CZ03 | cDXHP | Heat Recovery | 0 | 0
Existing | CZ03 | cDXHP | Water Systems | 0 | 393938.16
Existing | CZ03 | cDXHP | Refrigeration | 0 | 0
Existing | CZ03 | cDXHP | Generators | 0 | 0
Existing | CZ03 | cDXHP | Total End Uses | 7678755.76 | 497829.48
Existing | CZ04 | cDXHP | Heating | 23261.06 | 104338.28
Existing | CZ04 | cDXHP | Cooling | 1038820.76 | 0
Existing | CZ04 | cDXHP | Interior Lighting | 1583207.8 | 0
Existing | CZ04 | cDXHP | Exterior Lighting | 0 | 0
Existing | CZ04 | cDXHP | Interior Equipment | 2837906.7 | 0
Existing | CZ04 | cDXHP | Exterior Equipment | 0 | 0
Existing | CZ04 | cDXHP | Fans | 2764269.23 | 0
Existing | CZ04 | cDXHP | Pumps | 8322.01 | 0
Existing | CZ04 | cDXHP | Heat Rejection | 0 | 0
Existing | CZ04 | cDXHP | Humidification | 0 | 0
Existing | CZ04 | cDXHP | Heat Recovery | 0 | 0
Existing | CZ04 | cDXHP | Water Systems | 0 | 380444.72
Existing | CZ04 | cDXHP | Refrigeration | 0 | 0
Existing | CZ04 | cDXHP | Generators | 0 | 0
Existing | CZ04 | cDXHP | Total End Uses | 8255787.56 | 484783
Existing | CZ05 | cDXHP | Heating | 27582.69 | 94533.49
Existing | CZ05 | cDXHP | Cooling | 694505.21 | 0
Existing | CZ05 | cDXHP | Interior Lighting | 1583207.8 | 0
Existing | CZ05 | cDXHP | Exterior Lighting | 0 | 0
Existing | CZ05 | cDXHP | Interior Equipment | 2837906.7 | 0
Existing | CZ05 | cDXHP | Exterior Equipment | 0 | 0
Existing | CZ05 | cDXHP | Fans | 2662970.03 | 0
Existing | CZ05 | cDXHP | Pumps | 6512.03 | 0
Existing | CZ05 | cDXHP | Heat Rejection | 0 | 0
Existing | CZ05 | cDXHP | Humidification | 0 | 0
Existing | CZ05 | cDXHP | Heat Recovery | 0 | 0
Existing | CZ05 | cDXHP | Water Systems | 0 | 393957.96
Existing | CZ05 | cDXHP | Refrigeration | 0 | 0
Existing | CZ05 | cDXHP | Generators | 0 | 0
Existing | CZ05 | cDXHP | Total End Uses | 7812684.46 | 488491.45
Existing | CZ06 | cDXHP | Heating | 5072.01 | 29023.02
Existing | CZ06 | cDXHP | Cooling | 1094884.14 | 0
Existing | CZ06 | cDXHP | Interior Lighting | 1583207.8 | 0
Existing | CZ06 | cDXHP | Exterior Lighting | 0 | 0
Existing | CZ06 | cDXHP | Interior Equipment | 2837906.7 | 0
Existing | CZ06 | cDXHP | Exterior Equipment | 0 | 0
Existing | CZ06 | cDXHP | Fans | 2678473.85 | 0
Existing | CZ06 | cDXHP | Pumps | 8475.44 | 0
Existing | CZ06 | cDXHP | Heat Rejection | 0 | 0
Existing | CZ06 | cDXHP | Humidification | 0 | 0
Existing | CZ06 | cDXHP | Heat Recovery | 0 | 0
Existing | CZ06 | cDXHP | Water Systems | 0 | 362963.1
Existing | CZ06 | cDXHP | Refrigeration | 0 | 0
Existing | CZ06 | cDXHP | Generators | 0 | 0
Existing | CZ06 | cDXHP | Total End Uses | 8208019.94 | 391986.12
Existing | CZ07 | cDXHP | Heating | 4055.8 | 24722.69
Existing | CZ07 | cDXHP | Cooling | 1231862.9 | 0
Existing | CZ07 | cDXHP | Interior Lighting | 1583207.8 | 0
Existing | CZ07 | cDXHP | Exterior Lighting | 0 | 0
Existing | CZ07 | cDXHP | Interior Equipment | 2837906.7 | 0
Existing | CZ07 | cDXHP | Exterior Equipment | 0 | 0
Existing | CZ07 | cDXHP | Fans | 2625228.53 | 0
Existing | CZ07 | cDXHP | Pumps | 8928.05 | 0
Existing | CZ07 | cDXHP | Heat Rejection | 0 | 0
Existing | CZ07 | cDXHP | Humidification | 0 | 0
Existing | CZ07 | cDXHP | Heat Recovery | 0 | 0
Existing | CZ07 | cDXHP | Water Systems | 0 | 358352.68
Existing | CZ07 | cDXHP | Refrigeration | 0 | 0
Existing | CZ07 | cDXHP | Generators | 0 | 0
Existing | CZ07 | cDXHP | Total End Uses | 8291189.78 | 383075.37
Existing | CZ08 | cDXHP | Heating | 6769.01 | 44346.39
Existing | CZ08 | cDXHP | Cooling | 1434156.78 | 0
Existing | CZ08 | cDXHP | Interior Lighting | 1583207.8 | 0
Existing | CZ08 | cDXHP | Exterior Lighting | 0 | 0
Existing | CZ08 | cDXHP | Interior Equipment | 2837906.7 | 0
Existing | CZ08 | cDXHP | Exterior Equipment | 0 | 0
Existing | CZ08 | cDXHP | Fans | 2738914.55 | 0
Existing | CZ08 | cDXHP | Pumps | 9719.64 | 0
Existing | CZ08 | cDXHP | Heat Rejection | 0 | 0
Existing | CZ08 | cDXHP | Humidification | 0 | 0
Existing | CZ08 | cDXHP | Heat Recovery | 0 | 0
Existing | CZ08 | cDXHP | Water Systems | 0 | 357825.11
Existing | CZ08 | cDXHP | Refrigeration | 0 | 0
Existing | CZ08 | cDXHP | Generators | 0 | 0
Existing | CZ08 | cDXHP | Total End Uses | 8610674.47 | 402171.49
Existing | CZ09 | cDXHP | Heating | 5275.4 | 40787.98
Existing | CZ09 | cDXHP | Cooling | 1624288.37 | 0
Existing | CZ09 | cDXHP | Interior Lighting | 1583207.8 | 0
Existing | CZ09 | cDXHP | Exterior Lighting | 0 | 0
Existing | CZ09 | cDXHP | Interior Equipment | 2837906.7 | 0
Existing | CZ09 | cDXHP | Exterior Equipment | 0 | 0
Existing | CZ09 | cDXHP | Fans | 2876708.85 | 0
Existing | CZ09 | cDXHP | Pumps | 10447.6 | 0
Existing | CZ09 | cDXHP | Heat Rejection | 0 | 0
Existing | CZ09 | cDXHP | Humidification | 0 | 0
Existing | CZ09 | cDXHP | Heat Recovery | 0 | 0
Existing | CZ09 | cDXHP | Water Systems | 0 | 352869.61
Existing | CZ09 | cDXHP | Refrigeration | 0 | 0
Existing | CZ09 | cDXHP | Generators | 0 | 0
Existing | CZ09 | cDXHP | Total End Uses | 8937834.71 | 393657.59
Existing | CZ10 | cDXHP | Heating | 16536.82 | 68044.31
Existing | CZ10 | cDXHP | Cooling | 1807031.09 | 0
Existing | CZ10 | cDXHP | Interior Lighting | 1583207.8 | 0
Existing | CZ10 | cDXHP | Exterior Lighting | 0 | 0
Existing | CZ10 | cDXHP | Interior Equipment | 2837906.7 | 0
Existing | CZ10 | cDXHP | Exterior Equipment | 0 | 0
Existing | CZ10 | cDXHP | Fans | 2701052.1 | 0
Existing | CZ10 | cDXHP | Pumps | 10133.23 | 0
Existing | CZ10 | cDXHP | Heat Rejection | 0 | 0
Existing | CZ10 | cDXHP | Humidification | 0 | 0
Existing | CZ10 | cDXHP | Heat Recovery | 0 | 0
Existing | CZ10 | cDXHP | Water Systems | 0 | 350051.49
Existing | CZ10 | cDXHP | Refrigeration | 0 | 0
Existing | CZ10 | cDXHP | Generators | 0 | 0
Existing | CZ10 | cDXHP | Total End Uses | 8955867.74 | 418095.8
Existing | CZ11 | cDXHP | Heating | 47616.77 | 169490.14
Existing | CZ11 | cDXHP | Cooling | 1891306.44 | 0
Existing | CZ11 | cDXHP | Interior Lighting | 1583207.8 | 0
Existing | CZ11 | cDXHP | Exterior Lighting | 0 | 0
Existing | CZ11 | cDXHP | Interior Equipment | 2837906.7 | 0
Existing | CZ11 | cDXHP | Exterior Equipment | 0 | 0
Existing | CZ11 | cDXHP | Fans | 2905426.36 | 0
Existing | CZ11 | cDXHP | Pumps | 9568.32 | 0
Existing | CZ11 | cDXHP | Heat Rejection | 0 | 0
Existing | CZ11 | cDXHP | Humidification | 0 | 0
Existing | CZ11 | cDXHP | Heat Recovery | 0 | 0
Existing | CZ11 | cDXHP | Water Systems | 0 | 357862.44
Existing | CZ11 | cDXHP | Refrigeration | 0 | 0
Existing | CZ11 | cDXHP | Generators | 0 | 0
Existing | CZ11 | cDXHP | Total End Uses | 9275032.4 | 527352.58
Existing | CZ12 | cDXHP | Heating | 45583.39 | 151675.91
Existing | CZ12 | cDXHP | Cooling | 1576457.92 | 0
Existing | CZ12 | cDXHP | Interior Lighting | 1583207.8 | 0
Existing | CZ12 | cDXHP | Exterior Lighting | 0 | 0
Existing | CZ12 | cDXHP | Interior Equipment | 2837906.7 | 0
Existing | CZ12 | cDXHP | Exterior Equipment | 0 | 0
Existing | CZ12 | cDXHP | Fans | 2727571.98 | 0
Existing | CZ12 | cDXHP | Pumps | 8573.08 | 0
Existing | CZ12 | cDXHP | Heat Rejection | 0 | 0
Existing | CZ12 | cDXHP | Humidification | 0 | 0
Existing | CZ12 | cDXHP | Heat Recovery | 0 | 0
Existing | CZ12 | cDXHP | Water Systems | 0 | 367926.75
Existing | CZ12 | cDXHP | Refrigeration | 0 | 0
Existing | CZ12 | cDXHP | Generators | 0 | 0
Existing | CZ12 | cDXHP | Total End Uses | 8779300.87 | 519602.66
Existing | CZ13 | cDXHP | Heating | 29024.76 | 131793.91
Existing | CZ13 | cDXHP | Cooling | 2041338.83 | 0
Existing | CZ13 | cDXHP | Interior Lighting | 1583207.8 | 0
Existing | CZ13 | cDXHP | Exterior Lighting | 0 | 0
Existing | CZ13 | cDXHP | Interior Equipment | 2837906.7 | 0
Existing | CZ13 | cDXHP | Exterior Equipment | 0 | 0
Existing | CZ13 | cDXHP | Fans | 2816340.4 | 0
Existing | CZ13 | cDXHP | Pumps | 9682.36 | 0
Existing | CZ13 | cDXHP | Heat Rejection | 0 | 0
Existing | CZ13 | cDXHP | Humidification | 0 | 0
Existing | CZ13 | cDXHP | Heat Recovery | 0 | 0
Existing | CZ13 | cDXHP | Water Systems | 0 | 347453.97
Existing | CZ13 | cDXHP | Refrigeration | 0 | 0
Existing | CZ13 | cDXHP | Generators | 0 | 0
Existing | CZ13 | cDXHP | Total End Uses | 9317500.84 | 479247.88
Existing | CZ14 | cDXHP | Heating | 22906.97 | 86143.94
Existing | CZ14 | cDXHP | Cooling | 2531252.91 | 0
Existing | CZ14 | cDXHP | Interior Lighting | 1583207.8 | 0
Existing | CZ14 | cDXHP | Exterior Lighting | 0 | 0
Existing | CZ14 | cDXHP | Interior Equipment | 2837906.7 | 0
Existing | CZ14 | cDXHP | Exterior Equipment | 0 | 0
Existing | CZ14 | cDXHP | Fans | 3032559.83 | 0
Existing | CZ14 | cDXHP | Pumps | 10824.49 | 0
Existing | CZ14 | cDXHP | Heat Rejection | 0 | 0
Existing | CZ14 | cDXHP | Humidification | 0 | 0
Existing | CZ14 | cDXHP | Heat Recovery | 0 | 0
Existing | CZ14 | cDXHP | Water Systems | 0 | 329887.94
Existing | CZ14 | cDXHP | Refrigeration | 0 | 0
Existing | CZ14 | cDXHP | Generators | 0 | 0
Existing | CZ14 | cDXHP | Total End Uses | 10018658.7 | 416031.88
Existing | CZ15 | cDXHP | Heating | 5003.21 | 36511.39
Existing | CZ15 | cDXHP | Cooling | 3327265.2 | 0
Existing | CZ15 | cDXHP | Interior Lighting | 1583207.8 | 0
Existing | CZ15 | cDXHP | Exterior Lighting | 0 | 0
Existing | CZ15 | cDXHP | Interior Equipment | 2837906.7 | 0
Existing | CZ15 | cDXHP | Exterior Equipment | 0 | 0
Existing | CZ15 | cDXHP | Fans | 2853556.05 | 0
Existing | CZ15 | cDXHP | Pumps | 13485.47 | 0
Existing | CZ15 | cDXHP | Heat Rejection | 0 | 0
Existing | CZ15 | cDXHP | Humidification | 0 | 0
Existing | CZ15 | cDXHP | Heat Recovery | 0 | 0
Existing | CZ15 | cDXHP | Water Systems | 0 | 292932.39
Existing | CZ15 | cDXHP | Refrigeration | 0 | 0
Existing | CZ15 | cDXHP | Generators | 0 | 0
Existing | CZ15 | cDXHP | Total End Uses | 10620424.44 | 329443.79
Existing | CZ16 | cDXHP | Heating | 112528.44 | 223747.16
Existing | CZ16 | cDXHP | Cooling | 1723218.58 | 0
Existing | CZ16 | cDXHP | Interior Lighting | 1583207.8 | 0
Existing | CZ16 | cDXHP | Exterior Lighting | 0 | 0
Existing | CZ16 | cDXHP | Interior Equipment | 2837906.7 | 0
Existing | CZ16 | cDXHP | Exterior Equipment | 0 | 0
Existing | CZ16 | cDXHP | Fans | 3181190.71 | 0
Existing | CZ16 | cDXHP | Pumps | 7609.39 | 0
Existing | CZ16 | cDXHP | Heat Rejection | 0 | 0
Existing | CZ16 | cDXHP | Humidification | 0 | 0
Existing | CZ16 | cDXHP | Heat Recovery | 0 | 0
Existing | CZ16 | cDXHP | Water Systems | 0 | 388981.22
Existing | CZ16 | cDXHP | Refrigeration | 0 | 0
Existing | CZ16 | cDXHP | Generators | 0 | 0
Existing | CZ16 | cDXHP | Total End Uses | 9445661.62 | 612728.37
New Construction | CZ01 | cDXHP | Heating | 48276.61 | 186711.12
New Construction | CZ01 | cDXHP | Cooling | 41640.92 | 0
New Construction | CZ01 | cDXHP | Interior Lighting | 817898.48 | 0
New Construction | CZ01 | cDXHP | Exterior Lighting | 0 | 0
New Construction | CZ01 | cDXHP | Interior Equipment | 2837906.7 | 0
New Construction | CZ01 | cDXHP | Exterior Equipment | 0 | 0
New Construction | CZ01 | cDXHP | Fans | 1518483.43 | 0
New Construction | CZ01 | cDXHP | Pumps | 1681.03 | 0
New Construction | CZ01 | cDXHP | Heat Rejection | 0 | 0
New Construction | CZ01 | cDXHP | Humidification | 0 | 0
New Construction | CZ01 | cDXHP | Heat Recovery | 0 | 0
New Construction | CZ01 | cDXHP | Water Systems | 0 | 430318.83
New Construction | CZ01 | cDXHP | Refrigeration | 0 | 0
New Construction | CZ01 | cDXHP | Generators | 0 | 0
New Construction | CZ01 | cDXHP | Total End Uses | 5265887.18 | 617029.95
New Construction | CZ02 | cDXHP | Heating | 40418.42 | 134148.1
New Construction | CZ02 | cDXHP | Cooling | 561187.77 | 0
New Construction | CZ02 | cDXHP | Interior Lighting | 817898.48 | 0
New Construction | CZ02 | cDXHP | Exterior Lighting | 0 | 0
New Construction | CZ02 | cDXHP | Interior Equipment | 2837906.7 | 0
New Construction | CZ02 | cDXHP | Exterior Equipment | 0 | 0
New Construction | CZ02 | cDXHP | Fans | 1644347.05 | 0
New Construction | CZ02 | cDXHP | Pumps | 4790.1 | 0
New Construction | CZ02 | cDXHP | Heat Rejection | 0 | 0
New Construction | CZ02 | cDXHP | Humidification | 0 | 0
New Construction | CZ02 | cDXHP | Heat Recovery | 0 | 0
New Construction | CZ02 | cDXHP | Water Systems | 0 | 395459.27
New Construction | CZ02 | cDXHP | Refrigeration | 0 | 0
New Construction | CZ02 | cDXHP | Generators | 0 | 0
New Construction | CZ02 | cDXHP | Total End Uses | 5906548.53 | 529607.37
New Construction | CZ03 | cDXHP | Heating | 19330.27 | 81540.2
New Construction | CZ03 | cDXHP | Cooling | 342004.41 | 0
New Construction | CZ03 | cDXHP | Interior Lighting | 817898.48 | 0
New Construction | CZ03 | cDXHP | Exterior Lighting | 0 | 0
New Construction | CZ03 | cDXHP | Interior Equipment | 2837906.7 | 0
New Construction | CZ03 | cDXHP | Exterior Equipment | 0 | 0
New Construction | CZ03 | cDXHP | Fans | 1616152.41 | 0
New Construction | CZ03 | cDXHP | Pumps | 4523.05 | 0
New Construction | CZ03 | cDXHP | Heat Rejection | 0 | 0
New Construction | CZ03 | cDXHP | Humidification | 0 | 0
New Construction | CZ03 | cDXHP | Heat Recovery | 0 | 0
New Construction | CZ03 | cDXHP | Water Systems | 0 | 393880.75
New Construction | CZ03 | cDXHP | Refrigeration | 0 | 0
New Construction | CZ03 | cDXHP | Generators | 0 | 0
New Construction | CZ03 | cDXHP | Total End Uses | 5637815.33 | 475420.95
New Construction | CZ04 | cDXHP | Heating | 15033.56 | 83898.25
New Construction | CZ04 | cDXHP | Cooling | 669115.87 | 0
New Construction | CZ04 | cDXHP | Interior Lighting | 817898.48 | 0
New Construction | CZ04 | cDXHP | Exterior Lighting | 0 | 0
New Construction | CZ04 | cDXHP | Interior Equipment | 2837906.7 | 0
New Construction | CZ04 | cDXHP | Exterior Equipment | 0 | 0
New Construction | CZ04 | cDXHP | Fans | 1648806.76 | 0
New Construction | CZ04 | cDXHP | Pumps | 5445.66 | 0
New Construction | CZ04 | cDXHP | Heat Rejection | 0 | 0
New Construction | CZ04 | cDXHP | Humidification | 0 | 0
New Construction | CZ04 | cDXHP | Heat Recovery | 0 | 0
New Construction | CZ04 | cDXHP | Water Systems | 0 | 380391.7
New Construction | CZ04 | cDXHP | Refrigeration | 0 | 0
New Construction | CZ04 | cDXHP | Generators | 0 | 0
New Construction | CZ04 | cDXHP | Total End Uses | 5994207.03 | 464289.95
New Construction | CZ05 | cDXHP | Heating | 17959.84 | 79686.38
New Construction | CZ05 | cDXHP | Cooling | 434036.79 | 0
New Construction | CZ05 | cDXHP | Interior Lighting | 817898.48 | 0
New Construction | CZ05 | cDXHP | Exterior Lighting | 0 | 0
New Construction | CZ05 | cDXHP | Interior Equipment | 2837906.7 | 0
New Construction | CZ05 | cDXHP | Exterior Equipment | 0 | 0
New Construction | CZ05 | cDXHP | Fans | 1594217.25 | 0
New Construction | CZ05 | cDXHP | Pumps | 4285.08 | 0
New Construction | CZ05 | cDXHP | Heat Rejection | 0 | 0
New Construction | CZ05 | cDXHP | Humidification | 0 | 0
New Construction | CZ05 | cDXHP | Heat Recovery | 0 | 0
New Construction | CZ05 | cDXHP | Water Systems | 0 | 393908.43
New Construction | CZ05 | cDXHP | Refrigeration | 0 | 0
New Construction | CZ05 | cDXHP | Generators | 0 | 0
New Construction | CZ05 | cDXHP | Total End Uses | 5706304.15 | 473594.8
New Construction | CZ06 | cDXHP | Heating | 1932.1 | 24378.26
New Construction | CZ06 | cDXHP | Cooling | 696343.74 | 0
New Construction | CZ06 | cDXHP | Interior Lighting | 817898.48 | 0
New Construction | CZ06 | cDXHP | Exterior Lighting | 0 | 0
New Construction | CZ06 | cDXHP | Interior Equipment | 2837906.7 | 0
New Construction | CZ06 | cDXHP | Exterior Equipment | 0 | 0
New Construction | CZ06 | cDXHP | Fans | 1617342.24 | 0
New Construction | CZ06 | cDXHP | Pumps | 5353.64 | 0
New Construction | CZ06 | cDXHP | Heat Rejection | 0 | 0
New Construction | CZ06 | cDXHP | Humidification | 0 | 0
New Construction | CZ06 | cDXHP | Heat Recovery | 0 | 0
New Construction | CZ06 | cDXHP | Water Systems | 0 | 362848.91
New Construction | CZ06 | cDXHP | Refrigeration | 0 | 0
New Construction | CZ06 | cDXHP | Generators | 0 | 0
New Construction | CZ06 | cDXHP | Total End Uses | 5976776.9 | 387227.16
New Construction | CZ07 | cDXHP | Heating | 1556.24 | 32724.19
New Construction | CZ07 | cDXHP | Cooling | 820730.18 | 0
New Construction | CZ07 | cDXHP | Interior Lighting | 817898.48 | 0
New Construction | CZ07 | cDXHP | Exterior Lighting | 0 | 0
New Construction | CZ07 | cDXHP | Interior Equipment | 2837906.7 | 0
New Construction | CZ07 | cDXHP | Exterior Equipment | 0 | 0
New Construction | CZ07 | cDXHP | Fans | 1593364.23 | 0
New Construction | CZ07 | cDXHP | Pumps | 5858.73 | 0
New Construction | CZ07 | cDXHP | Heat Rejection | 0 | 0
New Construction | CZ07 | cDXHP | Humidification | 0 | 0
New Construction | CZ07 | cDXHP | Heat Recovery | 0 | 0
New Construction | CZ07 | cDXHP | Water Systems | 0 | 358248.36
New Construction | CZ07 | cDXHP | Refrigeration | 0 | 0
New Construction | CZ07 | cDXHP | Generators | 0 | 0
New Construction | CZ07 | cDXHP | Total End Uses | 6077314.56 | 390972.55
New Construction | CZ08 | cDXHP | Heating | 3185.08 | 39689.12
New Construction | CZ08 | cDXHP | Cooling | 916188.77 | 0
New Construction | CZ08 | cDXHP | Interior Lighting | 817898.48 | 0
New Construction | CZ08 | cDXHP | Exterior Lighting | 0 | 0
New Construction | CZ08 | cDXHP | Interior Equipment | 2837906.7 | 0
New Construction | CZ08 | cDXHP | Exterior Equipment | 0 | 0
New Construction | CZ08 | cDXHP | Fans | 1639152.27 | 0
New Construction | CZ08 | cDXHP | Pumps | 6337.88 | 0
New Construction | CZ08 | cDXHP | Heat Rejection | 0 | 0
New Construction | CZ08 | cDXHP | Humidification | 0 | 0
New Construction | CZ08 | cDXHP | Heat Recovery | 0 | 0
New Construction | CZ08 | cDXHP | Water Systems | 0 | 357736.55
New Construction | CZ08 | cDXHP | Refrigeration | 0 | 0
New Construction | CZ08 | cDXHP | Generators | 0 | 0
New Construction | CZ08 | cDXHP | Total End Uses | 6220669.19 | 397425.67
New Construction | CZ09 | cDXHP | Heating | 2439.55 | 39079.29
New Construction | CZ09 | cDXHP | Cooling | 1002228.91 | 0
New Construction | CZ09 | cDXHP | Interior Lighting | 817898.48 | 0
New Construction | CZ09 | cDXHP | Exterior Lighting | 0 | 0
New Construction | CZ09 | cDXHP | Interior Equipment | 2837906.7 | 0
New Construction | CZ09 | cDXHP | Exterior Equipment | 0 | 0
New Construction | CZ09 | cDXHP | Fans | 1634844.76 | 0
New Construction | CZ09 | cDXHP | Pumps | 6633.65 | 0
New Construction | CZ09 | cDXHP | Heat Rejection | 0 | 0
New Construction | CZ09 | cDXHP | Humidification | 0 | 0
New Construction | CZ09 | cDXHP | Heat Recovery | 0 | 0
New Construction | CZ09 | cDXHP | Water Systems | 0 | 352800.88
New Construction | CZ09 | cDXHP | Refrigeration | 0 | 0
New Construction | CZ09 | cDXHP | Generators | 0 | 0
New Construction | CZ09 | cDXHP | Total End Uses | 6301952.06 | 391880.17
New Construction | CZ10 | cDXHP | Heating | 12842.2 | 61187.95
New Construction | CZ10 | cDXHP | Cooling | 1258992.26 | 0
New Construction | CZ10 | cDXHP | Interior Lighting | 817898.48 | 0
New Construction | CZ10 | cDXHP | Exterior Lighting | 0 | 0
New Construction | CZ10 | cDXHP | Interior Equipment | 2837906.7 | 0
New Construction | CZ10 | cDXHP | Exterior Equipment | 0 | 0
New Construction | CZ10 | cDXHP | Fans | 1726013.78 | 0
New Construction | CZ10 | cDXHP | Pumps | 7245.3 | 0
New Construction | CZ10 | cDXHP | Heat Rejection | 0 | 0
New Construction | CZ10 | cDXHP | Humidification | 0 | 0
New Construction | CZ10 | cDXHP | Heat Recovery | 0 | 0
New Construction | CZ10 | cDXHP | Water Systems | 0 | 349964.2
New Construction | CZ10 | cDXHP | Refrigeration | 0 | 0
New Construction | CZ10 | cDXHP | Generators | 0 | 0
New Construction | CZ10 | cDXHP | Total End Uses | 6660898.72 | 411152.15
New Construction | CZ11 | cDXHP | Heating | 39228.94 | 137011.84
New Construction | CZ11 | cDXHP | Cooling | 1241140.16 | 0
New Construction | CZ11 | cDXHP | Interior Lighting | 817898.48 | 0
New Construction | CZ11 | cDXHP | Exterior Lighting | 0 | 0
New Construction | CZ11 | cDXHP | Interior Equipment | 2837906.7 | 0
New Construction | CZ11 | cDXHP | Exterior Equipment | 0 | 0
New Construction | CZ11 | cDXHP | Fans | 1696240.35 | 0
New Construction | CZ11 | cDXHP | Pumps | 6818.05 | 0
New Construction | CZ11 | cDXHP | Heat Rejection | 0 | 0
New Construction | CZ11 | cDXHP | Humidification | 0 | 0
New Construction | CZ11 | cDXHP | Heat Recovery | 0 | 0
New Construction | CZ11 | cDXHP | Water Systems | 0 | 357802.37
New Construction | CZ11 | cDXHP | Refrigeration | 0 | 0
New Construction | CZ11 | cDXHP | Generators | 0 | 0
New Construction | CZ11 | cDXHP | Total End Uses | 6639232.69 | 494814.2
New Construction | CZ12 | cDXHP | Heating | 40086.13 | 125703.83
New Construction | CZ12 | cDXHP | Cooling | 1044681.23 | 0
New Construction | CZ12 | cDXHP | Interior Lighting | 817898.48 | 0
New Construction | CZ12 | cDXHP | Exterior Lighting | 0 | 0
New Construction | CZ12 | cDXHP | Interior Equipment | 2837906.7 | 0
New Construction | CZ12 | cDXHP | Exterior Equipment | 0 | 0
New Construction | CZ12 | cDXHP | Fans | 1628389.15 | 0
New Construction | CZ12 | cDXHP | Pumps | 6376.11 | 0
New Construction | CZ12 | cDXHP | Heat Rejection | 0 | 0
New Construction | CZ12 | cDXHP | Humidification | 0 | 0
New Construction | CZ12 | cDXHP | Heat Recovery | 0 | 0
New Construction | CZ12 | cDXHP | Water Systems | 0 | 367848.4
New Construction | CZ12 | cDXHP | Refrigeration | 0 | 0
New Construction | CZ12 | cDXHP | Generators | 0 | 0
New Construction | CZ12 | cDXHP | Total End Uses | 6375337.81 | 493552.24
New Construction | CZ13 | cDXHP | Heating | 26587.87 | 112266.29
New Construction | CZ13 | cDXHP | Cooling | 1356013.26 | 0
New Construction | CZ13 | cDXHP | Interior Lighting | 817898.48 | 0
New Construction | CZ13 | cDXHP | Exterior Lighting | 0 | 0
New Construction | CZ13 | cDXHP | Interior Equipment | 2837906.7 | 0
New Construction | CZ13 | cDXHP | Exterior Equipment | 0 | 0
New Construction | CZ13 | cDXHP | Fans | 1664035.15 | 0
New Construction | CZ13 | cDXHP | Pumps | 7062.21 | 0
New Construction | CZ13 | cDXHP | Heat Rejection | 0 | 0
New Construction | CZ13 | cDXHP | Humidification | 0 | 0
New Construction | CZ13 | cDXHP | Heat Recovery | 0 | 0
New Construction | CZ13 | cDXHP | Water Systems | 0 | 347423.92
New Construction | CZ13 | cDXHP | Refrigeration | 0 | 0
New Construction | CZ13 | cDXHP | Generators | 0 | 0
New Construction | CZ13 | cDXHP | Total End Uses | 6709503.67 | 459690.21
New Construction | CZ14 | cDXHP | Heating | 19291.88 | 78715.59
New Construction | CZ14 | cDXHP | Cooling | 1692388.48 | 0
New Construction | CZ14 | cDXHP | Interior Lighting | 817898.48 | 0
New Construction | CZ14 | cDXHP | Exterior Lighting | 0 | 0
New Construction | CZ14 | cDXHP | Interior Equipment | 2837906.7 | 0
New Construction | CZ14 | cDXHP | Exterior Equipment | 0 | 0
New Construction | CZ14 | cDXHP | Fans | 1798129.96 | 0
New Construction | CZ14 | cDXHP | Pumps | 7347.79 | 0
New Construction | CZ14 | cDXHP | Heat Rejection | 0 | 0
New Construction | CZ14 | cDXHP | Humidification | 0 | 0
New Construction | CZ14 | cDXHP | Heat Recovery | 0 | 0
New Construction | CZ14 | cDXHP | Water Systems | 0 | 329836.35
New Construction | CZ14 | cDXHP | Refrigeration | 0 | 0
New Construction | CZ14 | cDXHP | Generators | 0 | 0
New Construction | CZ14 | cDXHP | Total End Uses | 7172963.29 | 408551.94
New Construction | CZ15 | cDXHP | Heating | 4258.83 | 38691.13
New Construction | CZ15 | cDXHP | Cooling | 2300723.31 | 0
New Construction | CZ15 | cDXHP | Interior Lighting | 817898.48 | 0
New Construction | CZ15 | cDXHP | Exterior Lighting | 0 | 0
New Construction | CZ15 | cDXHP | Interior Equipment | 2837906.7 | 0
New Construction | CZ15 | cDXHP | Exterior Equipment | 0 | 0
New Construction | CZ15 | cDXHP | Fans | 1712905.49 | 0
New Construction | CZ15 | cDXHP | Pumps | 9379.3 | 0
New Construction | CZ15 | cDXHP | Heat Rejection | 0 | 0
New Construction | CZ15 | cDXHP | Humidification | 0 | 0
New Construction | CZ15 | cDXHP | Heat Recovery | 0 | 0
New Construction | CZ15 | cDXHP | Water Systems | 0 | 292871.7
New Construction | CZ15 | cDXHP | Refrigeration | 0 | 0
New Construction | CZ15 | cDXHP | Generators | 0 | 0
New Construction | CZ15 | cDXHP | Total End Uses | 7683072.13 | 331562.82
New Construction | CZ16 | cDXHP | Heating | 100874.16 | 196556.48
New Construction | CZ16 | cDXHP | Cooling | 1134656.61 | 0
New Construction | CZ16 | cDXHP | Interior Lighting | 817898.48 | 0
New Construction | CZ16 | cDXHP | Exterior Lighting | 0 | 0
New Construction | CZ16 | cDXHP | Interior Equipment | 2837906.7 | 0
New Construction | CZ16 | cDXHP | Exterior Equipment | 0 | 0
New Construction | CZ16 | cDXHP | Fans | 1918554.56 | 0
New Construction | CZ16 | cDXHP | Pumps | 4865.13 | 0
New Construction | CZ16 | cDXHP | Heat Rejection | 0 | 0
New Construction | CZ16 | cDXHP | Humidification | 0 | 0
New Construction | CZ16 | cDXHP | Heat Recovery | 0 | 0
New Construction | CZ16 | cDXHP | Water Systems | 0 | 388980.17
New Construction | CZ16 | cDXHP | Refrigeration | 0 | 0
New Construction | CZ16 | cDXHP | Generators | 0 | 0
New Construction | CZ16 | cDXHP | Total End Uses | 6814755.64 | 585536.65
Existing | CZ01 | cDXOH | Heating | 0 | 231895.58
Existing | CZ01 | cDXOH | Cooling | 70126.51 | 0
Existing | CZ01 | cDXOH | Interior Lighting | 1583207.8 | 0
Existing | CZ01 | cDXOH | Exterior Lighting | 0 | 0
Existing | CZ01 | cDXOH | Interior Equipment | 2837906.7 | 0
Existing | CZ01 | cDXOH | Exterior Equipment | 0 | 0
Existing | CZ01 | cDXOH | Fans | 2454802.01 | 0
Existing | CZ01 | cDXOH | Pumps | 2484.07 | 0
Existing | CZ01 | cDXOH | Heat Rejection | 0 | 0
Existing | CZ01 | cDXOH | Humidification | 0 | 0
Existing | CZ01 | cDXOH | Heat Recovery | 0 | 0
Existing | CZ01 | cDXOH | Water Systems | 0 | 430338.29
Existing | CZ01 | cDXOH | Refrigeration | 0 | 0
Existing | CZ01 | cDXOH | Generators | 0 | 0
Existing | CZ01 | cDXOH | Total End Uses | 6948527.1 | 662233.88
Existing | CZ02 | cDXOH | Heating | 0 | 169402.35
Existing | CZ02 | cDXOH | Cooling | 871127.54 | 0
Existing | CZ02 | cDXOH | Interior Lighting | 1583207.8 | 0
Existing | CZ02 | cDXOH | Exterior Lighting | 0 | 0
Existing | CZ02 | cDXOH | Interior Equipment | 2837906.7 | 0
Existing | CZ02 | cDXOH | Exterior Equipment | 0 | 0
Existing | CZ02 | cDXOH | Fans | 2745908.87 | 0
Existing | CZ02 | cDXOH | Pumps | 7305.47 | 0
Existing | CZ02 | cDXOH | Heat Rejection | 0 | 0
Existing | CZ02 | cDXOH | Humidification | 0 | 0
Existing | CZ02 | cDXOH | Heat Recovery | 0 | 0
Existing | CZ02 | cDXOH | Water Systems | 0 | 395496.21
Existing | CZ02 | cDXOH | Refrigeration | 0 | 0
Existing | CZ02 | cDXOH | Generators | 0 | 0
Existing | CZ02 | cDXOH | Total End Uses | 8045456.39 | 564898.56
Existing | CZ03 | cDXOH | Heating | 0 | 103725.1
Existing | CZ03 | cDXOH | Cooling | 541096.74 | 0
Existing | CZ03 | cDXOH | Interior Lighting | 1583207.8 | 0
Existing | CZ03 | cDXOH | Exterior Lighting | 0 | 0
Existing | CZ03 | cDXOH | Interior Equipment | 2837906.7 | 0
Existing | CZ03 | cDXOH | Exterior Equipment | 0 | 0
Existing | CZ03 | cDXOH | Fans | 2686852.09 | 0
Existing | CZ03 | cDXOH | Pumps | 6906.25 | 0
Existing | CZ03 | cDXOH | Heat Rejection | 0 | 0
Existing | CZ03 | cDXOH | Humidification | 0 | 0
Existing | CZ03 | cDXOH | Heat Recovery | 0 | 0
Existing | CZ03 | cDXOH | Water Systems | 0 | 393957.22
Existing | CZ03 | cDXOH | Refrigeration | 0 | 0
Existing | CZ03 | cDXOH | Generators | 0 | 0
Existing | CZ03 | cDXOH | Total End Uses | 7655969.58 | 497682.32
Existing | CZ04 | cDXOH | Heating | 0 | 104273.53
Existing | CZ04 | cDXOH | Cooling | 1038808.15 | 0
Existing | CZ04 | cDXOH | Interior Lighting | 1583207.8 | 0
Existing | CZ04 | cDXOH | Exterior Lighting | 0 | 0
Existing | CZ04 | cDXOH | Interior Equipment | 2837906.7 | 0
Existing | CZ04 | cDXOH | Exterior Equipment | 0 | 0
Existing | CZ04 | cDXOH | Fans | 2765751.96 | 0
Existing | CZ04 | cDXOH | Pumps | 8327.28 | 0
Existing | CZ04 | cDXOH | Heat Rejection | 0 | 0
Existing | CZ04 | cDXOH | Humidification | 0 | 0
Existing | CZ04 | cDXOH | Heat Recovery | 0 | 0
Existing | CZ04 | cDXOH | Water Systems | 0 | 380457.46
Existing | CZ04 | cDXOH | Refrigeration | 0 | 0
Existing | CZ04 | cDXOH | Generators | 0 | 0
Existing | CZ04 | cDXOH | Total End Uses | 8234001.88 | 484730.99
Existing | CZ05 | cDXOH | Heating | 0 | 94163.6
Existing | CZ05 | cDXOH | Cooling | 695021.49 | 0
Existing | CZ05 | cDXOH | Interior Lighting | 1583207.8 | 0
Existing | CZ05 | cDXOH | Exterior Lighting | 0 | 0
Existing | CZ05 | cDXOH | Interior Equipment | 2837906.7 | 0
Existing | CZ05 | cDXOH | Exterior Equipment | 0 | 0
Existing | CZ05 | cDXOH | Fans | 2664314.22 | 0
Existing | CZ05 | cDXOH | Pumps | 6520.13 | 0
Existing | CZ05 | cDXOH | Heat Rejection | 0 | 0
Existing | CZ05 | cDXOH | Humidification | 0 | 0
Existing | CZ05 | cDXOH | Heat Recovery | 0 | 0
Existing | CZ05 | cDXOH | Water Systems | 0 | 393966.03
Existing | CZ05 | cDXOH | Refrigeration | 0 | 0
Existing | CZ05 | cDXOH | Generators | 0 | 0
Existing | CZ05 | cDXOH | Total End Uses | 7786970.34 | 488129.63
Existing | CZ06 | cDXOH | Heating | 0 | 29017.75
Existing | CZ06 | cDXOH | Cooling | 1108093.29 | 0
Existing | CZ06 | cDXOH | Interior Lighting | 1583207.8 | 0
Existing | CZ06 | cDXOH | Exterior Lighting | 0 | 0
Existing | CZ06 | cDXOH | Interior Equipment | 2837906.7 | 0
Existing | CZ06 | cDXOH | Exterior Equipment | 0 | 0
Existing | CZ06 | cDXOH | Fans | 2678603.08 | 0
Existing | CZ06 | cDXOH | Pumps | 8475.59 | 0
Existing | CZ06 | cDXOH | Heat Rejection | 0 | 0
Existing | CZ06 | cDXOH | Humidification | 0 | 0
Existing | CZ06 | cDXOH | Heat Recovery | 0 | 0
Existing | CZ06 | cDXOH | Water Systems | 0 | 362966.27
Existing | CZ06 | cDXOH | Refrigeration | 0 | 0
Existing | CZ06 | cDXOH | Generators | 0 | 0
Existing | CZ06 | cDXOH | Total End Uses | 8216286.47 | 391984.02
Existing | CZ07 | cDXOH | Heating | 0 | 24718.38
Existing | CZ07 | cDXOH | Cooling | 1238291.96 | 0
Existing | CZ07 | cDXOH | Interior Lighting | 1583207.8 | 0
Existing | CZ07 | cDXOH | Exterior Lighting | 0 | 0
Existing | CZ07 | cDXOH | Interior Equipment | 2837906.7 | 0
Existing | CZ07 | cDXOH | Exterior Equipment | 0 | 0
Existing | CZ07 | cDXOH | Fans | 2625339.42 | 0
Existing | CZ07 | cDXOH | Pumps | 8928.15 | 0
Existing | CZ07 | cDXOH | Heat Rejection | 0 | 0
Existing | CZ07 | cDXOH | Humidification | 0 | 0
Existing | CZ07 | cDXOH | Heat Recovery | 0 | 0
Existing | CZ07 | cDXOH | Water Systems | 0 | 358348.68
Existing | CZ07 | cDXOH | Refrigeration | 0 | 0
Existing | CZ07 | cDXOH | Generators | 0 | 0
Existing | CZ07 | cDXOH | Total End Uses | 8293674.03 | 383067.06
Existing | CZ08 | cDXOH | Heating | 0 | 44333.84
Existing | CZ08 | cDXOH | Cooling | 1438507.13 | 0
Existing | CZ08 | cDXOH | Interior Lighting | 1583207.8 | 0
Existing | CZ08 | cDXOH | Exterior Lighting | 0 | 0
Existing | CZ08 | cDXOH | Interior Equipment | 2837906.7 | 0
Existing | CZ08 | cDXOH | Exterior Equipment | 0 | 0
Existing | CZ08 | cDXOH | Fans | 2739002.86 | 0
Existing | CZ08 | cDXOH | Pumps | 9720.14 | 0
Existing | CZ08 | cDXOH | Heat Rejection | 0 | 0
Existing | CZ08 | cDXOH | Humidification | 0 | 0
Existing | CZ08 | cDXOH | Heat Recovery | 0 | 0
Existing | CZ08 | cDXOH | Water Systems | 0 | 357820.75
Existing | CZ08 | cDXOH | Refrigeration | 0 | 0
Existing | CZ08 | cDXOH | Generators | 0 | 0
Existing | CZ08 | cDXOH | Total End Uses | 8608344.63 | 402154.59
Existing | CZ09 | cDXOH | Heating | 0 | 40445.54
Existing | CZ09 | cDXOH | Cooling | 1628368.49 | 0
Existing | CZ09 | cDXOH | Interior Lighting | 1583207.8 | 0
Existing | CZ09 | cDXOH | Exterior Lighting | 0 | 0
Existing | CZ09 | cDXOH | Interior Equipment | 2837906.7 | 0
Existing | CZ09 | cDXOH | Exterior Equipment | 0 | 0
Existing | CZ09 | cDXOH | Fans | 2876781.04 | 0
Existing | CZ09 | cDXOH | Pumps | 10455.28 | 0
Existing | CZ09 | cDXOH | Heat Rejection | 0 | 0
Existing | CZ09 | cDXOH | Humidification | 0 | 0
Existing | CZ09 | cDXOH | Heat Recovery | 0 | 0
Existing | CZ09 | cDXOH | Water Systems | 0 | 352890.38
Existing | CZ09 | cDXOH | Refrigeration | 0 | 0
Existing | CZ09 | cDXOH | Generators | 0 | 0
Existing | CZ09 | cDXOH | Total End Uses | 8936719.31 | 393335.93
Existing | CZ10 | cDXOH | Heating | 0 | 67735.44
Existing | CZ10 | cDXOH | Cooling | 1805698.82 | 0
Existing | CZ10 | cDXOH | Interior Lighting | 1583207.8 | 0
Existing | CZ10 | cDXOH | Exterior Lighting | 0 | 0
Existing | CZ10 | cDXOH | Interior Equipment | 2837906.7 | 0
Existing | CZ10 | cDXOH | Exterior Equipment | 0 | 0
Existing | CZ10 | cDXOH | Fans | 2701472.33 | 0
Existing | CZ10 | cDXOH | Pumps | 10137.15 | 0
Existing | CZ10 | cDXOH | Heat Rejection | 0 | 0
Existing | CZ10 | cDXOH | Humidification | 0 | 0
Existing | CZ10 | cDXOH | Heat Recovery | 0 | 0
Existing | CZ10 | cDXOH | Water Systems | 0 | 350057.92
Existing | CZ10 | cDXOH | Refrigeration | 0 | 0
Existing | CZ10 | cDXOH | Generators | 0 | 0
Existing | CZ10 | cDXOH | Total End Uses | 8938422.8 | 417793.36
Existing | CZ11 | cDXOH | Heating | 0 | 169153.56
Existing | CZ11 | cDXOH | Cooling | 1879420.05 | 0
Existing | CZ11 | cDXOH | Interior Lighting | 1583207.8 | 0
Existing | CZ11 | cDXOH | Exterior Lighting | 0 | 0
Existing | CZ11 | cDXOH | Interior Equipment | 2837906.7 | 0
Existing | CZ11 | cDXOH | Exterior Equipment | 0 | 0
Existing | CZ11 | cDXOH | Fans | 2914286.4 | 0
Existing | CZ11 | cDXOH | Pumps | 9579.78 | 0
Existing | CZ11 | cDXOH | Heat Rejection | 0 | 0
Existing | CZ11 | cDXOH | Humidification | 0 | 0
Existing | CZ11 | cDXOH | Heat Recovery | 0 | 0
Existing | CZ11 | cDXOH | Water Systems | 0 | 357855.22
Existing | CZ11 | cDXOH | Refrigeration | 0 | 0
Existing | CZ11 | cDXOH | Generators | 0 | 0
Existing | CZ11 | cDXOH | Total End Uses | 9224400.73 | 527008.77
Existing | CZ12 | cDXOH | Heating | 0 | 151448.29
Existing | CZ12 | cDXOH | Cooling | 1569023.47 | 0
Existing | CZ12 | cDXOH | Interior Lighting | 1583207.8 | 0
Existing | CZ12 | cDXOH | Exterior Lighting | 0 | 0
Existing | CZ12 | cDXOH | Interior Equipment | 2837906.7 | 0
Existing | CZ12 | cDXOH | Exterior Equipment | 0 | 0
Existing | CZ12 | cDXOH | Fans | 2733662.43 | 0
Existing | CZ12 | cDXOH | Pumps | 8581.46 | 0
Existing | CZ12 | cDXOH | Heat Rejection | 0 | 0
Existing | CZ12 | cDXOH | Humidification | 0 | 0
Existing | CZ12 | cDXOH | Heat Recovery | 0 | 0
Existing | CZ12 | cDXOH | Water Systems | 0 | 367940.42
Existing | CZ12 | cDXOH | Refrigeration | 0 | 0
Existing | CZ12 | cDXOH | Generators | 0 | 0
Existing | CZ12 | cDXOH | Total End Uses | 8732381.85 | 519388.72
Existing | CZ13 | cDXOH | Heating | 0 | 131553.06
Existing | CZ13 | cDXOH | Cooling | 2033591.85 | 0
Existing | CZ13 | cDXOH | Interior Lighting | 1583207.8 | 0
Existing | CZ13 | cDXOH | Exterior Lighting | 0 | 0
Existing | CZ13 | cDXOH | Interior Equipment | 2837906.7 | 0
Existing | CZ13 | cDXOH | Exterior Equipment | 0 | 0
Existing | CZ13 | cDXOH | Fans | 2820370.69 | 0
Existing | CZ13 | cDXOH | Pumps | 9689.94 | 0
Existing | CZ13 | cDXOH | Heat Rejection | 0 | 0
Existing | CZ13 | cDXOH | Humidification | 0 | 0
Existing | CZ13 | cDXOH | Heat Recovery | 0 | 0
Existing | CZ13 | cDXOH | Water Systems | 0 | 347482.68
Existing | CZ13 | cDXOH | Refrigeration | 0 | 0
Existing | CZ13 | cDXOH | Generators | 0 | 0
Existing | CZ13 | cDXOH | Total End Uses | 9284766.98 | 479035.74
Existing | CZ14 | cDXOH | Heating | 0 | 85908.03
Existing | CZ14 | cDXOH | Cooling | 2521293.42 | 0
Existing | CZ14 | cDXOH | Interior Lighting | 1583207.8 | 0
Existing | CZ14 | cDXOH | Exterior Lighting | 0 | 0
Existing | CZ14 | cDXOH | Interior Equipment | 2837906.7 | 0
Existing | CZ14 | cDXOH | Exterior Equipment | 0 | 0
Existing | CZ14 | cDXOH | Fans | 3035025.03 | 0
Existing | CZ14 | cDXOH | Pumps | 10829.61 | 0
Existing | CZ14 | cDXOH | Heat Rejection | 0 | 0
Existing | CZ14 | cDXOH | Humidification | 0 | 0
Existing | CZ14 | cDXOH | Heat Recovery | 0 | 0
Existing | CZ14 | cDXOH | Water Systems | 0 | 329898.04
Existing | CZ14 | cDXOH | Refrigeration | 0 | 0
Existing | CZ14 | cDXOH | Generators | 0 | 0
Existing | CZ14 | cDXOH | Total End Uses | 9988262.56 | 415806.06
Existing | CZ15 | cDXOH | Heating | 0 | 36768.55
Existing | CZ15 | cDXOH | Cooling | 3324697.73 | 0
Existing | CZ15 | cDXOH | Interior Lighting | 1583207.8 | 0
Existing | CZ15 | cDXOH | Exterior Lighting | 0 | 0
Existing | CZ15 | cDXOH | Interior Equipment | 2837906.7 | 0
Existing | CZ15 | cDXOH | Exterior Equipment | 0 | 0
Existing | CZ15 | cDXOH | Fans | 2853725.59 | 0
Existing | CZ15 | cDXOH | Pumps | 13483.33 | 0
Existing | CZ15 | cDXOH | Heat Rejection | 0 | 0
Existing | CZ15 | cDXOH | Humidification | 0 | 0
Existing | CZ15 | cDXOH | Heat Recovery | 0 | 0
Existing | CZ15 | cDXOH | Water Systems | 0 | 292934.13
Existing | CZ15 | cDXOH | Refrigeration | 0 | 0
Existing | CZ15 | cDXOH | Generators | 0 | 0
Existing | CZ15 | cDXOH | Total End Uses | 10613021.16 | 329702.68
Existing | CZ16 | cDXOH | Heating | 0 | 222994.6
Existing | CZ16 | cDXOH | Cooling | 1709396.93 | 0
Existing | CZ16 | cDXOH | Interior Lighting | 1583207.8 | 0
Existing | CZ16 | cDXOH | Exterior Lighting | 0 | 0
Existing | CZ16 | cDXOH | Interior Equipment | 2837906.7 | 0
Existing | CZ16 | cDXOH | Exterior Equipment | 0 | 0
Existing | CZ16 | cDXOH | Fans | 3201191.95 | 0
Existing | CZ16 | cDXOH | Pumps | 7621.87 | 0
Existing | CZ16 | cDXOH | Heat Rejection | 0 | 0
Existing | CZ16 | cDXOH | Humidification | 0 | 0
Existing | CZ16 | cDXOH | Heat Recovery | 0 | 0
Existing | CZ16 | cDXOH | Water Systems | 0 | 388991.49
Existing | CZ16 | cDXOH | Refrigeration | 0 | 0
Existing | CZ16 | cDXOH | Generators | 0 | 0
Existing | CZ16 | cDXOH | Total End Uses | 9339325.26 | 611986.09
New Construction | CZ01 | cDXOH | Heating | 0 | 186706.82
New Construction | CZ01 | cDXOH | Cooling | 42890.14 | 0
New Construction | CZ01 | cDXOH | Interior Lighting | 817898.48 | 0
New Construction | CZ01 | cDXOH | Exterior Lighting | 0 | 0
New Construction | CZ01 | cDXOH | Interior Equipment | 2837906.7 | 0
New Construction | CZ01 | cDXOH | Exterior Equipment | 0 | 0
New Construction | CZ01 | cDXOH | Fans | 1519586.77 | 0
New Construction | CZ01 | cDXOH | Pumps | 1681.25 | 0
New Construction | CZ01 | cDXOH | Heat Rejection | 0 | 0
New Construction | CZ01 | cDXOH | Humidification | 0 | 0
New Construction | CZ01 | cDXOH | Heat Recovery | 0 | 0
New Construction | CZ01 | cDXOH | Water Systems | 0 | 430333.97
New Construction | CZ01 | cDXOH | Refrigeration | 0 | 0
New Construction | CZ01 | cDXOH | Generators | 0 | 0
New Construction | CZ01 | cDXOH | Total End Uses | 5219963.35 | 617040.79
New Construction | CZ02 | cDXOH | Heating | 0 | 134166.96
New Construction | CZ02 | cDXOH | Cooling | 564586.53 | 0
New Construction | CZ02 | cDXOH | Interior Lighting | 817898.48 | 0
New Construction | CZ02 | cDXOH | Exterior Lighting | 0 | 0
New Construction | CZ02 | cDXOH | Interior Equipment | 2837906.7 | 0
New Construction | CZ02 | cDXOH | Exterior Equipment | 0 | 0
New Construction | CZ02 | cDXOH | Fans | 1644931.2 | 0
New Construction | CZ02 | cDXOH | Pumps | 4790.06 | 0
New Construction | CZ02 | cDXOH | Heat Rejection | 0 | 0
New Construction | CZ02 | cDXOH | Humidification | 0 | 0
New Construction | CZ02 | cDXOH | Heat Recovery | 0 | 0
New Construction | CZ02 | cDXOH | Water Systems | 0 | 395478.24
New Construction | CZ02 | cDXOH | Refrigeration | 0 | 0
New Construction | CZ02 | cDXOH | Generators | 0 | 0
New Construction | CZ02 | cDXOH | Total End Uses | 5870112.97 | 529645.2
New Construction | CZ03 | cDXOH | Heating | 0 | 81543.33
New Construction | CZ03 | cDXOH | Cooling | 346916.13 | 0
New Construction | CZ03 | cDXOH | Interior Lighting | 817898.48 | 0
New Construction | CZ03 | cDXOH | Exterior Lighting | 0 | 0
New Construction | CZ03 | cDXOH | Interior Equipment | 2837906.7 | 0
New Construction | CZ03 | cDXOH | Exterior Equipment | 0 | 0
New Construction | CZ03 | cDXOH | Fans | 1616238.48 | 0
New Construction | CZ03 | cDXOH | Pumps | 4523.04 | 0
New Construction | CZ03 | cDXOH | Heat Rejection | 0 | 0
New Construction | CZ03 | cDXOH | Humidification | 0 | 0
New Construction | CZ03 | cDXOH | Heat Recovery | 0 | 0
New Construction | CZ03 | cDXOH | Water Systems | 0 | 393894.3
New Construction | CZ03 | cDXOH | Refrigeration | 0 | 0
New Construction | CZ03 | cDXOH | Generators | 0 | 0
New Construction | CZ03 | cDXOH | Total End Uses | 5623482.83 | 475437.63
New Construction | CZ04 | cDXOH | Heating | 0 | 83897.8
New Construction | CZ04 | cDXOH | Cooling | 670810.27 | 0
New Construction | CZ04 | cDXOH | Interior Lighting | 817898.48 | 0
New Construction | CZ04 | cDXOH | Exterior Lighting | 0 | 0
New Construction | CZ04 | cDXOH | Interior Equipment | 2837906.7 | 0
New Construction | CZ04 | cDXOH | Exterior Equipment | 0 | 0
New Construction | CZ04 | cDXOH | Fans | 1648873.68 | 0
New Construction | CZ04 | cDXOH | Pumps | 5445.6 | 0
New Construction | CZ04 | cDXOH | Heat Rejection | 0 | 0
New Construction | CZ04 | cDXOH | Humidification | 0 | 0
New Construction | CZ04 | cDXOH | Heat Recovery | 0 | 0
New Construction | CZ04 | cDXOH | Water Systems | 0 | 380383.86
New Construction | CZ04 | cDXOH | Refrigeration | 0 | 0
New Construction | CZ04 | cDXOH | Generators | 0 | 0
New Construction | CZ04 | cDXOH | Total End Uses | 5980934.73 | 464281.67
New Construction | CZ05 | cDXOH | Heating | 0 | 79685.45
New Construction | CZ05 | cDXOH | Cooling | 437114.93 | 0
New Construction | CZ05 | cDXOH | Interior Lighting | 817898.48 | 0
New Construction | CZ05 | cDXOH | Exterior Lighting | 0 | 0
New Construction | CZ05 | cDXOH | Interior Equipment | 2837906.7 | 0
New Construction | CZ05 | cDXOH | Exterior Equipment | 0 | 0
New Construction | CZ05 | cDXOH | Fans | 1594220 | 0
New Construction | CZ05 | cDXOH | Pumps | 4285.07 | 0
New Construction | CZ05 | cDXOH | Heat Rejection | 0 | 0
New Construction | CZ05 | cDXOH | Humidification | 0 | 0
New Construction | CZ05 | cDXOH | Heat Recovery | 0 | 0
New Construction | CZ05 | cDXOH | Water Systems | 0 | 393923.91
New Construction | CZ05 | cDXOH | Refrigeration | 0 | 0
New Construction | CZ05 | cDXOH | Generators | 0 | 0
New Construction | CZ05 | cDXOH | Total End Uses | 5691425.19 | 473609.37
New Construction | CZ06 | cDXOH | Heating | 0 | 24378.88
New Construction | CZ06 | cDXOH | Cooling | 715596.14 | 0
New Construction | CZ06 | cDXOH | Interior Lighting | 817898.48 | 0
New Construction | CZ06 | cDXOH | Exterior Lighting | 0 | 0
New Construction | CZ06 | cDXOH | Interior Equipment | 2837906.7 | 0
New Construction | CZ06 | cDXOH | Exterior Equipment | 0 | 0
New Construction | CZ06 | cDXOH | Fans | 1617318.44 | 0
New Construction | CZ06 | cDXOH | Pumps | 5353.64 | 0
New Construction | CZ06 | cDXOH | Heat Rejection | 0 | 0
New Construction | CZ06 | cDXOH | Humidification | 0 | 0
New Construction | CZ06 | cDXOH | Heat Recovery | 0 | 0
New Construction | CZ06 | cDXOH | Water Systems | 0 | 362874.61
New Construction | CZ06 | cDXOH | Refrigeration | 0 | 0
New Construction | CZ06 | cDXOH | Generators | 0 | 0
New Construction | CZ06 | cDXOH | Total End Uses | 5994073.41 | 387253.49
New Construction | CZ07 | cDXOH | Heating | 0 | 32724.17
New Construction | CZ07 | cDXOH | Cooling | 833034.09 | 0
New Construction | CZ07 | cDXOH | Interior Lighting | 817898.48 | 0
New Construction | CZ07 | cDXOH | Exterior Lighting | 0 | 0
New Construction | CZ07 | cDXOH | Interior Equipment | 2837906.7 | 0
New Construction | CZ07 | cDXOH | Exterior Equipment | 0 | 0
New Construction | CZ07 | cDXOH | Fans | 1593382.63 | 0
New Construction | CZ07 | cDXOH | Pumps | 5858.73 | 0
New Construction | CZ07 | cDXOH | Heat Rejection | 0 | 0
New Construction | CZ07 | cDXOH | Humidification | 0 | 0
New Construction | CZ07 | cDXOH | Heat Recovery | 0 | 0
New Construction | CZ07 | cDXOH | Water Systems | 0 | 358224.7
New Construction | CZ07 | cDXOH | Refrigeration | 0 | 0
New Construction | CZ07 | cDXOH | Generators | 0 | 0
New Construction | CZ07 | cDXOH | Total End Uses | 6088080.63 | 390948.88
New Construction | CZ08 | cDXOH | Heating | 0 | 39690.03
New Construction | CZ08 | cDXOH | Cooling | 923636.2 | 0
New Construction | CZ08 | cDXOH | Interior Lighting | 817898.48 | 0
New Construction | CZ08 | cDXOH | Exterior Lighting | 0 | 0
New Construction | CZ08 | cDXOH | Interior Equipment | 2837906.7 | 0
New Construction | CZ08 | cDXOH | Exterior Equipment | 0 | 0
New Construction | CZ08 | cDXOH | Fans | 1639154.45 | 0
New Construction | CZ08 | cDXOH | Pumps | 6337.87 | 0
New Construction | CZ08 | cDXOH | Heat Rejection | 0 | 0
New Construction | CZ08 | cDXOH | Humidification | 0 | 0
New Construction | CZ08 | cDXOH | Heat Recovery | 0 | 0
New Construction | CZ08 | cDXOH | Water Systems | 0 | 357736.74
New Construction | CZ08 | cDXOH | Refrigeration | 0 | 0
New Construction | CZ08 | cDXOH | Generators | 0 | 0
New Construction | CZ08 | cDXOH | Total End Uses | 6224933.71 | 397426.77
New Construction | CZ09 | cDXOH | Heating | 0 | 39078.76
New Construction | CZ09 | cDXOH | Cooling | 1011898.15 | 0
New Construction | CZ09 | cDXOH | Interior Lighting | 817898.48 | 0
New Construction | CZ09 | cDXOH | Exterior Lighting | 0 | 0
New Construction | CZ09 | cDXOH | Interior Equipment | 2837906.7 | 0
New Construction | CZ09 | cDXOH | Exterior Equipment | 0 | 0
New Construction | CZ09 | cDXOH | Fans | 1634854.54 | 0
New Construction | CZ09 | cDXOH | Pumps | 6633.66 | 0
New Construction | CZ09 | cDXOH | Heat Rejection | 0 | 0
New Construction | CZ09 | cDXOH | Humidification | 0 | 0
New Construction | CZ09 | cDXOH | Heat Recovery | 0 | 0
New Construction | CZ09 | cDXOH | Water Systems | 0 | 352800.85
New Construction | CZ09 | cDXOH | Refrigeration | 0 | 0
New Construction | CZ09 | cDXOH | Generators | 0 | 0
New Construction | CZ09 | cDXOH | Total End Uses | 6309191.54 | 391879.61
New Construction | CZ10 | cDXOH | Heating | 0 | 61199.64
New Construction | CZ10 | cDXOH | Cooling | 1256859.3 | 0
New Construction | CZ10 | cDXOH | Interior Lighting | 817898.48 | 0
New Construction | CZ10 | cDXOH | Exterior Lighting | 0 | 0
New Construction | CZ10 | cDXOH | Interior Equipment | 2837906.7 | 0
New Construction | CZ10 | cDXOH | Exterior Equipment | 0 | 0
New Construction | CZ10 | cDXOH | Fans | 1726017.48 | 0
New Construction | CZ10 | cDXOH | Pumps | 7245.33 | 0
New Construction | CZ10 | cDXOH | Heat Rejection | 0 | 0
New Construction | CZ10 | cDXOH | Humidification | 0 | 0
New Construction | CZ10 | cDXOH | Heat Recovery | 0 | 0
New Construction | CZ10 | cDXOH | Water Systems | 0 | 349967.18
New Construction | CZ10 | cDXOH | Refrigeration | 0 | 0
New Construction | CZ10 | cDXOH | Generators | 0 | 0
New Construction | CZ10 | cDXOH | Total End Uses | 6645927.29 | 411166.83
New Construction | CZ11 | cDXOH | Heating | 0 | 137016.74
New Construction | CZ11 | cDXOH | Cooling | 1227982.89 | 0
New Construction | CZ11 | cDXOH | Interior Lighting | 817898.48 | 0
New Construction | CZ11 | cDXOH | Exterior Lighting | 0 | 0
New Construction | CZ11 | cDXOH | Interior Equipment | 2837906.7 | 0
New Construction | CZ11 | cDXOH | Exterior Equipment | 0 | 0
New Construction | CZ11 | cDXOH | Fans | 1697277.11 | 0
New Construction | CZ11 | cDXOH | Pumps | 6817.44 | 0
New Construction | CZ11 | cDXOH | Heat Rejection | 0 | 0
New Construction | CZ11 | cDXOH | Humidification | 0 | 0
New Construction | CZ11 | cDXOH | Heat Recovery | 0 | 0
New Construction | CZ11 | cDXOH | Water Systems | 0 | 357831.31
New Construction | CZ11 | cDXOH | Refrigeration | 0 | 0
New Construction | CZ11 | cDXOH | Generators | 0 | 0
New Construction | CZ11 | cDXOH | Total End Uses | 6587882.63 | 494848.06
New Construction | CZ12 | cDXOH | Heating | 0 | 125723.92
New Construction | CZ12 | cDXOH | Cooling | 1037309.16 | 0
New Construction | CZ12 | cDXOH | Interior Lighting | 817898.48 | 0
New Construction | CZ12 | cDXOH | Exterior Lighting | 0 | 0
New Construction | CZ12 | cDXOH | Interior Equipment | 2837906.7 | 0
New Construction | CZ12 | cDXOH | Exterior Equipment | 0 | 0
New Construction | CZ12 | cDXOH | Fans | 1629671.68 | 0
New Construction | CZ12 | cDXOH | Pumps | 6376.08 | 0
New Construction | CZ12 | cDXOH | Heat Rejection | 0 | 0
New Construction | CZ12 | cDXOH | Humidification | 0 | 0
New Construction | CZ12 | cDXOH | Heat Recovery | 0 | 0
New Construction | CZ12 | cDXOH | Water Systems | 0 | 367875.21
New Construction | CZ12 | cDXOH | Refrigeration | 0 | 0
New Construction | CZ12 | cDXOH | Generators | 0 | 0
New Construction | CZ12 | cDXOH | Total End Uses | 6329162.11 | 493599.13
New Construction | CZ13 | cDXOH | Heating | 0 | 112274.59
New Construction | CZ13 | cDXOH | Cooling | 1347375.1 | 0
New Construction | CZ13 | cDXOH | Interior Lighting | 817898.48 | 0
New Construction | CZ13 | cDXOH | Exterior Lighting | 0 | 0
New Construction | CZ13 | cDXOH | Interior Equipment | 2837906.7 | 0
New Construction | CZ13 | cDXOH | Exterior Equipment | 0 | 0
New Construction | CZ13 | cDXOH | Fans | 1664836.29 | 0
New Construction | CZ13 | cDXOH | Pumps | 7062.09 | 0
New Construction | CZ13 | cDXOH | Heat Rejection | 0 | 0
New Construction | CZ13 | cDXOH | Humidification | 0 | 0
New Construction | CZ13 | cDXOH | Heat Recovery | 0 | 0
New Construction | CZ13 | cDXOH | Water Systems | 0 | 347450.39
New Construction | CZ13 | cDXOH | Refrigeration | 0 | 0
New Construction | CZ13 | cDXOH | Generators | 0 | 0
New Construction | CZ13 | cDXOH | Total End Uses | 6675078.67 | 459724.98
New Construction | CZ14 | cDXOH | Heating | 0 | 78674.42
New Construction | CZ14 | cDXOH | Cooling | 1677107.28 | 0
New Construction | CZ14 | cDXOH | Interior Lighting | 817898.48 | 0
New Construction | CZ14 | cDXOH | Exterior Lighting | 0 | 0
New Construction | CZ14 | cDXOH | Interior Equipment | 2837906.7 | 0
New Construction | CZ14 | cDXOH | Exterior Equipment | 0 | 0
New Construction | CZ14 | cDXOH | Fans | 1798333.62 | 0
New Construction | CZ14 | cDXOH | Pumps | 7347.97 | 0
New Construction | CZ14 | cDXOH | Heat Rejection | 0 | 0
New Construction | CZ14 | cDXOH | Humidification | 0 | 0
New Construction | CZ14 | cDXOH | Heat Recovery | 0 | 0
New Construction | CZ14 | cDXOH | Water Systems | 0 | 329855.25
New Construction | CZ14 | cDXOH | Refrigeration | 0 | 0
New Construction | CZ14 | cDXOH | Generators | 0 | 0
New Construction | CZ14 | cDXOH | Total End Uses | 7138594.05 | 408529.67
New Construction | CZ15 | cDXOH | Heating | 0 | 38689.09
New Construction | CZ15 | cDXOH | Cooling | 2293088.47 | 0
New Construction | CZ15 | cDXOH | Interior Lighting | 817898.48 | 0
New Construction | CZ15 | cDXOH | Exterior Lighting | 0 | 0
New Construction | CZ15 | cDXOH | Interior Equipment | 2837906.7 | 0
New Construction | CZ15 | cDXOH | Exterior Equipment | 0 | 0
New Construction | CZ15 | cDXOH | Fans | 1712904.13 | 0
New Construction | CZ15 | cDXOH | Pumps | 9379.31 | 0
New Construction | CZ15 | cDXOH | Heat Rejection | 0 | 0
New Construction | CZ15 | cDXOH | Humidification | 0 | 0
New Construction | CZ15 | cDXOH | Heat Recovery | 0 | 0
New Construction | CZ15 | cDXOH | Water Systems | 0 | 292871.76
New Construction | CZ15 | cDXOH | Refrigeration | 0 | 0
New Construction | CZ15 | cDXOH | Generators | 0 | 0
New Construction | CZ15 | cDXOH | Total End Uses | 7671177.1 | 331560.85
New Construction | CZ16 | cDXOH | Heating | 0 | 196195.18
New Construction | CZ16 | cDXOH | Cooling | 1116204.61 | 0
New Construction | CZ16 | cDXOH | Interior Lighting | 817898.48 | 0
New Construction | CZ16 | cDXOH | Exterior Lighting | 0 | 0
New Construction | CZ16 | cDXOH | Interior Equipment | 2837906.7 | 0
New Construction | CZ16 | cDXOH | Exterior Equipment | 0 | 0
New Construction | CZ16 | cDXOH | Fans | 1930220.96 | 0
New Construction | CZ16 | cDXOH | Pumps | 4866.99 | 0
New Construction | CZ16 | cDXOH | Heat Rejection | 0 | 0
New Construction | CZ16 | cDXOH | Humidification | 0 | 0
New Construction | CZ16 | cDXOH | Heat Recovery | 0 | 0
New Construction | CZ16 | cDXOH | Water Systems | 0 | 389008.97
New Construction | CZ16 | cDXOH | Refrigeration | 0 | 0
New Construction | CZ16 | cDXOH | Generators | 0 | 0
New Construction | CZ16 | cDXOH | Total End Uses | 6707097.75 | 585204.15
Existing | CZ01 | cPVVG | Heating | 0 | 807744.18
Existing | CZ01 | cPVVG | Cooling | 97577.63 | 0
Existing | CZ01 | cPVVG | Interior Lighting | 1583207.8 | 0
Existing | CZ01 | cPVVG | Exterior Lighting | 0 | 0
Existing | CZ01 | cPVVG | Interior Equipment | 2837906.7 | 0
Existing | CZ01 | cPVVG | Exterior Equipment | 0 | 0
Existing | CZ01 | cPVVG | Fans | 946858.22 | 0
Existing | CZ01 | cPVVG | Pumps | 2474.78 | 0
Existing | CZ01 | cPVVG | Heat Rejection | 0 | 0
Existing | CZ01 | cPVVG | Humidification | 0 | 0
Existing | CZ01 | cPVVG | Heat Recovery | 0 | 0
Existing | CZ01 | cPVVG | Water Systems | 0 | 430319.03
Existing | CZ01 | cPVVG | Refrigeration | 0 | 0
Existing | CZ01 | cPVVG | Generators | 0 | 0
Existing | CZ01 | cPVVG | Total End Uses | 5468025.12 | 1238063.21
Existing | CZ02 | cPVVG | Heating | 0 | 572185.07
Existing | CZ02 | cPVVG | Cooling | 859510.75 | 0
Existing | CZ02 | cPVVG | Interior Lighting | 1583207.8 | 0
Existing | CZ02 | cPVVG | Exterior Lighting | 0 | 0
Existing | CZ02 | cPVVG | Interior Equipment | 2837906.7 | 0
Existing | CZ02 | cPVVG | Exterior Equipment | 0 | 0
Existing | CZ02 | cPVVG | Fans | 1196143.25 | 0
Existing | CZ02 | cPVVG | Pumps | 7299.62 | 0
Existing | CZ02 | cPVVG | Heat Rejection | 0 | 0
Existing | CZ02 | cPVVG | Humidification | 0 | 0
Existing | CZ02 | cPVVG | Heat Recovery | 0 | 0
Existing | CZ02 | cPVVG | Water Systems | 0 | 395491.2
Existing | CZ02 | cPVVG | Refrigeration | 0 | 0
Existing | CZ02 | cPVVG | Generators | 0 | 0
Existing | CZ02 | cPVVG | Total End Uses | 6484068.13 | 967676.28
Existing | CZ03 | cPVVG | Heating | 0 | 350856.2
Existing | CZ03 | cPVVG | Cooling | 579642.11 | 0
Existing | CZ03 | cPVVG | Interior Lighting | 1583207.8 | 0
Existing | CZ03 | cPVVG | Exterior Lighting | 0 | 0
Existing | CZ03 | cPVVG | Interior Equipment | 2837906.7 | 0
Existing | CZ03 | cPVVG | Exterior Equipment | 0 | 0
Existing | CZ03 | cPVVG | Fans | 1134620.37 | 0
Existing | CZ03 | cPVVG | Pumps | 6901.78 | 0
Existing | CZ03 | cPVVG | Heat Rejection | 0 | 0
Existing | CZ03 | cPVVG | Humidification | 0 | 0
Existing | CZ03 | cPVVG | Heat Recovery | 0 | 0
Existing | CZ03 | cPVVG | Water Systems | 0 | 393937.14
Existing | CZ03 | cPVVG | Refrigeration | 0 | 0
Existing | CZ03 | cPVVG | Generators | 0 | 0
Existing | CZ03 | cPVVG | Total End Uses | 6142278.76 | 744793.35
Existing | CZ04 | cPVVG | Heating | 0 | 319020.24
Existing | CZ04 | cPVVG | Cooling | 1026752.65 | 0
Existing | CZ04 | cPVVG | Interior Lighting | 1583207.8 | 0
Existing | CZ04 | cPVVG | Exterior Lighting | 0 | 0
Existing | CZ04 | cPVVG | Interior Equipment | 2837906.7 | 0
Existing | CZ04 | cPVVG | Exterior Equipment | 0 | 0
Existing | CZ04 | cPVVG | Fans | 1239201.72 | 0
Existing | CZ04 | cPVVG | Pumps | 8322.03 | 0
Existing | CZ04 | cPVVG | Heat Rejection | 0 | 0
Existing | CZ04 | cPVVG | Humidification | 0 | 0
Existing | CZ04 | cPVVG | Heat Recovery | 0 | 0
Existing | CZ04 | cPVVG | Water Systems | 0 | 380448.63
Existing | CZ04 | cPVVG | Refrigeration | 0 | 0
Existing | CZ04 | cPVVG | Generators | 0 | 0
Existing | CZ04 | cPVVG | Total End Uses | 6695390.9 | 699468.87
Existing | CZ05 | cPVVG | Heating | 0 | 313605.75
Existing | CZ05 | cPVVG | Cooling | 715778.2 | 0
Existing | CZ05 | cPVVG | Interior Lighting | 1583207.8 | 0
Existing | CZ05 | cPVVG | Exterior Lighting | 0 | 0
Existing | CZ05 | cPVVG | Interior Equipment | 2837906.7 | 0
Existing | CZ05 | cPVVG | Exterior Equipment | 0 | 0
Existing | CZ05 | cPVVG | Fans | 1163448.95 | 0
Existing | CZ05 | cPVVG | Pumps | 6511.98 | 0
Existing | CZ05 | cPVVG | Heat Rejection | 0 | 0
Existing | CZ05 | cPVVG | Humidification | 0 | 0
Existing | CZ05 | cPVVG | Heat Recovery | 0 | 0
Existing | CZ05 | cPVVG | Water Systems | 0 | 393963.07
Existing | CZ05 | cPVVG | Refrigeration | 0 | 0
Existing | CZ05 | cPVVG | Generators | 0 | 0
Existing | CZ05 | cPVVG | Total End Uses | 6306853.63 | 707568.83
Existing | CZ06 | cPVVG | Heating | 0 | 85581.42
Existing | CZ06 | cPVVG | Cooling | 1124632.15 | 0
Existing | CZ06 | cPVVG | Interior Lighting | 1583207.8 | 0
Existing | CZ06 | cPVVG | Exterior Lighting | 0 | 0
Existing | CZ06 | cPVVG | Interior Equipment | 2837906.7 | 0
Existing | CZ06 | cPVVG | Exterior Equipment | 0 | 0
Existing | CZ06 | cPVVG | Fans | 1260605.59 | 0
Existing | CZ06 | cPVVG | Pumps | 8475.55 | 0
Existing | CZ06 | cPVVG | Heat Rejection | 0 | 0
Existing | CZ06 | cPVVG | Humidification | 0 | 0
Existing | CZ06 | cPVVG | Heat Recovery | 0 | 0
Existing | CZ06 | cPVVG | Water Systems | 0 | 362964.94
Existing | CZ06 | cPVVG | Refrigeration | 0 | 0
Existing | CZ06 | cPVVG | Generators | 0 | 0
Existing | CZ06 | cPVVG | Total End Uses | 6814827.8 | 448546.35
Existing | CZ07 | cPVVG | Heating | 0 | 69425.94
Existing | CZ07 | cPVVG | Cooling | 1211382.64 | 0
Existing | CZ07 | cPVVG | Interior Lighting | 1583207.8 | 0
Existing | CZ07 | cPVVG | Exterior Lighting | 0 | 0
Existing | CZ07 | cPVVG | Interior Equipment | 2837906.7 | 0
Existing | CZ07 | cPVVG | Exterior Equipment | 0 | 0
Existing | CZ07 | cPVVG | Fans | 1257991.93 | 0
Existing | CZ07 | cPVVG | Pumps | 8927.06 | 0
Existing | CZ07 | cPVVG | Heat Rejection | 0 | 0
Existing | CZ07 | cPVVG | Humidification | 0 | 0
Existing | CZ07 | cPVVG | Heat Recovery | 0 | 0
Existing | CZ07 | cPVVG | Water Systems | 0 | 358343.39
Existing | CZ07 | cPVVG | Refrigeration | 0 | 0
Existing | CZ07 | cPVVG | Generators | 0 | 0
Existing | CZ07 | cPVVG | Total End Uses | 6899416.13 | 427769.34
Existing | CZ08 | cPVVG | Heating | 0 | 117892.69
Existing | CZ08 | cPVVG | Cooling | 1404615.44 | 0
Existing | CZ08 | cPVVG | Interior Lighting | 1583207.8 | 0
Existing | CZ08 | cPVVG | Exterior Lighting | 0 | 0
Existing | CZ08 | cPVVG | Interior Equipment | 2837906.7 | 0
Existing | CZ08 | cPVVG | Exterior Equipment | 0 | 0
Existing | CZ08 | cPVVG | Fans | 1303184 | 0
Existing | CZ08 | cPVVG | Pumps | 9716.23 | 0
Existing | CZ08 | cPVVG | Heat Rejection | 0 | 0
Existing | CZ08 | cPVVG | Humidification | 0 | 0
Existing | CZ08 | cPVVG | Heat Recovery | 0 | 0
Existing | CZ08 | cPVVG | Water Systems | 0 | 357830
Existing | CZ08 | cPVVG | Refrigeration | 0 | 0
Existing | CZ08 | cPVVG | Generators | 0 | 0
Existing | CZ08 | cPVVG | Total End Uses | 7138630.17 | 475722.7
Existing | CZ09 | cPVVG | Heating | 0 | 100831.41
Existing | CZ09 | cPVVG | Cooling | 1574462.63 | 0
Existing | CZ09 | cPVVG | Interior Lighting | 1583207.8 | 0
Existing | CZ09 | cPVVG | Exterior Lighting | 0 | 0
Existing | CZ09 | cPVVG | Interior Equipment | 2837906.7 | 0
Existing | CZ09 | cPVVG | Exterior Equipment | 0 | 0
Existing | CZ09 | cPVVG | Fans | 1386700.15 | 0
Existing | CZ09 | cPVVG | Pumps | 10455.02 | 0
Existing | CZ09 | cPVVG | Heat Rejection | 0 | 0
Existing | CZ09 | cPVVG | Humidification | 0 | 0
Existing | CZ09 | cPVVG | Heat Recovery | 0 | 0
Existing | CZ09 | cPVVG | Water Systems | 0 | 352870.23
Existing | CZ09 | cPVVG | Refrigeration | 0 | 0
Existing | CZ09 | cPVVG | Generators | 0 | 0
Existing | CZ09 | cPVVG | Total End Uses | 7392732.3 | 453701.64
Existing | CZ10 | cPVVG | Heating | 0 | 205896.47
Existing | CZ10 | cPVVG | Cooling | 1720670.76 | 0
Existing | CZ10 | cPVVG | Interior Lighting | 1583207.8 | 0
Existing | CZ10 | cPVVG | Exterior Lighting | 0 | 0
Existing | CZ10 | cPVVG | Interior Equipment | 2837906.7 | 0
Existing | CZ10 | cPVVG | Exterior Equipment | 0 | 0
Existing | CZ10 | cPVVG | Fans | 1335681.99 | 0
Existing | CZ10 | cPVVG | Pumps | 10135.01 | 0
Existing | CZ10 | cPVVG | Heat Rejection | 0 | 0
Existing | CZ10 | cPVVG | Humidification | 0 | 0
Existing | CZ10 | cPVVG | Heat Recovery | 0 | 0
Existing | CZ10 | cPVVG | Water Systems | 0 | 350054.32
Existing | CZ10 | cPVVG | Refrigeration | 0 | 0
Existing | CZ10 | cPVVG | Generators | 0 | 0
Existing | CZ10 | cPVVG | Total End Uses | 7487602.26 | 555950.79
Existing | CZ11 | cPVVG | Heating | 0 | 576350
Existing | CZ11 | cPVVG | Cooling | 1789516.97 | 0
Existing | CZ11 | cPVVG | Interior Lighting | 1583207.8 | 0
Existing | CZ11 | cPVVG | Exterior Lighting | 0 | 0
Existing | CZ11 | cPVVG | Interior Equipment | 2837906.7 | 0
Existing | CZ11 | cPVVG | Exterior Equipment | 0 | 0
Existing | CZ11 | cPVVG | Fans | 1418771.19 | 0
Existing | CZ11 | cPVVG | Pumps | 9568.9 | 0
Existing | CZ11 | cPVVG | Heat Rejection | 0 | 0
Existing | CZ11 | cPVVG | Humidification | 0 | 0
Existing | CZ11 | cPVVG | Heat Recovery | 0 | 0
Existing | CZ11 | cPVVG | Water Systems | 0 | 357844.54
Existing | CZ11 | cPVVG | Refrigeration | 0 | 0
Existing | CZ11 | cPVVG | Generators | 0 | 0
Existing | CZ11 | cPVVG | Total End Uses | 7638971.56 | 934194.55
Existing | CZ12 | cPVVG | Heating | 0 | 508775.71
Existing | CZ12 | cPVVG | Cooling | 1505365.78 | 0
Existing | CZ12 | cPVVG | Interior Lighting | 1583207.8 | 0
Existing | CZ12 | cPVVG | Exterior Lighting | 0 | 0
Existing | CZ12 | cPVVG | Interior Equipment | 2837906.7 | 0
Existing | CZ12 | cPVVG | Exterior Equipment | 0 | 0
Existing | CZ12 | cPVVG | Fans | 1311589.98 | 0
Existing | CZ12 | cPVVG | Pumps | 8573.6 | 0
Existing | CZ12 | cPVVG | Heat Rejection | 0 | 0
Existing | CZ12 | cPVVG | Humidification | 0 | 0
Existing | CZ12 | cPVVG | Heat Recovery | 0 | 0
Existing | CZ12 | cPVVG | Water Systems | 0 | 367927.19
Existing | CZ12 | cPVVG | Refrigeration | 0 | 0
Existing | CZ12 | cPVVG | Generators | 0 | 0
Existing | CZ12 | cPVVG | Total End Uses | 7246643.86 | 876702.9
Existing | CZ13 | cPVVG | Heating | 0 | 394775.79
Existing | CZ13 | cPVVG | Cooling | 1937099.98 | 0
Existing | CZ13 | cPVVG | Interior Lighting | 1583207.8 | 0
Existing | CZ13 | cPVVG | Exterior Lighting | 0 | 0
Existing | CZ13 | cPVVG | Interior Equipment | 2837906.7 | 0
Existing | CZ13 | cPVVG | Exterior Equipment | 0 | 0
Existing | CZ13 | cPVVG | Fans | 1412709.82 | 0
Existing | CZ13 | cPVVG | Pumps | 9683.04 | 0
Existing | CZ13 | cPVVG | Heat Rejection | 0 | 0
Existing | CZ13 | cPVVG | Humidification | 0 | 0
Existing | CZ13 | cPVVG | Heat Recovery | 0 | 0
Existing | CZ13 | cPVVG | Water Systems | 0 | 347476.71
Existing | CZ13 | cPVVG | Refrigeration | 0 | 0
Existing | CZ13 | cPVVG | Generators | 0 | 0
Existing | CZ13 | cPVVG | Total End Uses | 7780607.33 | 742252.49
Existing | CZ14 | cPVVG | Heating | 0 | 287808.73
Existing | CZ14 | cPVVG | Cooling | 2388023.52 | 0
Existing | CZ14 | cPVVG | Interior Lighting | 1583207.8 | 0
Existing | CZ14 | cPVVG | Exterior Lighting | 0 | 0
Existing | CZ14 | cPVVG | Interior Equipment | 2837906.7 | 0
Existing | CZ14 | cPVVG | Exterior Equipment | 0 | 0
Existing | CZ14 | cPVVG | Fans | 1583984.46 | 0
Existing | CZ14 | cPVVG | Pumps | 10825.03 | 0
Existing | CZ14 | cPVVG | Heat Rejection | 0 | 0
Existing | CZ14 | cPVVG | Humidification | 0 | 0
Existing | CZ14 | cPVVG | Heat Recovery | 0 | 0
Existing | CZ14 | cPVVG | Water Systems | 0 | 329891.5
Existing | CZ14 | cPVVG | Refrigeration | 0 | 0
Existing | CZ14 | cPVVG | Generators | 0 | 0
Existing | CZ14 | cPVVG | Total End Uses | 8403947.51 | 617700.24
Existing | CZ15 | cPVVG | Heating | 0 | 93120.56
Existing | CZ15 | cPVVG | Cooling | 3142228.01 | 0
Existing | CZ15 | cPVVG | Interior Lighting | 1583207.8 | 0
Existing | CZ15 | cPVVG | Exterior Lighting | 0 | 0
Existing | CZ15 | cPVVG | Interior Equipment | 2837906.7 | 0
Existing | CZ15 | cPVVG | Exterior Equipment | 0 | 0
Existing | CZ15 | cPVVG | Fans | 1587712.56 | 0
Existing | CZ15 | cPVVG | Pumps | 13484.45 | 0
Existing | CZ15 | cPVVG | Heat Rejection | 0 | 0
Existing | CZ15 | cPVVG | Humidification | 0 | 0
Existing | CZ15 | cPVVG | Heat Recovery | 0 | 0
Existing | CZ15 | cPVVG | Water Systems | 0 | 292939.08
Existing | CZ15 | cPVVG | Refrigeration | 0 | 0
Existing | CZ15 | cPVVG | Generators | 0 | 0
Existing | CZ15 | cPVVG | Total End Uses | 9164539.52 | 386059.64
Existing | CZ16 | cPVVG | Heating | 0 | 868178.17
Existing | CZ16 | cPVVG | Cooling | 1614560.82 | 0
Existing | CZ16 | cPVVG | Interior Lighting | 1583207.8 | 0
Existing | CZ16 | cPVVG | Exterior Lighting | 0 | 0
Existing | CZ16 | cPVVG | Interior Equipment | 2837906.7 | 0
Existing | CZ16 | cPVVG | Exterior Equipment | 0 | 0
Existing | CZ16 | cPVVG | Fans | 1543029.91 | 0
Existing | CZ16 | cPVVG | Pumps | 7609.19 | 0
Existing | CZ16 | cPVVG | Heat Rejection | 0 | 0
Existing | CZ16 | cPVVG | Humidification | 0 | 0
Existing | CZ16 | cPVVG | Heat Recovery | 0 | 0
Existing | CZ16 | cPVVG | Water Systems | 0 | 388987.05
Existing | CZ16 | cPVVG | Refrigeration | 0 | 0
Existing | CZ16 | cPVVG | Generators | 0 | 0
Existing | CZ16 | cPVVG | Total End Uses | 7586314.42 | 1257165.22
New Construction | CZ01 | cPVVG | Heating | 0 | 574739.22
New Construction | CZ01 | cPVVG | Cooling | 55830.64 | 0
New Construction | CZ01 | cPVVG | Interior Lighting | 817898.48 | 0
New Construction | CZ01 | cPVVG | Exterior Lighting | 0 | 0
New Construction | CZ01 | cPVVG | Interior Equipment | 2837906.7 | 0
New Construction | CZ01 | cPVVG | Exterior Equipment | 0 | 0
New Construction | CZ01 | cPVVG | Fans | 633914.34 | 0
New Construction | CZ01 | cPVVG | Pumps | 1680.45 | 0
New Construction | CZ01 | cPVVG | Heat Rejection | 0 | 0
New Construction | CZ01 | cPVVG | Humidification | 0 | 0
New Construction | CZ01 | cPVVG | Heat Recovery | 0 | 0
New Construction | CZ01 | cPVVG | Water Systems | 0 | 430257.54
New Construction | CZ01 | cPVVG | Refrigeration | 0 | 0
New Construction | CZ01 | cPVVG | Generators | 0 | 0
New Construction | CZ01 | cPVVG | Total End Uses | 4347230.62 | 1004996.76
New Construction | CZ02 | cPVVG | Heating | 0 | 405507.57
New Construction | CZ02 | cPVVG | Cooling | 553709.3 | 0
New Construction | CZ02 | cPVVG | Interior Lighting | 817898.48 | 0
New Construction | CZ02 | cPVVG | Exterior Lighting | 0 | 0
New Construction | CZ02 | cPVVG | Interior Equipment | 2837906.7 | 0
New Construction | CZ02 | cPVVG | Exterior Equipment | 0 | 0
New Construction | CZ02 | cPVVG | Fans | 775662.42 | 0
New Construction | CZ02 | cPVVG | Pumps | 4789.81 | 0
New Construction | CZ02 | cPVVG | Heat Rejection | 0 | 0
New Construction | CZ02 | cPVVG | Humidification | 0 | 0
New Construction | CZ02 | cPVVG | Heat Recovery | 0 | 0
New Construction | CZ02 | cPVVG | Water Systems | 0 | 395401.49
New Construction | CZ02 | cPVVG | Refrigeration | 0 | 0
New Construction | CZ02 | cPVVG | Generators | 0 | 0
New Construction | CZ02 | cPVVG | Total End Uses | 4989966.72 | 800909.06
New Construction | CZ03 | cPVVG | Heating | 0 | 242758.93
New Construction | CZ03 | cPVVG | Cooling | 364593.54 | 0
New Construction | CZ03 | cPVVG | Interior Lighting | 817898.48 | 0
New Construction | CZ03 | cPVVG | Exterior Lighting | 0 | 0
New Construction | CZ03 | cPVVG | Interior Equipment | 2837906.7 | 0
New Construction | CZ03 | cPVVG | Exterior Equipment | 0 | 0
New Construction | CZ03 | cPVVG | Fans | 733548.79 | 0
New Construction | CZ03 | cPVVG | Pumps | 4522.99 | 0
New Construction | CZ03 | cPVVG | Heat Rejection | 0 | 0
New Construction | CZ03 | cPVVG | Humidification | 0 | 0
New Construction | CZ03 | cPVVG | Heat Recovery | 0 | 0
New Construction | CZ03 | cPVVG | Water Systems | 0 | 393870.4
New Construction | CZ03 | cPVVG | Refrigeration | 0 | 0
New Construction | CZ03 | cPVVG | Generators | 0 | 0
New Construction | CZ03 | cPVVG | Total End Uses | 4758470.5 | 636629.33
New Construction | CZ04 | cPVVG | Heating | 0 | 216235.17
New Construction | CZ04 | cPVVG | Cooling | 661375.34 | 0
New Construction | CZ04 | cPVVG | Interior Lighting | 817898.48 | 0
New Construction | CZ04 | cPVVG | Exterior Lighting | 0 | 0
New Construction | CZ04 | cPVVG | Interior Equipment | 2837906.7 | 0
New Construction | CZ04 | cPVVG | Exterior Equipment | 0 | 0
New Construction | CZ04 | cPVVG | Fans | 797528.81 | 0
New Construction | CZ04 | cPVVG | Pumps | 5445.54 | 0
New Construction | CZ04 | cPVVG | Heat Rejection | 0 | 0
New Construction | CZ04 | cPVVG | Humidification | 0 | 0
New Construction | CZ04 | cPVVG | Heat Recovery | 0 | 0
New Construction | CZ04 | cPVVG | Water Systems | 0 | 380348.86
New Construction | CZ04 | cPVVG | Refrigeration | 0 | 0
New Construction | CZ04 | cPVVG | Generators | 0 | 0
New Construction | CZ04 | cPVVG | Total End Uses | 5120154.88 | 596584.03
New Construction | CZ05 | cPVVG | Heating | 0 | 218145.35
New Construction | CZ05 | cPVVG | Cooling | 441812.94 | 0
New Construction | CZ05 | cPVVG | Interior Lighting | 817898.48 | 0
New Construction | CZ05 | cPVVG | Exterior Lighting | 0 | 0
New Construction | CZ05 | cPVVG | Interior Equipment | 2837906.7 | 0
New Construction | CZ05 | cPVVG | Exterior Equipment | 0 | 0
New Construction | CZ05 | cPVVG | Fans | 745446.77 | 0
New Construction | CZ05 | cPVVG | Pumps | 4285.8 | 0
New Construction | CZ05 | cPVVG | Heat Rejection | 0 | 0
New Construction | CZ05 | cPVVG | Humidification | 0 | 0
New Construction | CZ05 | cPVVG | Heat Recovery | 0 | 0
New Construction | CZ05 | cPVVG | Water Systems | 0 | 393901.91
New Construction | CZ05 | cPVVG | Refrigeration | 0 | 0
New Construction | CZ05 | cPVVG | Generators | 0 | 0
New Construction | CZ05 | cPVVG | Total End Uses | 4847350.69 | 612047.27
New Construction | CZ06 | cPVVG | Heating | 0 | 49080.53
New Construction | CZ06 | cPVVG | Cooling | 730168.18 | 0
New Construction | CZ06 | cPVVG | Interior Lighting | 817898.48 | 0
New Construction | CZ06 | cPVVG | Exterior Lighting | 0 | 0
New Construction | CZ06 | cPVVG | Interior Equipment | 2837906.7 | 0
New Construction | CZ06 | cPVVG | Exterior Equipment | 0 | 0
New Construction | CZ06 | cPVVG | Fans | 815919.96 | 0
New Construction | CZ06 | cPVVG | Pumps | 5353.64 | 0
New Construction | CZ06 | cPVVG | Heat Rejection | 0 | 0
New Construction | CZ06 | cPVVG | Humidification | 0 | 0
New Construction | CZ06 | cPVVG | Heat Recovery | 0 | 0
New Construction | CZ06 | cPVVG | Water Systems | 0 | 362874.68
New Construction | CZ06 | cPVVG | Refrigeration | 0 | 0
New Construction | CZ06 | cPVVG | Generators | 0 | 0
New Construction | CZ06 | cPVVG | Total End Uses | 5207246.96 | 411955.21
New Construction | CZ07 | cPVVG | Heating | 0 | 53648.43
New Construction | CZ07 | cPVVG | Cooling | 823653.2 | 0
New Construction | CZ07 | cPVVG | Interior Lighting | 817898.48 | 0
New Construction | CZ07 | cPVVG | Exterior Lighting | 0 | 0
New Construction | CZ07 | cPVVG | Interior Equipment | 2837906.7 | 0
New Construction | CZ07 | cPVVG | Exterior Equipment | 0 | 0
New Construction | CZ07 | cPVVG | Fans | 816055.33 | 0
New Construction | CZ07 | cPVVG | Pumps | 5858.63 | 0
New Construction | CZ07 | cPVVG | Heat Rejection | 0 | 0
New Construction | CZ07 | cPVVG | Humidification | 0 | 0
New Construction | CZ07 | cPVVG | Heat Recovery | 0 | 0
New Construction | CZ07 | cPVVG | Water Systems | 0 | 358238.04
New Construction | CZ07 | cPVVG | Refrigeration | 0 | 0
New Construction | CZ07 | cPVVG | Generators | 0 | 0
New Construction | CZ07 | cPVVG | Total End Uses | 5301372.35 | 411886.47
New Construction | CZ08 | cPVVG | Heating | 0 | 76772.6
New Construction | CZ08 | cPVVG | Cooling | 906502.29 | 0
New Construction | CZ08 | cPVVG | Interior Lighting | 817898.48 | 0
New Construction | CZ08 | cPVVG | Exterior Lighting | 0 | 0
New Construction | CZ08 | cPVVG | Interior Equipment | 2837906.7 | 0
New Construction | CZ08 | cPVVG | Exterior Equipment | 0 | 0
New Construction | CZ08 | cPVVG | Fans | 833733.44 | 0
New Construction | CZ08 | cPVVG | Pumps | 6337.64 | 0
New Construction | CZ08 | cPVVG | Heat Rejection | 0 | 0
New Construction | CZ08 | cPVVG | Humidification | 0 | 0
New Construction | CZ08 | cPVVG | Heat Recovery | 0 | 0
New Construction | CZ08 | cPVVG | Water Systems | 0 | 357747.26
New Construction | CZ08 | cPVVG | Refrigeration | 0 | 0
New Construction | CZ08 | cPVVG | Generators | 0 | 0
New Construction | CZ08 | cPVVG | Total End Uses | 5402378.56 | 434519.86
New Construction | CZ09 | cPVVG | Heating | 0 | 68840.9
New Construction | CZ09 | cPVVG | Cooling | 987530.45 | 0
New Construction | CZ09 | cPVVG | Interior Lighting | 817898.48 | 0
New Construction | CZ09 | cPVVG | Exterior Lighting | 0 | 0
New Construction | CZ09 | cPVVG | Interior Equipment | 2837906.7 | 0
New Construction | CZ09 | cPVVG | Exterior Equipment | 0 | 0
New Construction | CZ09 | cPVVG | Fans | 858911.69 | 0
New Construction | CZ09 | cPVVG | Pumps | 6633.66 | 0
New Construction | CZ09 | cPVVG | Heat Rejection | 0 | 0
New Construction | CZ09 | cPVVG | Humidification | 0 | 0
New Construction | CZ09 | cPVVG | Heat Recovery | 0 | 0
New Construction | CZ09 | cPVVG | Water Systems | 0 | 352801.86
New Construction | CZ09 | cPVVG | Refrigeration | 0 | 0
New Construction | CZ09 | cPVVG | Generators | 0 | 0
New Construction | CZ09 | cPVVG | Total End Uses | 5508880.99 | 421642.76
New Construction | CZ10 | cPVVG | Heating | 0 | 160187.87
New Construction | CZ10 | cPVVG | Cooling | 1204881.62 | 0
New Construction | CZ10 | cPVVG | Interior Lighting | 817898.48 | 0
New Construction | CZ10 | cPVVG | Exterior Lighting | 0 | 0
New Construction | CZ10 | cPVVG | Interior Equipment | 2837906.7 | 0
New Construction | CZ10 | cPVVG | Exterior Equipment | 0 | 0
New Construction | CZ10 | cPVVG | Fans | 902638.3 | 0
New Construction | CZ10 | cPVVG | Pumps | 7245.34 | 0
New Construction | CZ10 | cPVVG | Heat Rejection | 0 | 0
New Construction | CZ10 | cPVVG | Humidification | 0 | 0
New Construction | CZ10 | cPVVG | Heat Recovery | 0 | 0
New Construction | CZ10 | cPVVG | Water Systems | 0 | 349968.15
New Construction | CZ10 | cPVVG | Refrigeration | 0 | 0
New Construction | CZ10 | cPVVG | Generators | 0 | 0
New Construction | CZ10 | cPVVG | Total End Uses | 5770570.44 | 510156.02
New Construction | CZ11 | cPVVG | Heating | 0 | 426696.66
New Construction | CZ11 | cPVVG | Cooling | 1181502.35 | 0
New Construction | CZ11 | cPVVG | Interior Lighting | 817898.48 | 0
New Construction | CZ11 | cPVVG | Exterior Lighting | 0 | 0
New Construction | CZ11 | cPVVG | Interior Equipment | 2837906.7 | 0
New Construction | CZ11 | cPVVG | Exterior Equipment | 0 | 0
New Construction | CZ11 | cPVVG | Fans | 885700.67 | 0
New Construction | CZ11 | cPVVG | Pumps | 6817.54 | 0
New Construction | CZ11 | cPVVG | Heat Rejection | 0 | 0
New Construction | CZ11 | cPVVG | Humidification | 0 | 0
New Construction | CZ11 | cPVVG | Heat Recovery | 0 | 0
New Construction | CZ11 | cPVVG | Water Systems | 0 | 357757.62
New Construction | CZ11 | cPVVG | Refrigeration | 0 | 0
New Construction | CZ11 | cPVVG | Generators | 0 | 0
New Construction | CZ11 | cPVVG | Total End Uses | 5729825.74 | 784454.28
New Construction | CZ12 | cPVVG | Heating | 0 | 397211.19
New Construction | CZ12 | cPVVG | Cooling | 999028.06 | 0
New Construction | CZ12 | cPVVG | Interior Lighting | 817898.48 | 0
New Construction | CZ12 | cPVVG | Exterior Lighting | 0 | 0
New Construction | CZ12 | cPVVG | Interior Equipment | 2837906.7 | 0
New Construction | CZ12 | cPVVG | Exterior Equipment | 0 | 0
New Construction | CZ12 | cPVVG | Fans | 833970.49 | 0
New Construction | CZ12 | cPVVG | Pumps | 6375.95 | 0
New Construction | CZ12 | cPVVG | Heat Rejection | 0 | 0
New Construction | CZ12 | cPVVG | Humidification | 0 | 0
New Construction | CZ12 | cPVVG | Heat Recovery | 0 | 0
New Construction | CZ12 | cPVVG | Water Systems | 0 | 367829.25
New Construction | CZ12 | cPVVG | Refrigeration | 0 | 0
New Construction | CZ12 | cPVVG | Generators | 0 | 0
New Construction | CZ12 | cPVVG | Total End Uses | 5495179.68 | 765040.44
New Construction | CZ13 | cPVVG | Heating | 0 | 320956.4
New Construction | CZ13 | cPVVG | Cooling | 1295031.03 | 0
New Construction | CZ13 | cPVVG | Interior Lighting | 817898.48 | 0
New Construction | CZ13 | cPVVG | Exterior Lighting | 0 | 0
New Construction | CZ13 | cPVVG | Interior Equipment | 2837906.7 | 0
New Construction | CZ13 | cPVVG | Exterior Equipment | 0 | 0
New Construction | CZ13 | cPVVG | Fans | 885888.02 | 0
New Construction | CZ13 | cPVVG | Pumps | 7062.15 | 0
New Construction | CZ13 | cPVVG | Heat Rejection | 0 | 0
New Construction | CZ13 | cPVVG | Humidification | 0 | 0
New Construction | CZ13 | cPVVG | Heat Recovery | 0 | 0
New Construction | CZ13 | cPVVG | Water Systems | 0 | 347396.15
New Construction | CZ13 | cPVVG | Refrigeration | 0 | 0
New Construction | CZ13 | cPVVG | Generators | 0 | 0
New Construction | CZ13 | cPVVG | Total End Uses | 5843786.38 | 668352.56
New Construction | CZ14 | cPVVG | Heating | 0 | 230518.73
New Construction | CZ14 | cPVVG | Cooling | 1607587.24 | 0
New Construction | CZ14 | cPVVG | Interior Lighting | 817898.48 | 0
New Construction | CZ14 | cPVVG | Exterior Lighting | 0 | 0
New Construction | CZ14 | cPVVG | Interior Equipment | 2837906.7 | 0
New Construction | CZ14 | cPVVG | Exterior Equipment | 0 | 0
New Construction | CZ14 | cPVVG | Fans | 997412.47 | 0
New Construction | CZ14 | cPVVG | Pumps | 7350.11 | 0
New Construction | CZ14 | cPVVG | Heat Rejection | 0 | 0
New Construction | CZ14 | cPVVG | Humidification | 0 | 0
New Construction | CZ14 | cPVVG | Heat Recovery | 0 | 0
New Construction | CZ14 | cPVVG | Water Systems | 0 | 329811.22
New Construction | CZ14 | cPVVG | Refrigeration | 0 | 0
New Construction | CZ14 | cPVVG | Generators | 0 | 0
New Construction | CZ14 | cPVVG | Total End Uses | 6268155.01 | 560329.95
New Construction | CZ15 | cPVVG | Heating | 0 | 79931.54
New Construction | CZ15 | cPVVG | Cooling | 2197492.5 | 0
New Construction | CZ15 | cPVVG | Interior Lighting | 817898.48 | 0
New Construction | CZ15 | cPVVG | Exterior Lighting | 0 | 0
New Construction | CZ15 | cPVVG | Interior Equipment | 2837906.7 | 0
New Construction | CZ15 | cPVVG | Exterior Equipment | 0 | 0
New Construction | CZ15 | cPVVG | Fans | 1015540.96 | 0
New Construction | CZ15 | cPVVG | Pumps | 9377.1 | 0
New Construction | CZ15 | cPVVG | Heat Rejection | 0 | 0
New Construction | CZ15 | cPVVG | Humidification | 0 | 0
New Construction | CZ15 | cPVVG | Heat Recovery | 0 | 0
New Construction | CZ15 | cPVVG | Water Systems | 0 | 292847.79
New Construction | CZ15 | cPVVG | Refrigeration | 0 | 0
New Construction | CZ15 | cPVVG | Generators | 0 | 0
New Construction | CZ15 | cPVVG | Total End Uses | 6878215.74 | 372779.33
New Construction | CZ16 | cPVVG | Heating | 0 | 704636.13
New Construction | CZ16 | cPVVG | Cooling | 1065445.19 | 0
New Construction | CZ16 | cPVVG | Interior Lighting | 817898.48 | 0
New Construction | CZ16 | cPVVG | Exterior Lighting | 0 | 0
New Construction | CZ16 | cPVVG | Interior Equipment | 2837906.7 | 0
New Construction | CZ16 | cPVVG | Exterior Equipment | 0 | 0
New Construction | CZ16 | cPVVG | Fans | 983270.12 | 0
New Construction | CZ16 | cPVVG | Pumps | 4865.07 | 0
New Construction | CZ16 | cPVVG | Heat Rejection | 0 | 0
New Construction | CZ16 | cPVVG | Humidification | 0 | 0
New Construction | CZ16 | cPVVG | Heat Recovery | 0 | 0
New Construction | CZ16 | cPVVG | Water Systems | 0 | 388918.74
New Construction | CZ16 | cPVVG | Refrigeration | 0 | 0
New Construction | CZ16 | cPVVG | Generators | 0 | 0
New Construction | CZ16 | cPVVG | Total End Uses | 5709385.56 | 1093554.87

## PV
PV - Office - Large (NA)

## EV Charger
EV Charger - Office - Large (NA)

## Raw_building (hidden)
Building Type | Building Category | Roof Type | Window Wall Ratio (%)
Office - Large | Nonresidential | Flat Roof | 33

## Raw_windowdimensionsillheight (hidden)
Window Name | Width [ft] | Height [ft] | Sill Height [ft]
EL1 EAST WIN (G.E2.E2.W1) | 81.92 | 5.22 | 3
EL1 NORTH WIN (G.N3.E3.W1) | 122.9 | 5.22 | 3
EL1 SOUTH WIN (G.S1.E1.W1) | 122.9 | 5.22 | 3
EL1 WEST WIN (G.W4.E4.W1) | 81.92 | 5.22 | 3
EL1 EAST WIN (M.E12.E10.W1) | 81.92 | 5.22 | 3
EL1 EAST WIN (T.E22.E18.W1) | 81.92 | 5.22 | 3
EL1 NORTH WIN (M.N13.E11.W1) | 122.9 | 5.22 | 3
EL1 NORTH WIN (T.N23.E19.W1) | 122.9 | 5.22 | 3
EL1 SOUTH WIN (M.S11.E9.W1) | 122.9 | 5.22 | 3
EL1 SOUTH WIN (T.S21.E17.W1) | 122.9 | 5.22 | 3
EL1 WEST WIN (M.W14.E12.W1) | 81.92 | 5.22 | 3
EL1 WEST WIN (T.W24.E20.W1) | 81.92 | 5.22 | 3

## Raw_shadinggeometry (hidden)
Shading Name | Width [ft] | Length [ft]
No Shading

## Raw_zonesummary (hidden)
Vintage | Space | Zone Name | Conditioned | Area (Excluding Plenums and CrawlSpace) (ft2) | Area (Including Plenums and CrawlSpace) (ft2) | Width (ft) | Length (ft) | Volume (ft3) | Multipliers | People (Persons/1000 ft2) | Lighting (Btu/h-ft2) | Plug Loads (Btu/h-ft2) | Outdoor Air Flow per Person (cfm/person) | Outdoor Air Flow per Zone Floor Area (cfm/ft2) | Zone Type | HVAC System Identifier | Schedule Identifier | Height (ft)
Existing | EL1 CORE PLNM (G.C10) | EL1 CORE PLNM (G.C10) | No | 0 | 10297 | 131.99 | 77.99 | 30892.52 | 1 | 0 | 0 | 0 | - | - | Plenum | - | Plenum | 3.0001
Existing | EL1 CORE PLNM (M.C20) | EL1 CORE PLNM (M.C20) | No | 0 | 10297 | 131.99 | 77.99 | 30892.52 | 8 | 0 | 0 | 0 | - | - | Plenum | - | Plenum | 3.0001
Existing | EL1 CORE PLNM (T.C30) | EL1 CORE PLNM (T.C30) | No | 0 | 10297 | 131.99 | 77.99 | 30892.52 | 1 | 0 | 0 | 0 | - | - | Plenum | - | Plenum | 3.0001
Existing | EL1 EAST PERIM PLNM (G.E7) | EL1 EAST PERIM PLNM (G.E7) | No | 0 | 1395.14 | 21.23 | 108.01 | 4185.61 | 1 | 0 | 0 | 0 | - | - | Plenum | - | Plenum | 3.0001
Existing | EL1 EAST PERIM PLNM (M.E17) | EL1 EAST PERIM PLNM (M.E17) | No | 0 | 1395.14 | 21.23 | 108.01 | 4185.61 | 8 | 0 | 0 | 0 | - | - | Plenum | - | Plenum | 3.0001
Existing | EL1 EAST PERIM PLNM (T.E27) | EL1 EAST PERIM PLNM (T.E27) | No | 0 | 1395.14 | 21.23 | 108.01 | 4185.61 | 1 | 0 | 0 | 0 | - | - | Plenum | - | Plenum | 3.0001
Existing | EL1 NORTH PERIM PLNM (G.N8) | EL1 NORTH PERIM PLNM (G.N8) | No | 0 | 2205.22 | 131.99 | 21.23 | 6615.97 | 1 | 0 | 0 | 0 | - | - | Plenum | - | Plenum | 3.0001
Existing | EL1 NORTH PERIM PLNM (M.N18) | EL1 NORTH PERIM PLNM (M.N18) | No | 0 | 2205.22 | 131.99 | 21.23 | 6615.97 | 8 | 0 | 0 | 0 | - | - | Plenum | - | Plenum | 3.0001
Existing | EL1 NORTH PERIM PLNM (T.N28) | EL1 NORTH PERIM PLNM (T.N28) | No | 0 | 2205.22 | 131.99 | 21.23 | 6615.97 | 1 | 0 | 0 | 0 | - | - | Plenum | - | Plenum | 3.0001
Existing | EL1 SOUTH PERIM PLNM (G.S6) | EL1 SOUTH PERIM PLNM (G.S6) | No | 0 | 2205.22 | 162.01 | 162.01 | 6615.97 | 1 | 0 | 0 | 0 | - | - | Plenum | - | Plenum | 3.0001
Existing | EL1 SOUTH PERIM PLNM (M.S16) | EL1 SOUTH PERIM PLNM (M.S16) | No | 0 | 2205.22 | 162.01 | 162.01 | 6615.97 | 8 | 0 | 0 | 0 | - | - | Plenum | - | Plenum | 3.0001
Existing | EL1 SOUTH PERIM PLNM (T.S26) | EL1 SOUTH PERIM PLNM (T.S26) | No | 0 | 2205.22 | 162.01 | 162.01 | 6615.97 | 1 | 0 | 0 | 0 | - | - | Plenum | - | Plenum | 3.0001
Existing | EL1 WEST PERIM PLNM (G.W9) | EL1 WEST PERIM PLNM (G.W9) | No | 0 | 1395.14 | 77.99 | 108.01 | 4185.61 | 1 | 0 | 0 | 0 | - | - | Plenum | - | Plenum | 3.0001
Existing | EL1 WEST PERIM PLNM (M.W19) | EL1 WEST PERIM PLNM (M.W19) | No | 0 | 1395.14 | 77.99 | 108.01 | 4185.61 | 8 | 0 | 0 | 0 | - | - | Plenum | - | Plenum | 3.0001
Existing | EL1 WEST PERIM PLNM (T.W29) | EL1 WEST PERIM PLNM (T.W29) | No | 0 | 1395.14 | 77.99 | 108.01 | 4185.61 | 1 | 0 | 0 | 0 | - | - | Plenum | - | Plenum | 3.0001
Existing | LOBBYWAITING EL1 EAST PERIM SPC (G.E2) | LOBBYWAITING EL1 EAST PERIM SPC (G.E2) | Yes | 1395.14 | 1395.14 | 21.23 | 108.01 | 12556.84 | 1 | 33.33 | 4.9876 | 1.7058 | 0.0 | 0.5 | Lobby | Alternative | Warehouse | 9.0004
Existing | LOBBYWAITING EL1 NORTH PERIM SPC (G.N3) | LOBBYWAITING EL1 NORTH PERIM SPC (G.N3) | Yes | 2205.22 | 2205.22 | 131.99 | 21.23 | 19847.91 | 1 | 33.33 | 4.9876 | 1.7058 | 0.0 | 0.5 | Lobby | Alternative | Warehouse | 9.0004
Existing | LOBBYWAITING EL1 SOUTH PERIM SPC (G.S1) | LOBBYWAITING EL1 SOUTH PERIM SPC (G.S1) | Yes | 2205.22 | 2205.22 | 162.01 | 162.01 | 19847.91 | 1 | 33.33 | 4.9876 | 1.7058 | 0.0 | 0.5 | Lobby | Alternative | Warehouse | 9.0004
Existing | LOBBYWAITING EL1 WEST PERIM SPC (G.W4) | LOBBYWAITING EL1 WEST PERIM SPC (G.W4) | Yes | 1395.14 | 1395.14 | 77.99 | 108.01 | 12556.84 | 1 | 33.33 | 4.9876 | 1.7058 | 0.0 | 0.5 | Lobby | Alternative | Warehouse | 9.0004
Existing | MECHELECROOM EL1 CORE SPC (G.C5) | MECHELECROOM EL1 CORE SPC (G.C5) | Yes | 10297 | 10297 | 131.99 | 77.99 | 92677.57 | 1 | 1.5 | 2.3414 | 10.235 | 0.0 | 0.15 | Mechanical room | Alternative | Warehouse | 9.0004
Existing | OFFICEOPEN EL1 CORE SPC (M.C15) | OFFICEOPEN EL1 CORE SPC (M.C15) | Yes | 10297 | 10297 | 131.99 | 77.99 | 92677.57 | 8 | 5 | 3.7561 | 5.1175 | 0.0 | 0.15 | Office_open | Main | Office | 9.0004
Existing | OFFICEOPEN EL1 CORE SPC (T.C25) | OFFICEOPEN EL1 CORE SPC (T.C25) | Yes | 10297 | 10297 | 131.99 | 77.99 | 92677.57 | 1 | 5 | 3.7561 | 5.1175 | 0.0 | 0.15 | Office_open | Main | Office | 9.0004
Existing | OFFICESMALL EL1 EAST PERIM SPC (M.E12) | OFFICESMALL EL1 EAST PERIM SPC (M.E12) | Yes | 1395.14 | 1395.14 | 21.23 | 108.01 | 12556.84 | 8 | 5 | 4.2664 | 5.1175 | 0.0 | 0.15 | Office | Main | Office | 9.0004
Existing | OFFICESMALL EL1 EAST PERIM SPC (T.E22) | OFFICESMALL EL1 EAST PERIM SPC (T.E22) | Yes | 1395.14 | 1395.14 | 21.23 | 108.01 | 12556.84 | 1 | 5 | 4.2664 | 5.1175 | 0.0 | 0.15 | Office | Main | Office | 9.0004
Existing | OFFICESMALL EL1 NORTH PERIM SPC (M.N13) | OFFICESMALL EL1 NORTH PERIM SPC (M.N13) | Yes | 2205.22 | 2205.22 | 131.99 | 21.23 | 19847.91 | 8 | 5 | 4.2664 | 5.1175 | 0.0 | 0.15 | Office | Main | Office | 9.0004
Existing | OFFICESMALL EL1 NORTH PERIM SPC (T.N23) | OFFICESMALL EL1 NORTH PERIM SPC (T.N23) | Yes | 2205.22 | 2205.22 | 131.99 | 21.23 | 19847.91 | 1 | 5 | 4.2664 | 5.1175 | 0.0 | 0.15 | Office | Main | Office | 9.0004
Existing | OFFICESMALL EL1 SOUTH PERIM SPC (M.S11) | OFFICESMALL EL1 SOUTH PERIM SPC (M.S11) | Yes | 2205.22 | 2205.22 | 162.01 | 162.01 | 19847.91 | 8 | 5 | 4.2664 | 5.1175 | 0.0 | 0.15 | Office | Main | Office | 9.0004
Existing | OFFICESMALL EL1 SOUTH PERIM SPC (T.S21) | OFFICESMALL EL1 SOUTH PERIM SPC (T.S21) | Yes | 2205.22 | 2205.22 | 162.01 | 162.01 | 19847.91 | 1 | 5 | 4.2664 | 5.1175 | 0.0 | 0.15 | Office | Main | Office | 9.0004
Existing | OFFICESMALL EL1 WEST PERIM SPC (M.W14) | OFFICESMALL EL1 WEST PERIM SPC (M.W14) | Yes | 1395.14 | 1395.14 | 77.99 | 108.01 | 12556.84 | 8 | 5 | 4.2664 | 5.1175 | 0.0 | 0.15 | Office | Main | Office | 9.0004
Existing | OFFICESMALL EL1 WEST PERIM SPC (T.W24) | OFFICESMALL EL1 WEST PERIM SPC (T.W24) | Yes | 1395.14 | 1395.14 | 77.99 | 108.01 | 12556.84 | 1 | 5 | 4.2664 | 5.1175 | 0.0 | 0.15 | Office | Main | Office | 9.0004
New Construction | EL1 CORE PLNM (G.C10) | EL1 CORE PLNM (G.C10) | No | 0 | 10297 | 131.99 | 77.99 | 30892.52 | 1 | 0 | 0 | 0 | - | - | Plenum | - | Plenum | 3.0001
New Construction | EL1 CORE PLNM (M.C20) | EL1 CORE PLNM (M.C20) | No | 0 | 10297 | 131.99 | 77.99 | 30892.52 | 8 | 0 | 0 | 0 | - | - | Plenum | - | Plenum | 3.0001
New Construction | EL1 CORE PLNM (T.C30) | EL1 CORE PLNM (T.C30) | No | 0 | 10297 | 131.99 | 77.99 | 30892.52 | 1 | 0 | 0 | 0 | - | - | Plenum | - | Plenum | 3.0001
New Construction | EL1 EAST PERIM PLNM (G.E7) | EL1 EAST PERIM PLNM (G.E7) | No | 0 | 1395.14 | 21.23 | 108.01 | 4185.61 | 1 | 0 | 0 | 0 | - | - | Plenum | - | Plenum | 3.0001
New Construction | EL1 EAST PERIM PLNM (M.E17) | EL1 EAST PERIM PLNM (M.E17) | No | 0 | 1395.14 | 21.23 | 108.01 | 4185.61 | 8 | 0 | 0 | 0 | - | - | Plenum | - | Plenum | 3.0001
New Construction | EL1 EAST PERIM PLNM (T.E27) | EL1 EAST PERIM PLNM (T.E27) | No | 0 | 1395.14 | 21.23 | 108.01 | 4185.61 | 1 | 0 | 0 | 0 | - | - | Plenum | - | Plenum | 3.0001
New Construction | EL1 NORTH PERIM PLNM (G.N8) | EL1 NORTH PERIM PLNM (G.N8) | No | 0 | 2205.22 | 131.99 | 21.23 | 6615.97 | 1 | 0 | 0 | 0 | - | - | Plenum | - | Plenum | 3.0001
New Construction | EL1 NORTH PERIM PLNM (M.N18) | EL1 NORTH PERIM PLNM (M.N18) | No | 0 | 2205.22 | 131.99 | 21.23 | 6615.97 | 8 | 0 | 0 | 0 | - | - | Plenum | - | Plenum | 3.0001
New Construction | EL1 NORTH PERIM PLNM (T.N28) | EL1 NORTH PERIM PLNM (T.N28) | No | 0 | 2205.22 | 131.99 | 21.23 | 6615.97 | 1 | 0 | 0 | 0 | - | - | Plenum | - | Plenum | 3.0001
New Construction | EL1 SOUTH PERIM PLNM (G.S6) | EL1 SOUTH PERIM PLNM (G.S6) | No | 0 | 2205.22 | 162.01 | 162.01 | 6615.97 | 1 | 0 | 0 | 0 | - | - | Plenum | - | Plenum | 3.0001
New Construction | EL1 SOUTH PERIM PLNM (M.S16) | EL1 SOUTH PERIM PLNM (M.S16) | No | 0 | 2205.22 | 162.01 | 162.01 | 6615.97 | 8 | 0 | 0 | 0 | - | - | Plenum | - | Plenum | 3.0001
New Construction | EL1 SOUTH PERIM PLNM (T.S26) | EL1 SOUTH PERIM PLNM (T.S26) | No | 0 | 2205.22 | 162.01 | 162.01 | 6615.97 | 1 | 0 | 0 | 0 | - | - | Plenum | - | Plenum | 3.0001
New Construction | EL1 WEST PERIM PLNM (G.W9) | EL1 WEST PERIM PLNM (G.W9) | No | 0 | 1395.14 | 77.99 | 108.01 | 4185.61 | 1 | 0 | 0 | 0 | - | - | Plenum | - | Plenum | 3.0001
New Construction | EL1 WEST PERIM PLNM (M.W19) | EL1 WEST PERIM PLNM (M.W19) | No | 0 | 1395.14 | 77.99 | 108.01 | 4185.61 | 8 | 0 | 0 | 0 | - | - | Plenum | - | Plenum | 3.0001
New Construction | EL1 WEST PERIM PLNM (T.W29) | EL1 WEST PERIM PLNM (T.W29) | No | 0 | 1395.14 | 77.99 | 108.01 | 4185.61 | 1 | 0 | 0 | 0 | - | - | Plenum | - | Plenum | 3.0001
New Construction | LOBBYWAITING EL1 EAST PERIM SPC (G.E2) | LOBBYWAITING EL1 EAST PERIM SPC (G.E2) | Yes | 1395.14 | 1395.14 | 21.23 | 108.01 | 12556.84 | 1 | 33.33 | 2.3882 | 1.7058 | 0.0 | 0.5 | Lobby | Alternative | Warehouse | 9.0004
New Construction | LOBBYWAITING EL1 NORTH PERIM SPC (G.N3) | LOBBYWAITING EL1 NORTH PERIM SPC (G.N3) | Yes | 2205.22 | 2205.22 | 131.99 | 21.23 | 19847.91 | 1 | 33.33 | 2.3882 | 1.7058 | 0.0 | 0.5 | Lobby | Alternative | Warehouse | 9.0004
New Construction | LOBBYWAITING EL1 SOUTH PERIM SPC (G.S1) | LOBBYWAITING EL1 SOUTH PERIM SPC (G.S1) | Yes | 2205.22 | 2205.22 | 162.01 | 162.01 | 19847.91 | 1 | 33.33 | 2.3882 | 1.7058 | 0.0 | 0.5 | Lobby | Alternative | Warehouse | 9.0004
New Construction | LOBBYWAITING EL1 WEST PERIM SPC (G.W4) | LOBBYWAITING EL1 WEST PERIM SPC (G.W4) | Yes | 1395.14 | 1395.14 | 77.99 | 108.01 | 12556.84 | 1 | 33.33 | 2.3882 | 1.7058 | 0.0 | 0.5 | Lobby | Alternative | Warehouse | 9.0004
New Construction | MECHELECROOM EL1 CORE SPC (G.C5) | MECHELECROOM EL1 CORE SPC (G.C5) | Yes | 10297 | 10297 | 131.99 | 77.99 | 92677.57 | 1 | 1.5 | 1.3647 | 10.235 | 0.0 | 0.15 | Mechanical room | Alternative | Warehouse | 9.0004
New Construction | OFFICEOPEN EL1 CORE SPC (M.C15) | OFFICEOPEN EL1 CORE SPC (M.C15) | Yes | 10297 | 10297 | 131.99 | 77.99 | 92677.57 | 8 | 5 | 2.047 | 5.1175 | 0.0 | 0.15 | Office_open | Main | Office | 9.0004
New Construction | OFFICEOPEN EL1 CORE SPC (T.C25) | OFFICEOPEN EL1 CORE SPC (T.C25) | Yes | 10297 | 10297 | 131.99 | 77.99 | 92677.57 | 1 | 5 | 2.047 | 5.1175 | 0.0 | 0.15 | Office_open | Main | Office | 9.0004
New Construction | OFFICESMALL EL1 EAST PERIM SPC (M.E12) | OFFICESMALL EL1 EAST PERIM SPC (M.E12) | Yes | 1395.14 | 1395.14 | 21.23 | 108.01 | 12556.84 | 8 | 5 | 2.047 | 5.1175 | 0.0 | 0.15 | Office | Main | Office | 9.0004
New Construction | OFFICESMALL EL1 EAST PERIM SPC (T.E22) | OFFICESMALL EL1 EAST PERIM SPC (T.E22) | Yes | 1395.14 | 1395.14 | 21.23 | 108.01 | 12556.84 | 1 | 5 | 2.047 | 5.1175 | 0.0 | 0.15 | Office | Main | Office | 9.0004
New Construction | OFFICESMALL EL1 NORTH PERIM SPC (M.N13) | OFFICESMALL EL1 NORTH PERIM SPC (M.N13) | Yes | 2205.22 | 2205.22 | 131.99 | 21.23 | 19847.91 | 8 | 5 | 2.047 | 5.1175 | 0.0 | 0.15 | Office | Main | Office | 9.0004
New Construction | OFFICESMALL EL1 NORTH PERIM SPC (T.N23) | OFFICESMALL EL1 NORTH PERIM SPC (T.N23) | Yes | 2205.22 | 2205.22 | 131.99 | 21.23 | 19847.91 | 1 | 5 | 2.047 | 5.1175 | 0.0 | 0.15 | Office | Main | Office | 9.0004
New Construction | OFFICESMALL EL1 SOUTH PERIM SPC (M.S11) | OFFICESMALL EL1 SOUTH PERIM SPC (M.S11) | Yes | 2205.22 | 2205.22 | 162.01 | 162.01 | 19847.91 | 8 | 5 | 2.047 | 5.1175 | 0.0 | 0.15 | Office | Main | Office | 9.0004
New Construction | OFFICESMALL EL1 SOUTH PERIM SPC (T.S21) | OFFICESMALL EL1 SOUTH PERIM SPC (T.S21) | Yes | 2205.22 | 2205.22 | 162.01 | 162.01 | 19847.91 | 1 | 5 | 2.047 | 5.1175 | 0.0 | 0.15 | Office | Main | Office | 9.0004
New Construction | OFFICESMALL EL1 WEST PERIM SPC (M.W14) | OFFICESMALL EL1 WEST PERIM SPC (M.W14) | Yes | 1395.14 | 1395.14 | 77.99 | 108.01 | 12556.84 | 8 | 5 | 2.047 | 5.1175 | 0.0 | 0.15 | Office | Main | Office | 9.0004
New Construction | OFFICESMALL EL1 WEST PERIM SPC (T.W24) | OFFICESMALL EL1 WEST PERIM SPC (T.W24) | Yes | 1395.14 | 1395.14 | 77.99 | 108.01 | 12556.84 | 1 | 5 | 2.047 | 5.1175 | 0.0 | 0.15 | Office | Main | Office | 9.0004