## Geometry Summary (hidden)
Abbreviation | Building Type | Shape | Number of Floors | Aspect Ratio | Zone Height_1 | Zone Height_2 | Zone Height_3 | Plenum Height | Floor to Floor Height (feet) | Floor to Ceiling Height (feet)
Asm | Assembly | #VALUE! | 1 | 1 | 12.0006 | na | na | 3.0001 | 12.0006 | 15.0007
ECC | Education - Community College | #VALUE! | 3 | 5.7 | 9.0004 | 13.0006 | na | 4.0002 | 9 / 13 | 13 / 17
EPr | Education - Primary School | #VALUE! | 1 | 2 | 9.0004 | 12.0006 | na | 3.0001 | 9 / 12 | 12 / 15
ERC | Education - Relocatable Classroom | #VALUE! | 1 | 1.7 | 9.0004 | na | na | 3.0001 | 9.0004 | 12.0006
ESe | Education - Secondary School | #VALUE! | 2 | 2.5/1.0 | 9.0004 | 13.0006 | na | 4.0002 | 9 / 13 | 13 / 17
EUn | Education - University | #VALUE! | 4 | 2.0/15.0 | 10.0005 | 9.0004 | 14.0007 | 4.0002 | 9 / 10 / 14 | 13 / 14 / 18
Fin | Financial buildings, incl. banks | #VALUE! | 1 | 1 | 11.0005 | na | na | na | 11.0005 | 11.0005
Gro | Grocery | #VALUE! | 1 | 1 | 25.0012 | na | na | na | 25.0012 | 25.0012
Hsp | Health/Medical - Hospital | #VALUE! | 3 | 1 | 10.007 | 12.9927 | na | 2.9857 | 10 / 13 | 13 / 16
Htl | Lodging - Hotel | #VALUE! | 4 | 6.6 | 8.0004 | 10.5005 | na | 1.5001 | 8 / 11 | 10 / 12
Lib | Libraries | #VALUE! | 1 | 1 | 13.0006 | na | na | na | 13.0006 | 13.0006
MBT | Manufacturing Biotech | #VALUE! | 1 | 6 | 9.0004 | na | na | 6.0003 | 9.0004 | 15.0008
MLI | Manufacturing Light Industrial | #VALUE! | 1 | 1 | 35.0017 | na | na | na | 35.0017 | 35.0017
Mtl | Lodging - Motel | #VALUE! | 2 | 5.1 | 9.0004 | na | na | na | 9.0004 | 9.0004
Nrs | Health/Medical - Nursing Home | #VALUE! | 2 | 10.3 | 12.9986 | 9.0005 | na | 4.0055 | 9 / 13 | 13 / 17
OfL | Office - Large | #VALUE! | 3 | 1.5 | 9.0004 | na | na | 3.0001 | 9.0004 | 12.0006
OfS | Office - Small | #VALUE! | 2 | 1.5 | 9.0004 | na | na | 3.0001 | 9.0004 | 12.0006
Rel | Religious assembly buildings | #VALUE! | 1 | 2.5 | 37.5018 | 15.0007 | na | na | 38 / 15 | 38 / 15
RFF | Restaurant - Fast-Food | #VALUE! | 1 | 1 | 10.0005 | na | na | 3.0002 | 10.0005 | 13.0007
RSD | Restaurant - Sit-Down | #VALUE! | 1 | 1 | 10.0005 | na | na | 3.0001 | 10.0005 | 13.0006
Rt3 | Retail - Multistory Large | #VALUE! | 3 | 1 | 15.0007 | na | na | 5.8002 | 15.0007 | 20.8009
RtL | Retail - Single-Story Large | #VALUE! | 1 | 1 | 20.501 | na | na | na | 20.501 | 20.501
RtS | Retail - Small | #VALUE! | 1 | 1 | 10.0005 | na | na | 2.0001 | 10.0005 | 12.0006
SCn | Storage - Conditioned | #VALUE! | 1 | 1 | 48.0023 | na | na | na | 48.0023 | 48.0023
SUn | Storage - Unconditioned | #VALUE! | 1 | 1 | 48.0023 | na | na | na | 48.0023 | 48.0023
WRf | Warehouse - Refrigerated | #VALUE! | 1 | 1 | 48.0023 | na | na | na | 48.0023 | 48.0023

## Prototype
TRC, Updated Febuary 2026
Religious assembly buildings
Characteristic | Value
Building Type | Religious assembly buildings
Building Category | Nonresidential
Vintages | Two vintages: Existing and New Construction
Shape | #VALUE!
Total Floor Area (ft²) | 20001.76
Aspect Ratio | 2.5
Number of Floors | 1
Roof Type | Sloped Roof
Gross Window to Wall Ratio (%) | 6.98
Shading Geometry | No Shading
Floor to Floor Height (feet) | 38 / 15
Floor to Ceiling Height (feet) | 38 / 15
Glazing Sill Height (feet) | 9.84

## Notes
Prototype Overview
Name | Description
Asm | Assembly
ECC | Education - Community College
EPr | Education - Primary School
ERC | Education - Relocatable Classroom
ESe | Education - Secondary School
EUn | Education - University
Fin | Financial buildings, incl. banks
Gro | Grocery
Hsp | Health/Medical - Hospital
Htl | Lodging - Hotel
Lib | Libraries
MBT | Manufacturing Biotech
MLI | Manufacturing Light Industrial
Mtl | Lodging - Motel
Nrs | Health/Medical - Nursing Home
OfL | Office - Large
OfS | Office - Small
Rel | Religious assembly buildings
RFF | Restaurant - Fast-Food
RSD | Restaurant - Sit-Down
Rt3 | Retail - Multistory Large
RtL | Retail - Single-Story Large
RtS | Retail - Small
SCn | Storage - Conditioned
SUn | Storage - Unconditioned
WRf | Warehouse - Refrigerated
Vintages
Existing | Weighted average of Title 24 requirements based on vintages from 1975 to 2022
New Construction | Title 24 2025
Run Begin Day
Begin Month | Begin Day of Month | Day of Week for Start Day
1 | 1 | Sunday
Special Days
Name | Start Date | Duration (days) | Special Day Type
New Years Day | January 1 | 1 | Holiday
Veterans Day | November 11 | 1 | Holiday
Christmas | December 25 | 1 | Holiday
Independence Day | July 4 | 1 | Holiday
MLK Day | 3rd Monday in January | 1 | Holiday
Presidents Day | 3rd Monday in February | 1 | Holiday
Memorial Day | Last Monday in May | 1 | Holiday
Labor Day | 1st Monday in September | 1 | Holiday
Columbus Day | 2nd Monday in October | 1 | Holiday
Thanksgiving | 4th Thursday in November | 1 | Holiday

## Raw_runbeginday (hidden)
Begin Month | Begin Day of Month | Day of Week for Start Day
1 | 1 | Sunday

## Raw_specialdays (hidden)
Name | Start Day | Duration | Special Day Type
New Years Day | January 1 | 1 | Holiday
Veterans Day | November 11 | 1 | Holiday
Christmas | December 25 | 1 | Holiday
Independence Day | July 4 | 1 | Holiday
MLK Day | 3rd Monday in January | 1 | Holiday
Presidents Day | 3rd Monday in February | 1 | Holiday
Memorial Day | Last Monday in May | 1 | Holiday
Labor Day | 1st Monday in September | 1 | Holiday
Columbus Day | 2nd Monday in October | 1 | Holiday
Thanksgiving | 4th Thursday in November | 1 | Holiday

## Climate Zone
Climate Zones - All Prototypes
Climate Zone | Representative City | Weather File Name
CZ01 | Eureka | CA_EUREKA_725940S_CZ2022.epw
CZ02 | Napa | CA_NAPA-CO_724955S_CZ2022.epw
CZ03 | Oakland | CA_OAKLAND-METRO-AP_724930S_CZ2022.epw
CZ04 | San Jose | CA_SAN-JOSE-IAP_724945S_CZ2022.epw
CZ05 | Santa Maria | CA_SANTA-MARIA-PUBLIC-AP_723940S_CZ2022.epw
CZ06 | Los Angeles | CA_LOS-ANGELES-IAP_722950S_CZ2022.epw
CZ07 | San Diego-Lindbergh | CA_SAN-DIEGO-LINDBERGH-FLD_722900S_CZ2022.epw
CZ08 | Long Beach-Daugherty | CA_LONG-BEACH-DAUGHERTY-FLD_722970S_CZ2022.epw
CZ09 | Los Angeles | CA_LOS-ANGELES-DOWNTOWN-USC_722874S_CZ2022.epw
CZ10 | Riverside | CA_RIVERSIDE-MUNI_722869S_CZ2022.epw
CZ11 | Red Bluff | CA_RED-BLUFF-MUNI-AP_725910S_CZ2022.epw
CZ12 | Stockton | CA_STOCKTON-METRO-AP_724920S_CZ2022.epw
CZ13 | Fresno Yosemite | CA_FRESNO-YOSEMITE-IAP_723890S_CZ2022.epw
CZ14 | Daggett Barstow | CA_DAGGETT-BARSTOW-AP_723815S_CZ2022.epw
CZ15 | El Centro | CA_EL-CENTRO-NAF_722810S_CZ2022.epw
CZ16 | Bishop | CA_BISHOP-AP_724800S_CZ2022.epw
Source: California Energy Commission, https://cecgis-caenergy.opendata.arcgis.com/datasets/CAEnergy::california-building-climate-zones/about

## Zones
Zone Summary - Religious assembly buildings
Space | Zone Name | Conditioned [Y/N] | Zone Type | HVAC System Identifier (Main/Alternative/Customized) | Schedule Identifier | Area Fraction | Area (Excluding Plenums and Crawl Space) (ft²) | Volume (ft³) | Multipliers | People (Persons/1,000 ft²) | Note
CLASSROOM | CLASSROOM | Yes | Classroom_class | Main | Assembly | 5% | 1000 | 15000.7 | 1 | 25
OFFICE | OFFICE | Yes | Office | Main | Assembly | 5% | 1000 | 15000.7 | 1 | 5
WORSHIP | WORSHIP | Yes | Auditorium | Main | Assembly | 90% | 18001.76 | 675098.82 | 1 | 71.43
Total (3 Space) | Total (3 Space) | Total (3 Conditioned zones, 0 Unconditioned Zones) |  |  |  |  | 20001.76

## Envelope
Envelope - Religious assembly buildings
Element | Prototype | Assembly Type | Construction | Unit | Vintage | Selected T24 | Note | CZ01 | CZ02 | CZ03 | CZ04 | CZ05 | CZ06 | CZ07 | CZ08 | CZ09 | CZ10 | CZ11 | CZ12 | CZ13 | CZ14 | CZ15 | CZ16
External Wall | Religious assembly buildings | - | Stucco+Wall Continuous Insulation+Gypsum 5/8in | U-value IP | Existing | Weighted average |  | 0.185 | 0.179 | 0.185 | 0.178 | 0.178 | 0.18 | 0.174 | 0.176 | 0.176 | 0.15 | 0.171 | 0.171 | 0.168 | 0.161 | 0.153 | 0.162
External Wall | Religious assembly buildings | - | Stucco+Wall Continuous Insulation+Gypsum 5/8in | U-value IP | New Construction | 2025 |  | 0.063 | 0.058 | 0.076 | 0.058 | 0.058 | 0.063 | 0.063 | 0.058 | 0.058 | 0.058 | 0.058 | 0.058 | 0.058 | 0.058 | 0.058 | 0.058
Roof | Religious assembly buildings | - | Roof Membrane+Roof Continuous Insulation+Metal Decking | U-value IP | Existing | Weighted average |  | 0.067 | 0.066 | 0.067 | 0.065 | 0.067 | 0.074 | 0.073 | 0.073 | 0.07 | 0.061 | 0.063 | 0.063 | 0.063 | 0.061 | 0.059 | 0.061
Roof | Religious assembly buildings | - | Roof Membrane+Roof Continuous Insulation+Metal Decking | U-value IP | New Construction | 2025 |  | 0.028 | 0.028 | 0.028 | 0.028 | 0.028 | 0.048 | 0.048 | 0.048 | 0.028 | 0.028 | 0.028 | 0.028 | 0.028 | 0.028 | 0.028 | 0.028
Windows | Religious assembly buildings | - | Theoretical Glazing | U-value IP | Existing | Weighted average |  | 1.024 | 1.078 | 1.131 | 1.108 | 1.109 | 1.115 | 1.075 | 1.114 | 1.112 | 0.875 | 0.942 | 0.94 | 0.929 | 0.886 | 0.831 | 0.885
Windows | Religious assembly buildings | - | Theoretical Glazing | U-value IP | New Construction | 2025 |  | 0.36 | 0.36 | 0.36 | 0.36 | 0.36 | 0.36 | 0.36 | 0.36 | 0.34 | 0.36 | 0.34 | 0.34 | 0.34 | 0.34 | 0.34 | 0.36
Windows | Religious assembly buildings | - | Theoretical Glazing | SHGC | Existing | Weighted average |  | 0.70708 | 0.70715 | 0.73753 | 0.71836 | 0.75308 | 0.7254 | 0.72673 | 0.7241 | 0.72365 | 0.5734 | 0.64366 | 0.64394 | 0.6358 | 0.60724 | 0.57129 | 0.62767
Windows | Religious assembly buildings | - | Theoretical Glazing | SHGC | New Construction | 2025 |  | 0.25 | 0.25 | 0.25 | 0.25 | 0.25 | 0.25 | 0.25 | 0.25 | 0.22 | 0.25 | 0.22 | 0.22 | 0.22 | 0.22 | 0.22 | 0.25
Windows | Religious assembly buildings | - | Theoretical Glazing | Visible Transmittance | Existing | Weighted average |  | 0.26089 | 0.26141 | 0.26004 | 0.26231 | 0.26223 | 0.26197 | 0.26576 | 0.26213 | 0.26228 | 0.27816 | 0.26665 | 0.26607 | 0.26793 | 0.27125 | 0.27583 | 0.27139
Windows | Religious assembly buildings | - | Theoretical Glazing | Visible Transmittance | New Construction | 2025 |  | 0.42 | 0.42 | 0.42 | 0.42 | 0.42 | 0.42 | 0.42 | 0.42 | 0.42 | 0.42 | 0.42 | 0.42 | 0.42 | 0.42 | 0.42 | 0.42
Infiltration - Religious assembly buildings
|  |  |  | Element | Unit | Vintage | Note | CZ01 | CZ02 | CZ03 | CZ04 | CZ05 | CZ06 | CZ07 | CZ08 | CZ09 | CZ10 | CZ11 | CZ12 | CZ13 | CZ14 | CZ15 | CZ16
|  |  |  | Infiltration Rate | CFM/ft2 | Existing | Infiltration rate is flow rate per exterior surface area at 10 mph wind speed, modeled proportionally to wind speed. | 0.044801 | 0.044801 | 0.044801 | 0.044801 | 0.044801 | 0.044801 | 0.044801 | 0.044801 | 0.044801 | 0.044801 | 0.044801 | 0.044801 | 0.044801 | 0.044801 | 0.044801 | 0.044801
[6 empty] | New Construction |  | 0.044801 | 0.044801 | 0.044801 | 0.044801 | 0.044801 | 0.044801 | 0.044801 | 0.044801 | 0.044801 | 0.044801 | 0.044801 | 0.044801 | 0.044801 | 0.044801 | 0.044801 | 0.044801

## Raw_envelope (hidden)
Climate Zone | Vintage | Exterior Roof Layers | Roof U-Value [Btu/h-ft2-F] | Exterior Wall Layers | Wall U-Value [Btu/h-ft2-F] | Exterior Window Layers | Window U-Value [Btu/h-ft2-F] | Window SHGC | Window VT
CZ01 | Existing | Roof Membrane+Roof Continuous Insulation+Metal Decking | 0.067 | Stucco+Wall Continuous Insulation+Gypsum 5/8in | 0.185 | Theoretical Glazing | 1.024 | 0.70708 | 0.26089
CZ02 | Existing | Roof Membrane+Roof Continuous Insulation+Metal Decking | 0.066 | Stucco+Wall Continuous Insulation+Gypsum 5/8in | 0.179 | Theoretical Glazing | 1.078 | 0.70715 | 0.26141
CZ03 | Existing | Roof Membrane+Roof Continuous Insulation+Metal Decking | 0.067 | Stucco+Wall Continuous Insulation+Gypsum 5/8in | 0.185 | Theoretical Glazing | 1.131 | 0.73753 | 0.26004
CZ04 | Existing | Roof Membrane+Roof Continuous Insulation+Metal Decking | 0.065 | Stucco+Wall Continuous Insulation+Gypsum 5/8in | 0.178 | Theoretical Glazing | 1.108 | 0.71836 | 0.26231
CZ05 | Existing | Roof Membrane+Roof Continuous Insulation+Metal Decking | 0.067 | Stucco+Wall Continuous Insulation+Gypsum 5/8in | 0.178 | Theoretical Glazing | 1.109 | 0.75308 | 0.26223
CZ06 | Existing | Roof Membrane+Roof Continuous Insulation+Metal Decking | 0.074 | Stucco+Wall Continuous Insulation+Gypsum 5/8in | 0.18 | Theoretical Glazing | 1.115 | 0.7254 | 0.26197
CZ07 | Existing | Roof Membrane+Roof Continuous Insulation+Metal Decking | 0.073 | Stucco+Wall Continuous Insulation+Gypsum 5/8in | 0.174 | Theoretical Glazing | 1.075 | 0.72673 | 0.26576
CZ08 | Existing | Roof Membrane+Roof Continuous Insulation+Metal Decking | 0.073 | Stucco+Wall Continuous Insulation+Gypsum 5/8in | 0.176 | Theoretical Glazing | 1.114 | 0.7241 | 0.26213
CZ09 | Existing | Roof Membrane+Roof Continuous Insulation+Metal Decking | 0.07 | Stucco+Wall Continuous Insulation+Gypsum 5/8in | 0.176 | Theoretical Glazing | 1.112 | 0.72365 | 0.26228
CZ10 | Existing | Roof Membrane+Roof Continuous Insulation+Metal Decking | 0.061 | Stucco+Wall Continuous Insulation+Gypsum 5/8in | 0.15 | Theoretical Glazing | 0.875 | 0.5734 | 0.27816
CZ11 | Existing | Roof Membrane+Roof Continuous Insulation+Metal Decking | 0.063 | Stucco+Wall Continuous Insulation+Gypsum 5/8in | 0.171 | Theoretical Glazing | 0.942 | 0.64366 | 0.26665
CZ12 | Existing | Roof Membrane+Roof Continuous Insulation+Metal Decking | 0.063 | Stucco+Wall Continuous Insulation+Gypsum 5/8in | 0.171 | Theoretical Glazing | 0.94 | 0.64394 | 0.26607
CZ13 | Existing | Roof Membrane+Roof Continuous Insulation+Metal Decking | 0.063 | Stucco+Wall Continuous Insulation+Gypsum 5/8in | 0.168 | Theoretical Glazing | 0.929 | 0.6358 | 0.26793
CZ14 | Existing | Roof Membrane+Roof Continuous Insulation+Metal Decking | 0.061 | Stucco+Wall Continuous Insulation+Gypsum 5/8in | 0.161 | Theoretical Glazing | 0.886 | 0.60724 | 0.27125
CZ15 | Existing | Roof Membrane+Roof Continuous Insulation+Metal Decking | 0.059 | Stucco+Wall Continuous Insulation+Gypsum 5/8in | 0.153 | Theoretical Glazing | 0.831 | 0.57129 | 0.27583
CZ16 | Existing | Roof Membrane+Roof Continuous Insulation+Metal Decking | 0.061 | Stucco+Wall Continuous Insulation+Gypsum 5/8in | 0.162 | Theoretical Glazing | 0.885 | 0.62767 | 0.27139
CZ01 | New Construction | Roof Membrane+Roof Continuous Insulation+Metal Decking | 0.028 | Stucco+Wall Continuous Insulation+Gypsum 5/8in | 0.063 | Theoretical Glazing | 0.36 | 0.25 | 0.42
CZ02 | New Construction | Roof Membrane+Roof Continuous Insulation+Metal Decking | 0.028 | Stucco+Wall Continuous Insulation+Gypsum 5/8in | 0.058 | Theoretical Glazing | 0.36 | 0.25 | 0.42
CZ03 | New Construction | Roof Membrane+Roof Continuous Insulation+Metal Decking | 0.028 | Stucco+Wall Continuous Insulation+Gypsum 5/8in | 0.076 | Theoretical Glazing | 0.36 | 0.25 | 0.42
CZ04 | New Construction | Roof Membrane+Roof Continuous Insulation+Metal Decking | 0.028 | Stucco+Wall Continuous Insulation+Gypsum 5/8in | 0.058 | Theoretical Glazing | 0.36 | 0.25 | 0.42
CZ05 | New Construction | Roof Membrane+Roof Continuous Insulation+Metal Decking | 0.028 | Stucco+Wall Continuous Insulation+Gypsum 5/8in | 0.058 | Theoretical Glazing | 0.36 | 0.25 | 0.42
CZ06 | New Construction | Roof Membrane+Roof Continuous Insulation+Metal Decking | 0.048 | Stucco+Wall Continuous Insulation+Gypsum 5/8in | 0.063 | Theoretical Glazing | 0.36 | 0.25 | 0.42
CZ07 | New Construction | Roof Membrane+Roof Continuous Insulation+Metal Decking | 0.048 | Stucco+Wall Continuous Insulation+Gypsum 5/8in | 0.063 | Theoretical Glazing | 0.36 | 0.25 | 0.42
CZ08 | New Construction | Roof Membrane+Roof Continuous Insulation+Metal Decking | 0.048 | Stucco+Wall Continuous Insulation+Gypsum 5/8in | 0.058 | Theoretical Glazing | 0.36 | 0.25 | 0.42
CZ09 | New Construction | Roof Membrane+Roof Continuous Insulation+Metal Decking | 0.028 | Stucco+Wall Continuous Insulation+Gypsum 5/8in | 0.058 | Theoretical Glazing | 0.34 | 0.22 | 0.42
CZ10 | New Construction | Roof Membrane+Roof Continuous Insulation+Metal Decking | 0.028 | Stucco+Wall Continuous Insulation+Gypsum 5/8in | 0.058 | Theoretical Glazing | 0.36 | 0.25 | 0.42
CZ11 | New Construction | Roof Membrane+Roof Continuous Insulation+Metal Decking | 0.028 | Stucco+Wall Continuous Insulation+Gypsum 5/8in | 0.058 | Theoretical Glazing | 0.34 | 0.22 | 0.42
CZ12 | New Construction | Roof Membrane+Roof Continuous Insulation+Metal Decking | 0.028 | Stucco+Wall Continuous Insulation+Gypsum 5/8in | 0.058 | Theoretical Glazing | 0.34 | 0.22 | 0.42
CZ13 | New Construction | Roof Membrane+Roof Continuous Insulation+Metal Decking | 0.028 | Stucco+Wall Continuous Insulation+Gypsum 5/8in | 0.058 | Theoretical Glazing | 0.34 | 0.22 | 0.42
CZ14 | New Construction | Roof Membrane+Roof Continuous Insulation+Metal Decking | 0.028 | Stucco+Wall Continuous Insulation+Gypsum 5/8in | 0.058 | Theoretical Glazing | 0.34 | 0.22 | 0.42
CZ15 | New Construction | Roof Membrane+Roof Continuous Insulation+Metal Decking | 0.028 | Stucco+Wall Continuous Insulation+Gypsum 5/8in | 0.058 | Theoretical Glazing | 0.34 | 0.22 | 0.42
CZ16 | New Construction | Roof Membrane+Roof Continuous Insulation+Metal Decking | 0.028 | Stucco+Wall Continuous Insulation+Gypsum 5/8in | 0.058 | Theoretical Glazing | 0.36 | 0.25 | 0.42

## Raw_infiltrationcfmft (hidden)
Vintage | CZ01 | CZ02 | CZ03 | CZ04 | CZ05 | CZ06 | CZ07 | CZ08 | CZ09 | CZ10 | CZ11 | CZ12 | CZ13 | CZ14 | CZ15 | CZ16
Existing | 0.044801 | 0.044801 | 0.044801 | 0.044801 | 0.044801 | 0.044801 | 0.044801 | 0.044801 | 0.044801 | 0.044801 | 0.044801 | 0.044801 | 0.044801 | 0.044801 | 0.044801 | 0.044801
New Construction | 0.044801 | 0.044801 | 0.044801 | 0.044801 | 0.044801 | 0.044801 | 0.044801 | 0.044801 | 0.044801 | 0.044801 | 0.044801 | 0.044801 | 0.044801 | 0.044801 | 0.044801 | 0.044801

## Thermostat
Thermostat Setpoints - Religious assembly buildings | [18 empty] | Zone Type
Schedule Identifier | Setpoint | CZ01 | CZ02 | CZ03 | CZ04 | CZ05 | CZ06 | CZ07 | CZ08 | CZ09 | CZ10 | CZ11 | CZ12 | CZ13 | CZ14 | CZ15 | CZ16 | Notes | Assembly
Assembly | Heating Setpoint (F) | 70 | 70 | 70 | 70 | 70 | 70 | 70 | 70 | 70 | 70 | 70 | 70 | 70 | 70 | 70 | 70
Assembly | Heating Setback (F) | 60 | 60 | 60 | 60 | 60 | 60 | 60 | 60 | 60 | 60 | 60 | 60 | 60 | 60 | 60 | 60
Assembly | Cooling Setpoint (F) | 75 | 75 | 75 | 75 | 75 | 75 | 75 | 75 | 75 | 75 | 75 | 75 | 75 | 75 | 75 | 75
Assembly | Cooling Setback (F) | 85 | 85 | 85 | 85 | 85 | 85 | 85 | 85 | 85 | 85 | 85 | 85 | 85 | 85 | 85 | 85

## Raw_thermostatsetpoints (hidden)
Climate Zone | Schedule Identifier | Heating Setpoint (F) | Heating Setback (F) | Cooling Setpoint (F) | Cooling Setback (F)
CZ01 | Assembly | 70 | 60 | 75 | 85
CZ02 | Assembly | 70 | 60 | 75 | 85
CZ03 | Assembly | 70 | 60 | 75 | 85
CZ04 | Assembly | 70 | 60 | 75 | 85
CZ05 | Assembly | 70 | 60 | 75 | 85
CZ06 | Assembly | 70 | 60 | 75 | 85
CZ07 | Assembly | 70 | 60 | 75 | 85
CZ08 | Assembly | 70 | 60 | 75 | 85
CZ09 | Assembly | 70 | 60 | 75 | 85
CZ10 | Assembly | 70 | 60 | 75 | 85
CZ11 | Assembly | 70 | 60 | 75 | 85
CZ12 | Assembly | 70 | 60 | 75 | 85
CZ13 | Assembly | 70 | 60 | 75 | 85
CZ14 | Assembly | 70 | 60 | 75 | 85
CZ15 | Assembly | 70 | 60 | 75 | 85
CZ16 | Assembly | 70 | 60 | 75 | 85

## HVAC System
HVAC system - Religious assembly buildings
Vintage | System Name | Category | Heating Type* | Cooling Type* | Air Distribution | Heating Efficiency | Cooling Efficiency | Note
Existing | cDXGF | Main | Furnace (gas) | DX-AIR | SZ-CAV | 0.8 | 3.65
Existing | cDXGF | Alternative | - | - | - | - | -
Existing | cDXGF | Customized | - | - | - | - | -
New Construction | cDXGF | Main | Furnace (gas) | DX-AIR | SZ-CAV | 0.8 | 3.65
New Construction | cDXGF | Alternative | - | - | - | - | -
New Construction | cDXGF | Customized | - | - | - | - | -
Existing | cDXHP | Main | DX-AIR | DX-AIR | SZ-CAV | 3.738 | 3.65
Existing | cDXHP | Alternative | - | - | - | - | -
Existing | cDXHP | Customized | - | - | - | - | -
New Construction | cDXHP | Main | DX-AIR | DX-AIR | SZ-CAV | 3.738 | 3.65
New Construction | cDXHP | Alternative | - | - | - | - | -
New Construction | cDXHP | Customized | - | - | - | - | -
Existing | cAVVG | Main | Boiler (gas) | Chiller system | MZ-VAV | 0.805 | 3.05
Existing | cAVVG | Alternative | - | - | - | - | -
Existing | cAVVG | Customized | - | - | - | - | -
New Construction | cAVVG | Main | Boiler (gas) | Chiller system | MZ-VAV | 0.805 | 3.05
New Construction | cAVVG | Alternative | - | - | - | - | -
New Construction | cAVVG | Customized | - | - | - | - | -
Existing | cDXOH | Main | None | DX-AIR | SZ-CAV | - | 3.65
Existing | cDXOH | Alternative | - | - | - | - | -
Existing | cDXOH | Customized | - | - | - | - | -
New Construction | cDXOH | Main | None | DX-AIR | SZ-CAV | - | 3.65
New Construction | cDXOH | Alternative | - | - | - | - | -
New Construction | cDXOH | Customized | - | - | - | - | -
Existing | cPVVG | Main | Furnace (gas) | DX-AIR | SZ-VAV | 0.8 | 3.65
Existing | cPVVG | Alternative | - | - | - | - | -
Existing | cPVVG | Customized | - | - | - | - | -
New Construction | cPVVG | Main | Furnace (gas) | DX-AIR | SZ-VAV | 0.8 | 3.65
New Construction | cPVVG | Alternative | - | - | - | - | -
New Construction | cPVVG | Customized | - | - | - | - | -
*DX Heating and cooling COPs are calculated based on coil-only input power and exclude fan power
Fan Power - Religious assembly buildings
Vintage | System Name | HVAC System Identifier | Fan System | Total Static Pressure (TSP) (in w.c.) | Fan Efficiency | Fan Motor and Drive Efficiency | W/cfm | Note
Existing | cAVVG | Main | MZ-VAV | 5.362 | 0.55 | 0.9 | 1.15
New Construction | cAVVG | Main | MZ-VAV | 5.362 | 0.55 | 0.9 | 1.15
Existing | cDXGF | Main | SZ-CAV | 3.877 | 0.55 | 0.87 | 0.83
New Construction | cDXGF | Main | SZ-CAV | 3.877 | 0.55 | 0.87 | 0.83
Existing | cDXHP | Main | SZ-CAV | 3.877 | 0.55 | 0.87 | 0.83
New Construction | cDXHP | Main | SZ-CAV | 3.877 | 0.55 | 0.87 | 0.83
Existing | cDXOH | Main | SZ-CAV | 3.877 | 0.55 | 0.87 | 0.83
New Construction | cDXOH | Main | SZ-CAV | 3.877 | 0.55 | 0.87 | 0.83
Existing | cPVVG | Main | SZ-VAV | 3.877 | 0.55 | 0.87 | 0.83
New Construction | cPVVG | Main | SZ-VAV | 3.877 | 0.55 | 0.87 | 0.83

## Raw_fanoverview (hidden)
Vintage | HVAC name | System type | HVAC System Identifier | Total Static Pressure (TSP) (in w.c.) | Fan Efficiency | Fan Motor and Drive Efficiency | W/cfm
Existing | cAVVG | MZ-VAV Fans | Main | 5.362 | 0.55 | 0.9 | 1.15
New Construction | cAVVG | MZ-VAV Fans | Main | 5.362 | 0.55 | 0.9 | 1.15
Existing | cDXGF | SZ-CAV Fans | Main | 3.877 | 0.55 | 0.87 | 0.83
New Construction | cDXGF | SZ-CAV Fans | Main | 3.877 | 0.55 | 0.87 | 0.83
Existing | cDXHP | SZ-CAV Fans | Main | 3.877 | 0.55 | 0.87 | 0.83
New Construction | cDXHP | SZ-CAV Fans | Main | 3.877 | 0.55 | 0.87 | 0.83
Existing | cDXOH | SZ-CAV Fans | Main | 3.877 | 0.55 | 0.87 | 0.83
New Construction | cDXOH | SZ-CAV Fans | Main | 3.877 | 0.55 | 0.87 | 0.83
Existing | cPVVG | SZ-VAV Fans | Main | 3.877 | 0.55 | 0.87 | 0.83
New Construction | cPVVG | SZ-VAV Fans | Main | 3.877 | 0.55 | 0.87 | 0.83

## Raw_hvac (hidden)
Vintage | System Name | HVAC System Identifier | Air Distribution | Heating Efficiency | Cooling Efficiency
Existing | cAVVG | Main | MZ-VAV | 0.805 | 3.05
New Construction | cAVVG | Main | MZ-VAV | 0.805 | 3.05
Existing | cDXGF | Main | SZ-CAV | 0.8 | 3.65
New Construction | cDXGF | Main | SZ-CAV | 0.8 | 3.65
Existing | cDXHP | Main | SZ-CAV | 3.738 | 3.65
New Construction | cDXHP | Main | SZ-CAV | 3.738 | 3.65
Existing | cDXOH | Main | SZ-CAV | - | 3.65
New Construction | cDXOH | Main | SZ-CAV | - | 3.65
Existing | cPVVG | Main | SZ-VAV | 0.8 | 3.65
New Construction | cPVVG | Main | SZ-VAV | 0.8 | 3.65

## Ventilation
Outdoor Airflow Rate - Religious assembly buildings | [19 empty] | Zone Type
Zone Type | Floor area (ft²) | cfm/person | cfm/ft² | cfm | Notes | [14 empty] | Auditorium
Auditorium | 18001.76 | 0 | 1.07 | 19261.8832 | [15 empty] | Classroom_class
Classroom_class | 1000 | 0 | 0.38 | 380 | [15 empty] | Office
Office | 1000 | 0 | 0.15 | 150
OA Controller - Religious assembly buildings
Element | Vintage | Unit | CZ01 | CZ02 | CZ03 | CZ04 | CZ05 | CZ06 | CZ07 | CZ08 | CZ09 | CZ10 | CZ11 | CZ12 | CZ13 | CZ14 | CZ15 | CZ16 | Notes
Economizer Maximum Limit Dry-Bulb Temperature | Existing | °F | 75 | 73 | 75 | 73 | 75 | 71 | 69 | 71 | 71 | 73 | 75 | 75 | 75 | 75 | 75 | 75
| New Construction | °F | 75 | 73 | 75 | 73 | 75 | 71 | 69 | 71 | 71 | 73 | 75 | 75 | 75 | 75 | 75 | 75
Exhaust hood - Religious assembly buildings
Type of Hood | Max Exhaust Flow Rate (cfm/ft) | Hood Length (ft) | Hood Exhaust Rate (cfm) | Note
- | - | - | -

## Raw_outdoorairflowrate (hidden)
Zone Type | Floor Area (ft2) | cfm/person | cfm/ft2
Auditorium | 18001.76 | 0 | 1.07
Classroom_class | 1000 | 0 | 0.38
Office | 1000 | 0 | 0.15

## Raw_oacontroller (hidden)
Climate Zone | Vintage | Economizer Maximum Limit Dry-Bulb Temperature (F)
CZ01 | Existing | 75
CZ02 | Existing | 73
CZ03 | Existing | 75
CZ04 | Existing | 73
CZ05 | Existing | 75
CZ06 | Existing | 71
CZ07 | Existing | 69
CZ08 | Existing | 71
CZ09 | Existing | 71
CZ10 | Existing | 73
CZ11 | Existing | 75
CZ12 | Existing | 75
CZ13 | Existing | 75
CZ14 | Existing | 75
CZ15 | Existing | 75
CZ16 | Existing | 75
CZ01 | New Construction | 75
CZ02 | New Construction | 73
CZ03 | New Construction | 75
CZ04 | New Construction | 73
CZ05 | New Construction | 75
CZ06 | New Construction | 71
CZ07 | New Construction | 69
CZ08 | New Construction | 71
CZ09 | New Construction | 71
CZ10 | New Construction | 73
CZ11 | New Construction | 75
CZ12 | New Construction | 75
CZ13 | New Construction | 75
CZ14 | New Construction | 75
CZ15 | New Construction | 75
CZ16 | New Construction | 75

## Water Heater
Water Heater - Religious assembly buildings
Vintage | Fuel type | Burner Efficiency | Maximum Heater Capacity (Btu/hr) | Tank Volume (gallon) | Tank Loss |  | Notes
[5 empty] | Off Cycle (W/K) | On Cycle (W/K)
Existing | Gas | 0.8 | 308885.02 | 64.78 | 1.6282 | 1.6282
New Construction | Gas | 0.8 | 308885.02 | 64.78 | 1.6282 | 1.6282
Peak Hot Water Consumption - Religious assembly buildings
Space | Floor Area (ft²) | Number of People | Hot Water Usage Specification (gal/hr per person) | Peak Hot Water Usage (gal/hr) | Peak Hot Water Usage (gal/min) | Notes
CLASSROOM | 1000 | 25 | 0.36 | 9 | 0.15
OFFICE | 1000 | 5 | 0.36 | 1.8 | 0.03
WORSHIP | 18001.76 | 71.43 | 3.2403 | 231.4558 | 3.8576
Total (3 Space)

## Raw_waterheater (hidden)
Vintage | Burner Efficiency | Maximum Heater Capacity (Btu/h) | Tank Volume (ft3) | Tank Loss_Off Cycle (W/K) | Tank Loss_On Cycle (W/K)
Existing | 0.8 | 308885.02 | 64.78 | 1.6282 | 1.6282
New Construction | 0.8 | 308885.02 | 64.78 | 1.6282 | 1.6282

## Raw_dhwpeakflowbyzone (hidden)
Space | Peak hot water usage (gal/hr) | Zone Name
classroom | 9 | CLASSROOM
office | 1.8 | OFFICE
worship | 231.4558 | WORSHIP

## Interior Lights
Interior Lighting - Religious assembly buildings
Vintage | Method | Zone type | Floor area (ft²) | Lighting Power Density (Watts/ft²) | Additional Lighting Power for Portable Lighting (Watts/ft²) | Technology | Notes
Existing | Space by space | Auditorium | 18001.76 | 1.3848 | NA | NA
Existing | Space by space | Classroom_class | 1000 | 1.313 | NA | NA
Existing | Space by space | Office | 1000 | 1.2504 | NA | NA
New Construction | Space by space | Auditorium | 18001.76 | 0.69991 | NA | NA
New Construction | Space by space | Classroom_class | 1000 | 0.59992 | NA | NA
New Construction | Space by space | Office | 1000 | 0.59992 | NA | NA

## Ext Lighting
Exterior Lighting - Religious assembly buildings
Vintage | Non-Motion Controlled Luminaires (W) | Motion-Controlled Luminaires (W) | Total (W) | Notes
Existing | NA | NA | NA
New Consturction | NA | NA | NA

## Raw_interiorlights (hidden)
Vintage | Zone Type | Floor Area (ft2) | Lighting Power Density(W/ft2)
Existing | Auditorium | 18001.76 | 1.3848
Existing | Classroom_class | 1000 | 1.313
Existing | Office | 1000 | 1.2504
New Construction | Auditorium | 18001.76 | 0.69991
New Construction | Classroom_class | 1000 | 0.59992
New Construction | Office | 1000 | 0.59992

## Equipment
Equipment - Religious assembly buildings
Zone Type | Floor Area (ft²) | Plug Load Intensity (W/ft²) | Gas Power Density (Btu/hr-ft²)
Auditorium | 18001.76 | 0.99987 | 0
Classroom_class | 1000 | 0.99987 | 0
Office | 1000 | 1.4998 | 0
Refrigeration - Religious assembly buildings
Refrigeration System Name | Condenser Fan Power | Refrigeration System Working Fluid | Condenser Type
Elevator - Religious assembly buildings
Vintage | No. of Elevators | Cab Lighting Power Limit | Lighting Shutoff | Cab Fan Control | Fan Power Limit | Regenerative Drive Threshold | Design load (W) | Note
Existing | - | - | - | - | - | - | -
New Construction | - | - | - | - | - | - | -

## Raw_equipment (hidden)
Vintage | Zone Type | Floor Area (ft2) | Plug Load Intensity (W/ft2)
Existing | Auditorium | 18001.76 | 0.99987
Existing | Classroom_class | 1000 | 0.99987
Existing | Office | 1000 | 1.4998
New Construction | Auditorium | 18001.76 | 0.99987
New Construction | Classroom_class | 1000 | 0.99987
New Construction | Office | 1000 | 1.4998

## Raw_gasequipment (hidden)
Vintage | Zone Name | Gas Loads (Btu/h-ft2) | Zone Type
Existing | No GasEquipment found. |  | Unknown
New Construction | No GasEquipment found. |  | Unknown

## Raw_refrigerationsystem (hidden)
Vintage | Refrigeration System Name | Condenser Fan Power | Working fluid | Condenser Type
No refrigeration system was found

## Schedules
Schedule by Hour - Religious assembly buildings
Schedule Identifier | Space type | Type | Notes | Hour
|  |  |  | 1 | 2 | 3 | 4 | 5 | 6 | 7 | 8 | 9 | 10 | 11 | 12 | 13 | 14 | 15 | 16 | 17 | 18 | 19 | 20 | 21 | 22 | 23 | 24
Cooling Setpoint Schedule | Assembly | AllOtherDays | Cooling/Heating setpoints are in °F; others are intensity (0–100%) | 84.92 | 84.92 | 84.92 | 84.92 | 84.92 | 84.92 | 84.92 | 75.02 | 75.02 | 75.02 | 75.02 | 75.02 | 75.02 | 75.02 | 75.02 | 75.02 | 75.02 | 75.02 | 75.02 | 75.02 | 75.02 | 75.02 | 75.02 | 84.92
DHW Sch | Assembly | AllOtherDays |  | 0 | 0 | 0 | 0 | 0 | 0 | 0 | 0 | 0 | 0.05 | 0.05 | 0.1 | 0 | 0 | 0 | 0 | 0 | 0 | 0 | 0.65 | 0.3 | 0 | 0 | 0
DHW Sch | Assembly | Saturdays |  | 0 | 0 | 0 | 0 | 0 | 0 | 0 | 0 | 0 | 0.05 | 0.05 | 0.2 | 0 | 0 | 0 | 0 | 0 | 0 | 0 | 0.65 | 0.3 | 0 | 0 | 0
DHW Sch | Assembly | Weekdays |  | 0 | 0 | 0 | 0 | 0 | 0 | 0 | 0 | 0 | 0.05 | 0.05 | 0.35 | 0.05 | 0.05 | 0.05 | 0.05 | 0.05 | 0 | 0 | 0 | 0 | 0 | 0 | 0
Elec Equip Sch | Assembly | AllOtherDays |  | 0.05 | 0.05 | 0.05 | 0.05 | 0.05 | 0.05 | 0.05 | 0.3 | 0.3 | 0.3 | 0.3 | 0.3 | 0.65 | 0.65 | 0.65 | 0.65 | 0.65 | 0.65 | 0.65 | 0.65 | 0.65 | 0.65 | 0.05 | 0.05
Elec Equip Sch | Assembly | Saturdays |  | 0.05 | 0.05 | 0.05 | 0.05 | 0.05 | 0.05 | 0.05 | 0.3 | 0.3 | 0.5 | 0.5 | 0.5 | 0.5 | 0.5 | 0.5 | 0.5 | 0.5 | 0.5 | 0.5 | 0.5 | 0.5 | 0.5 | 0.5 | 0.05
Elec Equip Sch | Assembly | Weekdays |  | 0.05 | 0.05 | 0.05 | 0.05 | 0.05 | 0.05 | 0.4 | 0.4 | 0.4 | 0.75 | 0.75 | 0.75 | 0.75 | 0.75 | 0.75 | 0.75 | 0.75 | 0.75 | 0.75 | 0.75 | 0.75 | 0.75 | 0.25 | 0.05
Heating Setpoint Schedule | Assembly | AllOtherDays |  | 60.08 | 60.08 | 60.08 | 60.08 | 60.08 | 60.08 | 60.08 | 69.98 | 69.98 | 69.98 | 69.98 | 69.98 | 69.98 | 69.98 | 69.98 | 69.98 | 69.98 | 69.98 | 69.98 | 69.98 | 69.98 | 69.98 | 69.98 | 60.08
Infiltration Schedule | Assembly | AllDays | bar: Hour 1 to Hour 24
Lighting Schedule | Assembly | AllOtherDays |  | 0.05 | 0.05 | 0.05 | 0.05 | 0.05 | 0.05 | 0.05 | 0.3 | 0.3 | 0.3 | 0.3 | 0.3 | 0.55 | 0.55 | 0.55 | 0.55 | 0.55 | 0.55 | 0.55 | 0.55 | 0.55 | 0.55 | 0.05 | 0.05
Lighting Schedule | Assembly | Saturdays |  | 0.05 | 0.05 | 0.05 | 0.05 | 0.05 | 0.05 | 0.05 | 0.3 | 0.3 | 0.4 | 0.4 | 0.4 | 0.4 | 0.4 | 0.4 | 0.4 | 0.4 | 0.4 | 0.4 | 0.4 | 0.4 | 0.4 | 0.4 | 0.05
Lighting Schedule | Assembly | Weekdays |  | 0.05 | 0.05 | 0.05 | 0.05 | 0.05 | 0.05 | 0.35 | 0.35 | 0.35 | 0.65 | 0.65 | 0.65 | 0.65 | 0.65 | 0.65 | 0.65 | 0.65 | 0.65 | 0.65 | 0.65 | 0.65 | 0.65 | 0.25 | 0.05
OA Schedule | Assembly | AllOtherDays |  | 0 | 0 | 0 | 0 | 0 | 0 | 0 | 1 | 1 | 1 | 1 | 1 | 1 | 1 | 1 | 1 | 1 | 1 | 1 | 1 | 1 | 1 | 1 | 0
Occupant Sch | Assembly | AllOtherDays |  | 0 | 0 | 0 | 0 | 0 | 0 | 0 | 0 | 0.1 | 0.1 | 0.1 | 0.1 | 0.1 | 0.7 | 0.7 | 0.7 | 0.7 | 0.7 | 0.7 | 0.7 | 0.7 | 0.7 | 0.2 | 0
Occupant Sch | Assembly | Saturdays |  | 0 | 0 | 0 | 0 | 0 | 0 | 0 | 0 | 0.2 | 0.2 | 0.2 | 0.6 | 0.6 | 0.6 | 0.6 | 0.6 | 0.6 | 0.6 | 0.6 | 0.6 | 0.6 | 0.8 | 0.1 | 0
Occupant Sch | Assembly | Weekdays |  | 0 | 0 | 0 | 0 | 0 | 0 | 0 | 0 | 0.2 | 0.2 | 0.2 | 0.8 | 0.8 | 0.8 | 0.8 | 0.8 | 0.8 | 0.8 | 0.2 | 0.2 | 0.2 | 0.2 | 0.1 | 0

## Schedule_Figures
Schedule Figures (linked to Schedules tab)

## Raw_schedule (hidden)
Schedule Identifier | Schedule Name | Type | 1 | 2 | 3 | 4 | 5 | 6 | 7 | 8 | 9 | 10 | 11 | 12 | 13 | 14 | 15 | 16 | 17 | 18 | 19 | 20 | 21 | 22 | 23 | 24
Assembly | Cooling Setpoint Schedule | AllOtherDays | 84.92 | 84.92 | 84.92 | 84.92 | 84.92 | 84.92 | 84.92 | 75.02 | 75.02 | 75.02 | 75.02 | 75.02 | 75.02 | 75.02 | 75.02 | 75.02 | 75.02 | 75.02 | 75.02 | 75.02 | 75.02 | 75.02 | 75.02 | 84.92
Assembly | DHW Sch | AllOtherDays | 0 | 0 | 0 | 0 | 0 | 0 | 0 | 0 | 0 | 0.05 | 0.05 | 0.1 | 0 | 0 | 0 | 0 | 0 | 0 | 0 | 0.65 | 0.3 | 0 | 0 | 0
Assembly | DHW Sch | Saturdays | 0 | 0 | 0 | 0 | 0 | 0 | 0 | 0 | 0 | 0.05 | 0.05 | 0.2 | 0 | 0 | 0 | 0 | 0 | 0 | 0 | 0.65 | 0.3 | 0 | 0 | 0
Assembly | DHW Sch | Weekdays | 0 | 0 | 0 | 0 | 0 | 0 | 0 | 0 | 0 | 0.05 | 0.05 | 0.35 | 0.05 | 0.05 | 0.05 | 0.05 | 0.05 | 0 | 0 | 0 | 0 | 0 | 0 | 0
Assembly | Elec Equip Sch | AllOtherDays | 0.05 | 0.05 | 0.05 | 0.05 | 0.05 | 0.05 | 0.05 | 0.3 | 0.3 | 0.3 | 0.3 | 0.3 | 0.65 | 0.65 | 0.65 | 0.65 | 0.65 | 0.65 | 0.65 | 0.65 | 0.65 | 0.65 | 0.05 | 0.05
Assembly | Elec Equip Sch | Saturdays | 0.05 | 0.05 | 0.05 | 0.05 | 0.05 | 0.05 | 0.05 | 0.3 | 0.3 | 0.5 | 0.5 | 0.5 | 0.5 | 0.5 | 0.5 | 0.5 | 0.5 | 0.5 | 0.5 | 0.5 | 0.5 | 0.5 | 0.5 | 0.05
Assembly | Elec Equip Sch | Weekdays | 0.05 | 0.05 | 0.05 | 0.05 | 0.05 | 0.05 | 0.4 | 0.4 | 0.4 | 0.75 | 0.75 | 0.75 | 0.75 | 0.75 | 0.75 | 0.75 | 0.75 | 0.75 | 0.75 | 0.75 | 0.75 | 0.75 | 0.25 | 0.05
Assembly | Heating Setpoint Schedule | AllOtherDays | 60.08 | 60.08 | 60.08 | 60.08 | 60.08 | 60.08 | 60.08 | 69.98 | 69.98 | 69.98 | 69.98 | 69.98 | 69.98 | 69.98 | 69.98 | 69.98 | 69.98 | 69.98 | 69.98 | 69.98 | 69.98 | 69.98 | 69.98 | 60.08
Assembly | Infiltration Schedule | AllDays | 1 | 1 | 1 | 1 | 1 | 1 | 1 | 1 | 1 | 1 | 1 | 1 | 1 | 1 | 1 | 1 | 1 | 1 | 1 | 1 | 1 | 1 | 1 | 1
Assembly | Lighting Schedule | AllOtherDays | 0.05 | 0.05 | 0.05 | 0.05 | 0.05 | 0.05 | 0.05 | 0.3 | 0.3 | 0.3 | 0.3 | 0.3 | 0.55 | 0.55 | 0.55 | 0.55 | 0.55 | 0.55 | 0.55 | 0.55 | 0.55 | 0.55 | 0.05 | 0.05
Assembly | Lighting Schedule | Saturdays | 0.05 | 0.05 | 0.05 | 0.05 | 0.05 | 0.05 | 0.05 | 0.3 | 0.3 | 0.4 | 0.4 | 0.4 | 0.4 | 0.4 | 0.4 | 0.4 | 0.4 | 0.4 | 0.4 | 0.4 | 0.4 | 0.4 | 0.4 | 0.05
Assembly | Lighting Schedule | Weekdays | 0.05 | 0.05 | 0.05 | 0.05 | 0.05 | 0.05 | 0.35 | 0.35 | 0.35 | 0.65 | 0.65 | 0.65 | 0.65 | 0.65 | 0.65 | 0.65 | 0.65 | 0.65 | 0.65 | 0.65 | 0.65 | 0.65 | 0.25 | 0.05
Assembly | OA Schedule | AllOtherDays | 0 | 0 | 0 | 0 | 0 | 0 | 0 | 1 | 1 | 1 | 1 | 1 | 1 | 1 | 1 | 1 | 1 | 1 | 1 | 1 | 1 | 1 | 1 | 0
Assembly | Occupant Sch | AllOtherDays | 0 | 0 | 0 | 0 | 0 | 0 | 0 | 0 | 0.1 | 0.1 | 0.1 | 0.1 | 0.1 | 0.7 | 0.7 | 0.7 | 0.7 | 0.7 | 0.7 | 0.7 | 0.7 | 0.7 | 0.2 | 0
Assembly | Occupant Sch | Saturdays | 0 | 0 | 0 | 0 | 0 | 0 | 0 | 0 | 0.2 | 0.2 | 0.2 | 0.6 | 0.6 | 0.6 | 0.6 | 0.6 | 0.6 | 0.6 | 0.6 | 0.6 | 0.6 | 0.8 | 0.1 | 0
Assembly | Occupant Sch | Weekdays | 0 | 0 | 0 | 0 | 0 | 0 | 0 | 0 | 0.2 | 0.2 | 0.2 | 0.8 | 0.8 | 0.8 | 0.8 | 0.8 | 0.8 | 0.8 | 0.2 | 0.2 | 0.2 | 0.2 | 0.1 | 0

## Energy Usage
Energy Consumption - Religious assembly buildings
Climate Zone | HVAC Type | Vintage | Total Floorspace (Excluding Plenums and Crawl Space) (ft²) | Annual Electricity Intensity (kBtu/ft²) | Annual Gas Intensity (kBtu/ft²) | Notes
CZ01 | cAVVG | Existing | 20001.76 | 52.9388 | 62.7521
CZ01 | cAVVG | New Construction | 20001.76 | 44.9202 | 61.457
CZ01 | cDXGF | Existing | 20001.76 | 52.4251 | 54.5652
CZ01 | cDXGF | New Construction | 20001.76 | 40.7126 | 53.7934
CZ01 | cDXHP | Existing | 20001.76 | 64.643 | 3.0832
CZ01 | cDXHP | New Construction | 20001.76 | 52.6834 | 3.0855
CZ01 | cDXOH | Existing | 20001.76 | 53.0886 | 3.0822
CZ01 | cDXOH | New Construction | 20001.76 | 41.131 | 3.0817
CZ01 | cPVVG | Existing | 20001.76 | 39.1334 | 64.7956
CZ01 | cPVVG | New Construction | 20001.76 | 33.8261 | 58.4446
CZ02 | cAVVG | Existing | 20001.76 | 63.0849 | 44.6246
CZ02 | cAVVG | New Construction | 20001.76 | 54.7325 | 42.9153
CZ02 | cDXGF | Existing | 20001.76 | 63.8855 | 33.0997
CZ02 | cDXGF | New Construction | 20001.76 | 48.977 | 31.6012
CZ02 | cDXHP | Existing | 20001.76 | 71.3365 | 2.8398
CZ02 | cDXHP | New Construction | 20001.76 | 55.9432 | 2.8403
CZ02 | cDXOH | Existing | 20001.76 | 64.1478 | 2.8399
CZ02 | cDXOH | New Construction | 20001.76 | 49.0385 | 2.8378
CZ02 | cPVVG | Existing | 20001.76 | 48.023 | 41.9625
CZ02 | cPVVG | New Construction | 20001.76 | 39.902 | 35.7365
CZ03 | cAVVG | Existing | 20001.76 | 54.121 | 34.1725
CZ03 | cAVVG | New Construction | 20001.76 | 48.3966 | 34.2113
CZ03 | cDXGF | Existing | 20001.76 | 58.7702 | 24.1894
CZ03 | cDXGF | New Construction | 20001.76 | 45.2857 | 24.1399
CZ03 | cDXHP | Existing | 20001.76 | 63.8106 | 2.8289
CZ03 | cDXHP | New Construction | 20001.76 | 50.2668 | 2.8289
CZ03 | cDXOH | Existing | 20001.76 | 58.8047 | 2.8287
CZ03 | cDXOH | New Construction | 20001.76 | 45.2836 | 2.8258
CZ03 | cPVVG | Existing | 20001.76 | 43.4837 | 32.361
CZ03 | cPVVG | New Construction | 20001.76 | 36.6235 | 28.0243
CZ04 | cAVVG | Existing | 20001.76 | 64.6024 | 31.962
CZ04 | cAVVG | New Construction | 20001.76 | 56.0372 | 31.7004
CZ04 | cDXGF | Existing | 20001.76 | 65.7555 | 21.2995
CZ04 | cDXGF | New Construction | 20001.76 | 50.4008 | 20.8022
CZ04 | cDXHP | Existing | 20001.76 | 70.1647 | 2.7352
CZ04 | cDXHP | New Construction | 20001.76 | 54.6571 | 2.7359
CZ04 | cDXOH | Existing | 20001.76 | 65.7385 | 2.7351
CZ04 | cDXOH | New Construction | 20001.76 | 50.3436 | 2.7341
CZ04 | cPVVG | Existing | 20001.76 | 49.985 | 28.3514
CZ04 | cPVVG | New Construction | 20001.76 | 41.229 | 24.2726
CZ05 | cAVVG | Existing | 20001.76 | 55.7906 | 33.9943
CZ05 | cAVVG | New Construction | 20001.76 | 50.183 | 33.7513
CZ05 | cDXGF | Existing | 20001.76 | 60.4217 | 23.4176
CZ05 | cDXGF | New Construction | 20001.76 | 46.3691 | 22.6745
CZ05 | cDXHP | Existing | 20001.76 | 65.3493 | 2.8287
CZ05 | cDXHP | New Construction | 20001.76 | 51.0701 | 2.8291
CZ05 | cDXOH | Existing | 20001.76 | 60.3555 | 2.8284
CZ05 | cDXOH | New Construction | 20001.76 | 46.2848 | 2.8278
CZ05 | cPVVG | Existing | 20001.76 | 45.2455 | 31.1584
CZ05 | cPVVG | New Construction | 20001.76 | 37.7187 | 25.9859
CZ06 | cAVVG | Existing | 20001.76 | 63.848 | 18.8965
CZ06 | cAVVG | New Construction | 20001.76 | 56.4059 | 21.8005
CZ06 | cDXGF | Existing | 20001.76 | 64.5443 | 8.0011
CZ06 | cDXGF | New Construction | 20001.76 | 50.237 | 8.3506
CZ06 | cDXHP | Existing | 20001.76 | 65.3611 | 2.6136
CZ06 | cDXHP | New Construction | 20001.76 | 51.1534 | 2.6143
CZ06 | cDXOH | Existing | 20001.76 | 64.5181 | 2.6134
CZ06 | cDXOH | New Construction | 20001.76 | 50.1969 | 2.6149
CZ06 | cPVVG | Existing | 20001.76 | 49.3663 | 11.4563
CZ06 | cPVVG | New Construction | 20001.76 | 40.1647 | 10.2678
CZ07 | cAVVG | Existing | 20001.76 | 70.4231 | 21.8158
CZ07 | cAVVG | New Construction | 20001.76 | 60.9505 | 23.501
CZ07 | cDXGF | Existing | 20001.76 | 65.5354 | 7.5833
CZ07 | cDXGF | New Construction | 20001.76 | 51.0901 | 7.9486
CZ07 | cDXHP | Existing | 20001.76 | 66.4165 | 2.5816
CZ07 | cDXHP | New Construction | 20001.76 | 52.104 | 2.58
CZ07 | cDXOH | Existing | 20001.76 | 65.5078 | 2.5816
CZ07 | cDXOH | New Construction | 20001.76 | 51.0528 | 2.5806
CZ07 | cPVVG | Existing | 20001.76 | 50.3192 | 10.7231
CZ07 | cPVVG | New Construction | 20001.76 | 41.3579 | 9.7343
CZ08 | cAVVG | Existing | 20001.76 | 73.7056 | 22.768
CZ08 | cAVVG | New Construction | 20001.76 | 63.632 | 24.6651
CZ08 | cDXGF | Existing | 20001.76 | 69.7599 | 9.7998
CZ08 | cDXGF | New Construction | 20001.76 | 54.2797 | 9.9427
CZ08 | cDXHP | Existing | 20001.76 | 71.4232 | 2.5779
CZ08 | cDXHP | New Construction | 20001.76 | 55.9775 | 2.5772
CZ08 | cDXOH | Existing | 20001.76 | 69.7081 | 2.5778
CZ08 | cDXOH | New Construction | 20001.76 | 54.2106 | 2.5777
CZ08 | cPVVG | Existing | 20001.76 | 54.1726 | 13.5324
CZ08 | cPVVG | New Construction | 20001.76 | 43.9954 | 12.1545
CZ09 | cAVVG | Existing | 20001.76 | 77.7446 | 22.5116
CZ09 | cAVVG | New Construction | 20001.76 | 65.6617 | 22.4004
CZ09 | cDXGF | Existing | 20001.76 | 73.3479 | 8.5251
CZ09 | cDXGF | New Construction | 20001.76 | 55.3268 | 8.2614
CZ09 | cDXHP | Existing | 20001.76 | 74.6375 | 2.5437
CZ09 | cDXHP | New Construction | 20001.76 | 56.5894 | 2.5434
CZ09 | cDXOH | Existing | 20001.76 | 73.3067 | 2.5436
CZ09 | cDXOH | New Construction | 20001.76 | 55.2687 | 2.5436
CZ09 | cPVVG | Existing | 20001.76 | 57.0575 | 12.0086
CZ09 | cPVVG | New Construction | 20001.76 | 45.3566 | 10.0418
CZ10 | cAVVG | Existing | 20001.76 | 86.4999 | 27.1521
CZ10 | cAVVG | New Construction | 20001.76 | 73.4667 | 27.2314
CZ10 | cDXGF | Existing | 20001.76 | 78.8337 | 14.2362
CZ10 | cDXGF | New Construction | 20001.76 | 62.0012 | 13.8052
CZ10 | cDXHP | Existing | 20001.76 | 81.6947 | 2.5241
CZ10 | cDXHP | New Construction | 20001.76 | 64.7122 | 2.5245
CZ10 | cDXOH | Existing | 20001.76 | 78.7775 | 2.5238
CZ10 | cDXOH | New Construction | 20001.76 | 61.9347 | 2.5262
CZ10 | cPVVG | Existing | 20001.76 | 63.2372 | 18.7424
CZ10 | cPVVG | New Construction | 20001.76 | 51.2278 | 15.9293
CZ11 | cAVVG | Existing | 20001.76 | 89.631 | 44.2214
CZ11 | cAVVG | New Construction | 20001.76 | 75.3215 | 42.3695
CZ11 | cDXGF | Existing | 20001.76 | 82.1322 | 30.4719
CZ11 | cDXGF | New Construction | 20001.76 | 63.6378 | 29.3324
CZ11 | cDXHP | Existing | 20001.76 | 89.1121 | 2.5791
CZ11 | cDXHP | New Construction | 20001.76 | 70.2105 | 2.5797
CZ11 | cDXOH | Existing | 20001.76 | 82.5922 | 2.5792
CZ11 | cDXOH | New Construction | 20001.76 | 63.8178 | 2.5775
CZ11 | cPVVG | Existing | 20001.76 | 66.132 | 38.1623
CZ11 | cPVVG | New Construction | 20001.76 | 53.3997 | 33.2298
CZ12 | cAVVG | Existing | 20001.76 | 81.3137 | 40.7073
CZ12 | cAVVG | New Construction | 20001.76 | 69.1768 | 39.9671
CZ12 | cDXGF | Existing | 20001.76 | 76.1014 | 28.7672
CZ12 | cDXGF | New Construction | 20001.76 | 58.913 | 27.6118
CZ12 | cDXHP | Existing | 20001.76 | 82.6112 | 2.6486
CZ12 | cDXHP | New Construction | 20001.76 | 64.9932 | 2.6504
CZ12 | cDXOH | Existing | 20001.76 | 76.5015 | 2.6482
CZ12 | cDXOH | New Construction | 20001.76 | 59.0702 | 2.6473
CZ12 | cPVVG | Existing | 20001.76 | 60.3607 | 35.95
CZ12 | cPVVG | New Construction | 20001.76 | 49.4909 | 31.3108
CZ13 | cAVVG | Existing | 20001.76 | 92.8682 | 36.4359
CZ13 | cAVVG | New Construction | 20001.76 | 78.26 | 36.575
CZ13 | cDXGF | Existing | 20001.76 | 84.1055 | 24.8952
CZ13 | cDXGF | New Construction | 20001.76 | 65.5562 | 24.4638
CZ13 | cDXHP | Existing | 20001.76 | 89.719 | 2.5068
CZ13 | cDXHP | New Construction | 20001.76 | 70.927 | 2.5093
CZ13 | cDXOH | Existing | 20001.76 | 84.3603 | 2.5067
CZ13 | cDXOH | New Construction | 20001.76 | 65.6881 | 2.5075
CZ13 | cPVVG | Existing | 20001.76 | 68.6861 | 31.4634
CZ13 | cPVVG | New Construction | 20001.76 | 55.6667 | 27.828
CZ14 | cAVVG | Existing | 20001.76 | 103.5709 | 30.4792
CZ14 | cAVVG | New Construction | 20001.76 | 87.2793 | 29.9257
CZ14 | cDXGF | Existing | 20001.76 | 93.8022 | 17.1806
CZ14 | cDXGF | New Construction | 20001.76 | 73.922 | 16.8333
CZ14 | cDXHP | Existing | 20001.76 | 97.4917 | 2.3832
CZ14 | cDXHP | New Construction | 20001.76 | 77.4675 | 2.3765
CZ14 | cDXOH | Existing | 20001.76 | 93.9121 | 2.383
CZ14 | cDXOH | New Construction | 20001.76 | 73.9678 | 2.3758
CZ14 | cPVVG | Existing | 20001.76 | 77.8374 | 22.5675
CZ14 | cPVVG | New Construction | 20001.76 | 62.1221 | 19.6586
CZ15 | cAVVG | Existing | 20001.76 | 128.1858 | 22.3541
CZ15 | cAVVG | New Construction | 20001.76 | 108.8499 | 22.1981
CZ15 | cDXGF | Existing | 20001.76 | 105.1064 | 7.1446
CZ15 | cDXGF | New Construction | 20001.76 | 83.1702 | 6.9231
CZ15 | cDXHP | Existing | 20001.76 | 106.3116 | 2.1263
CZ15 | cDXHP | New Construction | 20001.76 | 84.3047 | 2.1206
CZ15 | cDXOH | Existing | 20001.76 | 105.03 | 2.1262
CZ15 | cDXOH | New Construction | 20001.76 | 83.0753 | 2.1207
CZ15 | cPVVG | Existing | 20001.76 | 91.9812 | 9.5082
CZ15 | cPVVG | New Construction | 20001.76 | 74.9101 | 8.3363
CZ16 | cAVVG | Existing | 20001.76 | 89.0712 | 51.6322
CZ16 | cAVVG | New Construction | 20001.76 | 72.2411 | 49.0649
CZ16 | cDXGF | Existing | 20001.76 | 82.8778 | 39.095
CZ16 | cDXGF | New Construction | 20001.76 | 64.9237 | 36.8718
CZ16 | cDXHP | Existing | 20001.76 | 93.5719 | 2.7965
CZ16 | cDXHP | New Construction | 20001.76 | 74.6498 | 2.7995
CZ16 | cDXOH | Existing | 20001.76 | 84.6621 | 2.7959
CZ16 | cDXOH | New Construction | 20001.76 | 65.7589 | 2.7966
CZ16 | cPVVG | Existing | 20001.76 | 64.7033 | 47.8605
CZ16 | cPVVG | New Construction | 20001.76 | 50.8967 | 43.774

## Energy Usage_Figures
Energy Figures (from 'Energy Usage' Tab)
cAVVG ¦ Annual Electricity Intensity (kBtu/ft²) |  |  | cAVVG ¦ Annual Gas Intensity (kBtu/ft²)
Climate Zone | Existing | New Construction | Climate Zone | Existing | New Construction
CZ01 | 52.9388 | 44.9202 | CZ01 | 62.7521 | 61.457
CZ02 | 63.0849 | 54.7325 | CZ02 | 44.6246 | 42.9153
CZ03 | 54.121 | 48.3966 | CZ03 | 34.1725 | 34.2113
CZ04 | 64.6024 | 56.0372 | CZ04 | 31.962 | 31.7004
CZ05 | 55.7906 | 50.183 | CZ05 | 33.9943 | 33.7513
CZ06 | 63.848 | 56.4059 | CZ06 | 18.8965 | 21.8005
CZ07 | 70.4231 | 60.9505 | CZ07 | 21.8158 | 23.501
CZ08 | 73.7056 | 63.632 | CZ08 | 22.768 | 24.6651
CZ09 | 77.7446 | 65.6617 | CZ09 | 22.5116 | 22.4004
CZ10 | 86.4999 | 73.4667 | CZ10 | 27.1521 | 27.2314
CZ11 | 89.631 | 75.3215 | CZ11 | 44.2214 | 42.3695
CZ12 | 81.3137 | 69.1768 | CZ12 | 40.7073 | 39.9671
CZ13 | 92.8682 | 78.26 | CZ13 | 36.4359 | 36.575
CZ14 | 103.5709 | 87.2793 | CZ14 | 30.4792 | 29.9257
CZ15 | 128.1858 | 108.8499 | CZ15 | 22.3541 | 22.1981
CZ16 | 89.0712 | 72.2411 | CZ16 | 51.6322 | 49.0649
cDXGF ¦ Annual Electricity Intensity (kBtu/ft²) |  |  | cDXGF ¦ Annual Gas Intensity (kBtu/ft²)
Climate Zone | Existing | New Construction | Climate Zone | Existing | New Construction
CZ01 | 52.4251 | 40.7126 | CZ01 | 54.5652 | 53.7934
CZ02 | 63.8855 | 48.977 | CZ02 | 33.0997 | 31.6012
CZ03 | 58.7702 | 45.2857 | CZ03 | 24.1894 | 24.1399
CZ04 | 65.7555 | 50.4008 | CZ04 | 21.2995 | 20.8022
CZ05 | 60.4217 | 46.3691 | CZ05 | 23.4176 | 22.6745
CZ06 | 64.5443 | 50.237 | CZ06 | 8.0011 | 8.3506
CZ07 | 65.5354 | 51.0901 | CZ07 | 7.5833 | 7.9486
CZ08 | 69.7599 | 54.2797 | CZ08 | 9.7998 | 9.9427
CZ09 | 73.3479 | 55.3268 | CZ09 | 8.5251 | 8.2614
CZ10 | 78.8337 | 62.0012 | CZ10 | 14.2362 | 13.8052
CZ11 | 82.1322 | 63.6378 | CZ11 | 30.4719 | 29.3324
CZ12 | 76.1014 | 58.913 | CZ12 | 28.7672 | 27.6118
CZ13 | 84.1055 | 65.5562 | CZ13 | 24.8952 | 24.4638
CZ14 | 93.8022 | 73.922 | CZ14 | 17.1806 | 16.8333
CZ15 | 105.1064 | 83.1702 | CZ15 | 7.1446 | 6.9231
CZ16 | 82.8778 | 64.9237 | CZ16 | 39.095 | 36.8718
cDXHP ¦ Annual Electricity Intensity (kBtu/ft²) |  |  | cDXHP ¦ Annual Gas Intensity (kBtu/ft²)
Climate Zone | Existing | New Construction | Climate Zone | Existing | New Construction
CZ01 | 64.643 | 52.6834 | CZ01 | 3.0832 | 3.0855
CZ02 | 71.3365 | 55.9432 | CZ02 | 2.8398 | 2.8403
CZ03 | 63.8106 | 50.2668 | CZ03 | 2.8289 | 2.8289
CZ04 | 70.1647 | 54.6571 | CZ04 | 2.7352 | 2.7359
CZ05 | 65.3493 | 51.0701 | CZ05 | 2.8287 | 2.8291
CZ06 | 65.3611 | 51.1534 | CZ06 | 2.6136 | 2.6143
CZ07 | 66.4165 | 52.104 | CZ07 | 2.5816 | 2.58
CZ08 | 71.4232 | 55.9775 | CZ08 | 2.5779 | 2.5772
CZ09 | 74.6375 | 56.5894 | CZ09 | 2.5437 | 2.5434
CZ10 | 81.6947 | 64.7122 | CZ10 | 2.5241 | 2.5245
CZ11 | 89.1121 | 70.2105 | CZ11 | 2.5791 | 2.5797
CZ12 | 82.6112 | 64.9932 | CZ12 | 2.6486 | 2.6504
CZ13 | 89.719 | 70.927 | CZ13 | 2.5068 | 2.5093
CZ14 | 97.4917 | 77.4675 | CZ14 | 2.3832 | 2.3765
CZ15 | 106.3116 | 84.3047 | CZ15 | 2.1263 | 2.1206
CZ16 | 93.5719 | 74.6498 | CZ16 | 2.7965 | 2.7995
cDXOH ¦ Annual Electricity Intensity (kBtu/ft²) |  |  | cDXOH ¦ Annual Gas Intensity (kBtu/ft²)
Climate Zone | Existing | New Construction | Climate Zone | Existing | New Construction
CZ01 | 53.0886 | 41.131 | CZ01 | 3.0822 | 3.0817
CZ02 | 64.1478 | 49.0385 | CZ02 | 2.8399 | 2.8378
CZ03 | 58.8047 | 45.2836 | CZ03 | 2.8287 | 2.8258
CZ04 | 65.7385 | 50.3436 | CZ04 | 2.7351 | 2.7341
CZ05 | 60.3555 | 46.2848 | CZ05 | 2.8284 | 2.8278
CZ06 | 64.5181 | 50.1969 | CZ06 | 2.6134 | 2.6149
CZ07 | 65.5078 | 51.0528 | CZ07 | 2.5816 | 2.5806
CZ08 | 69.7081 | 54.2106 | CZ08 | 2.5778 | 2.5777
CZ09 | 73.3067 | 55.2687 | CZ09 | 2.5436 | 2.5436
CZ10 | 78.7775 | 61.9347 | CZ10 | 2.5238 | 2.5262
CZ11 | 82.5922 | 63.8178 | CZ11 | 2.5792 | 2.5775
CZ12 | 76.5015 | 59.0702 | CZ12 | 2.6482 | 2.6473
CZ13 | 84.3603 | 65.6881 | CZ13 | 2.5067 | 2.5075
CZ14 | 93.9121 | 73.9678 | CZ14 | 2.383 | 2.3758
CZ15 | 105.03 | 83.0753 | CZ15 | 2.1262 | 2.1207
CZ16 | 84.6621 | 65.7589 | CZ16 | 2.7959 | 2.7966
cPVVG ¦ Annual Electricity Intensity (kBtu/ft²) |  |  | cPVVG ¦ Annual Gas Intensity (kBtu/ft²)
Climate Zone | Existing | New Construction | Climate Zone | Existing | New Construction
CZ01 | 39.1334 | 33.8261 | CZ01 | 64.7956 | 58.4446
CZ02 | 48.023 | 39.902 | CZ02 | 41.9625 | 35.7365
CZ03 | 43.4837 | 36.6235 | CZ03 | 32.361 | 28.0243
CZ04 | 49.985 | 41.229 | CZ04 | 28.3514 | 24.2726
CZ05 | 45.2455 | 37.7187 | CZ05 | 31.1584 | 25.9859
CZ06 | 49.3663 | 40.1647 | CZ06 | 11.4563 | 10.2678
CZ07 | 50.3192 | 41.3579 | CZ07 | 10.7231 | 9.7343
CZ08 | 54.1726 | 43.9954 | CZ08 | 13.5324 | 12.1545
CZ09 | 57.0575 | 45.3566 | CZ09 | 12.0086 | 10.0418
CZ10 | 63.2372 | 51.2278 | CZ10 | 18.7424 | 15.9293
CZ11 | 66.132 | 53.3997 | CZ11 | 38.1623 | 33.2298
CZ12 | 60.3607 | 49.4909 | CZ12 | 35.95 | 31.3108
CZ13 | 68.6861 | 55.6667 | CZ13 | 31.4634 | 27.828
CZ14 | 77.8374 | 62.1221 | CZ14 | 22.5675 | 19.6586
CZ15 | 91.9812 | 74.9101 | CZ15 | 9.5082 | 8.3363
CZ16 | 64.7033 | 50.8967 | CZ16 | 47.8605 | 43.774

## Raw_totalendusesannual (hidden)
Vintage | Climate Zone | HVAC System | Electricity (kBtu) | Natural Gas (kBtu)
Existing | CZ01 | cAVVG | 1058868.65 | 1255151.47
Existing | CZ02 | cAVVG | 1261809.93 | 892571.41
Existing | CZ03 | cAVVG | 1082514.54 | 683509.64
Existing | CZ04 | cAVVG | 1292162.41 | 639296
Existing | CZ05 | cAVVG | 1115910.56 | 679945.24
Existing | CZ06 | cAVVG | 1277072.85 | 377962.43
Existing | CZ07 | cAVVG | 1408586.7 | 436354.98
Existing | CZ08 | cAVVG | 1474242.57 | 455399.47
Existing | CZ09 | cAVVG | 1555028.39 | 450272.48
Existing | CZ10 | cAVVG | 1730150.62 | 543089.1
Existing | CZ11 | cAVVG | 1792777.1 | 884505.96
Existing | CZ12 | cAVVG | 1626417.63 | 814218.35
Existing | CZ13 | cAVVG | 1857527.96 | 728781.6
Existing | CZ14 | cAVVG | 2071599.69 | 609637.28
Existing | CZ15 | cAVVG | 2563940.7 | 447120.37
Existing | CZ16 | cAVVG | 1781580.22 | 1032735
New Construction | CZ01 | cAVVG | 898483.78 | 1229247.39
New Construction | CZ02 | cAVVG | 1094746.17 | 858381.01
New Construction | CZ03 | cAVVG | 968016.24 | 684286.23
New Construction | CZ04 | cAVVG | 1120842.77 | 634064.23
New Construction | CZ05 | cAVVG | 1003747.48 | 675084.72
New Construction | CZ06 | cAVVG | 1128216.42 | 436049.31
New Construction | CZ07 | cAVVG | 1219117.84 | 470061.98
New Construction | CZ08 | cAVVG | 1272751.07 | 493346.13
New Construction | CZ09 | cAVVG | 1313349.4 | 448048.24
New Construction | CZ10 | cAVVG | 1469462.47 | 544676.31
New Construction | CZ11 | cAVVG | 1506562.95 | 847463.59
New Construction | CZ12 | cAVVG | 1383657.33 | 799411.96
New Construction | CZ13 | cAVVG | 1565337.18 | 731564.79
New Construction | CZ14 | cAVVG | 1745740.07 | 598567.39
New Construction | CZ15 | cAVVG | 2177188.66 | 444000.28
New Construction | CZ16 | cAVVG | 1444949.29 | 981383.92
Existing | CZ01 | cDXGF | 1048595.04 | 1091400.59
Existing | CZ02 | cDXGF | 1277821.63 | 662051.82
Existing | CZ03 | cDXGF | 1175508.02 | 483831.2
Existing | CZ04 | cDXGF | 1315225.75 | 426026.68
Existing | CZ05 | cDXGF | 1208539.58 | 468392.27
Existing | CZ06 | cDXGF | 1290999.24 | 160036.05
Existing | CZ07 | cDXGF | 1310822.5 | 151678.43
Existing | CZ08 | cDXGF | 1395320.3 | 196014.02
Existing | CZ09 | cDXGF | 1467086.35 | 170517.81
Existing | CZ10 | cDXGF | 1576812.09 | 284749.42
Existing | CZ11 | cDXGF | 1642789.08 | 609492.61
Existing | CZ12 | cDXGF | 1522162.01 | 575394.34
Existing | CZ13 | cDXGF | 1682258.2 | 497947.74
Existing | CZ14 | cDXGF | 1876210.08 | 343641.72
Existing | CZ15 | cDXGF | 2102312.2 | 142903.66
Existing | CZ16 | cDXGF | 1657702.32 | 781969.65
New Construction | CZ01 | cDXGF | 814323.36 | 1075963.49
New Construction | CZ02 | cDXGF | 979627.14 | 632079.87
New Construction | CZ03 | cDXGF | 905792.91 | 482839.73
New Construction | CZ04 | cDXGF | 1008103.96 | 416080.18
New Construction | CZ05 | cDXGF | 927464.46 | 453530.24
New Construction | CZ06 | cDXGF | 1004827.99 | 167027.11
New Construction | CZ07 | cDXGF | 1021892.88 | 158986.79
New Construction | CZ08 | cDXGF | 1085689.42 | 198872.07
New Construction | CZ09 | cDXGF | 1106633.27 | 165241.83
New Construction | CZ10 | cDXGF | 1240132.4 | 276128.85
New Construction | CZ11 | cDXGF | 1272867.78 | 586699.21
New Construction | CZ12 | cDXGF | 1178364.67 | 552285.04
New Construction | CZ13 | cDXGF | 1311238.74 | 489319.31
New Construction | CZ14 | cDXGF | 1478569.48 | 336696.01
New Construction | CZ15 | cDXGF | 1663550.23 | 138474.89
New Construction | CZ16 | cDXGF | 1298589.24 | 737501.83
Existing | CZ01 | cDXHP | 1292973.43 | 61668.62
Existing | CZ02 | cDXHP | 1426856.15 | 56801.63
Existing | CZ03 | cDXHP | 1276324.55 | 56582.08
Existing | CZ04 | cDXHP | 1403417.67 | 54708.17
Existing | CZ05 | cDXHP | 1307100.13 | 56579.63
Existing | CZ06 | cDXHP | 1307336.7 | 52275.71
Existing | CZ07 | cDXHP | 1328447.23 | 51636.37
Existing | CZ08 | cDXHP | 1428590.26 | 51562.76
Existing | CZ09 | cDXHP | 1492880.44 | 50879.39
Existing | CZ10 | cDXHP | 1634037.68 | 50485.57
Existing | CZ11 | cDXHP | 1782398.06 | 51585.97
Existing | CZ12 | cDXHP | 1652368.66 | 52976.79
Existing | CZ13 | cDXHP | 1794538.48 | 50140.58
Existing | CZ14 | cDXHP | 1950006.07 | 47667.71
Existing | CZ15 | cDXHP | 2126419.88 | 42529.82
Existing | CZ16 | cDXHP | 1871602.95 | 55935.14
New Construction | CZ01 | cDXHP | 1053760.54 | 61716.23
New Construction | CZ02 | cDXHP | 1118963.4 | 56811.72
New Construction | CZ03 | cDXHP | 1005425.31 | 56582.89
New Construction | CZ04 | cDXHP | 1093237.49 | 54723.08
New Construction | CZ05 | cDXHP | 1021491.37 | 56587.52
New Construction | CZ06 | cDXHP | 1023157.62 | 52290.98
New Construction | CZ07 | cDXHP | 1042171.23 | 51604.65
New Construction | CZ08 | cDXHP | 1119648.82 | 51548.94
New Construction | CZ09 | cDXHP | 1131888.49 | 50872.77
New Construction | CZ10 | cDXHP | 1294358.62 | 50494.13
New Construction | CZ11 | cDXHP | 1404333.09 | 51599.01
New Construction | CZ12 | cDXHP | 1299977.75 | 53012.54
New Construction | CZ13 | cDXHP | 1418665.6 | 50189.97
New Construction | CZ14 | cDXHP | 1549485.56 | 47533.19
New Construction | CZ15 | cDXHP | 1686242.52 | 42416.28
New Construction | CZ16 | cDXHP | 1493127.38 | 55994.17
Existing | CZ01 | cDXOH | 1061865.6 | 61650.16
Existing | CZ02 | cDXOH | 1283068.98 | 56803.73
Existing | CZ03 | cDXOH | 1176197.3 | 56578.21
Existing | CZ04 | cDXOH | 1314886.46 | 54706.55
Existing | CZ05 | cDXOH | 1207217.11 | 56573.67
Existing | CZ06 | cDXOH | 1290474.59 | 52273.52
Existing | CZ07 | cDXOH | 1310271.57 | 51635.63
Existing | CZ08 | cDXOH | 1394285.62 | 51561.33
Existing | CZ09 | cDXOH | 1466262.16 | 50876.32
Existing | CZ10 | cDXOH | 1575688.87 | 50480.91
Existing | CZ11 | cDXOH | 1651989.52 | 51588.87
Existing | CZ12 | cDXOH | 1530164.32 | 52968.86
Existing | CZ13 | cDXOH | 1687355.11 | 50138.05
Existing | CZ14 | cDXOH | 1878406.74 | 47663.97
Existing | CZ15 | cDXOH | 2100784.26 | 42527.4
Existing | CZ16 | cDXOH | 1693390.33 | 55922.01
New Construction | CZ01 | cDXOH | 822691.77 | 61639.74
New Construction | CZ02 | cDXOH | 980855.7 | 56760.08
New Construction | CZ03 | cDXOH | 905751.19 | 56521.52
New Construction | CZ04 | cDXOH | 1006961.38 | 54686.8
New Construction | CZ05 | cDXOH | 925776.65 | 56560.74
New Construction | CZ06 | cDXOH | 1004026.88 | 52302.2
New Construction | CZ07 | cDXOH | 1021145.82 | 51615.89
New Construction | CZ08 | cDXOH | 1084307.21 | 51558.64
New Construction | CZ09 | cDXOH | 1105471.34 | 50875.91
New Construction | CZ10 | cDXOH | 1238803.04 | 50528.91
New Construction | CZ11 | cDXOH | 1276467.93 | 51555.42
New Construction | CZ12 | cDXOH | 1181507.38 | 52949.69
New Construction | CZ13 | cDXOH | 1313876.67 | 50155.16
New Construction | CZ14 | cDXOH | 1479485.55 | 47519.2
New Construction | CZ15 | cDXOH | 1661652.45 | 42417.6
New Construction | CZ16 | cDXOH | 1315294.24 | 55936.56
Existing | CZ01 | cPVVG | 782736.65 | 1296026.53
Existing | CZ02 | cPVVG | 960543.65 | 839324.1
Existing | CZ03 | cPVVG | 869750.73 | 647275.96
Existing | CZ04 | cPVVG | 999787.03 | 567077.66
Existing | CZ05 | cPVVG | 904989.46 | 623222.61
Existing | CZ06 | cPVVG | 987413.54 | 229145.57
Existing | CZ07 | cPVVG | 1006473.13 | 214480.87
Existing | CZ08 | cPVVG | 1083546.88 | 270671.02
Existing | CZ09 | cPVVG | 1141249.5 | 240193.55
Existing | CZ10 | cPVVG | 1264855.66 | 374880.64
Existing | CZ11 | cPVVG | 1322755.67 | 763312.92
Existing | CZ12 | cPVVG | 1207319.41 | 719063.55
Existing | CZ13 | cPVVG | 1373842.69 | 629324.07
Existing | CZ14 | cPVVG | 1556885.77 | 451389.31
Existing | CZ15 | cPVVG | 1839786.03 | 190181.51
Existing | CZ16 | cPVVG | 1294179.35 | 957295.1
New Construction | CZ01 | cPVVG | 676581.28 | 1168995.26
New Construction | CZ02 | cPVVG | 798111.16 | 714792.54
New Construction | CZ03 | cPVVG | 732534.29 | 560536.18
New Construction | CZ04 | cPVVG | 824652.18 | 485495.11
New Construction | CZ05 | cPVVG | 754441.11 | 519763.03
New Construction | CZ06 | cPVVG | 803364.58 | 205373.93
New Construction | CZ07 | cPVVG | 827231.29 | 194703.95
New Construction | CZ08 | cPVVG | 879984.82 | 243111.38
New Construction | CZ09 | cPVVG | 907212.8 | 200853.87
New Construction | CZ10 | cPVVG | 1024646.73 | 318613.25
New Construction | CZ11 | cPVVG | 1068088.43 | 664654.72
New Construction | CZ12 | cPVVG | 989906.07 | 626271.42
New Construction | CZ13 | cPVVG | 1113431.1 | 556609.37
New Construction | CZ14 | cPVVG | 1242551.58 | 393206.74
New Construction | CZ15 | cPVVG | 1498333.48 | 166741.58
New Construction | CZ16 | cPVVG | 1018024.44 | 875556.07

## Energy Usage by End Use
Energy Consumption by End Use - Religious assembly buildings
Climate Zone | HVAC System | Vintage | End Use | Electricity (kBtu) | Natural Gas (kBtu) | Note
CZ01 | cAVVG | Existing | Heating | 0 | 1193477.05
CZ01 | cAVVG | Existing | Cooling | 19742.83 | 0
CZ01 | cAVVG | Existing | Interior Lighting | 313883.4 | 0
CZ01 | cAVVG | Existing | Exterior Lighting | 0 | 0
CZ01 | cAVVG | Existing | Interior Equipment | 268954.85 | 0
CZ01 | cAVVG | Existing | Exterior Equipment | 0 | 0
CZ01 | cAVVG | Existing | Fans | 454648.92 | 0
CZ01 | cAVVG | Existing | Pumps | 1638.65 | 0
CZ01 | cAVVG | Existing | Heat Rejection | 0 | 0
CZ01 | cAVVG | Existing | Humidification | 0 | 0
CZ01 | cAVVG | Existing | Heat Recovery | 0 | 0
CZ01 | cAVVG | Existing | Water Systems | 0 | 61674.42
CZ01 | cAVVG | Existing | Refrigeration | 0 | 0
CZ01 | cAVVG | Existing | Generators | 0 | 0
CZ01 | cAVVG | Existing | Total End Uses | 1058868.65 | 1255151.47
CZ02 | cAVVG | Existing | Heating | 0 | 835762.73
CZ02 | cAVVG | Existing | Cooling | 274675 | 0
CZ02 | cAVVG | Existing | Interior Lighting | 313883.4 | 0
CZ02 | cAVVG | Existing | Exterior Lighting | 0 | 0
CZ02 | cAVVG | Existing | Interior Equipment | 268954.85 | 0
CZ02 | cAVVG | Existing | Exterior Equipment | 0 | 0
CZ02 | cAVVG | Existing | Fans | 395667.1 | 0
CZ02 | cAVVG | Existing | Pumps | 8629.58 | 0
CZ02 | cAVVG | Existing | Heat Rejection | 0 | 0
CZ02 | cAVVG | Existing | Humidification | 0 | 0
CZ02 | cAVVG | Existing | Heat Recovery | 0 | 0
CZ02 | cAVVG | Existing | Water Systems | 0 | 56808.68
CZ02 | cAVVG | Existing | Refrigeration | 0 | 0
CZ02 | cAVVG | Existing | Generators | 0 | 0
CZ02 | cAVVG | Existing | Total End Uses | 1261809.93 | 892571.41
CZ03 | cAVVG | Existing | Heating | 0 | 626924.76
CZ03 | cAVVG | Existing | Cooling | 159830.65 | 0
CZ03 | cAVVG | Existing | Interior Lighting | 313883.4 | 0
CZ03 | cAVVG | Existing | Exterior Lighting | 0 | 0
CZ03 | cAVVG | Existing | Interior Equipment | 268954.85 | 0
CZ03 | cAVVG | Existing | Exterior Equipment | 0 | 0
CZ03 | cAVVG | Existing | Fans | 332908.24 | 0
CZ03 | cAVVG | Existing | Pumps | 6937.39 | 0
CZ03 | cAVVG | Existing | Heat Rejection | 0 | 0
CZ03 | cAVVG | Existing | Humidification | 0 | 0
CZ03 | cAVVG | Existing | Heat Recovery | 0 | 0
CZ03 | cAVVG | Existing | Water Systems | 0 | 56584.88
CZ03 | cAVVG | Existing | Refrigeration | 0 | 0
CZ03 | cAVVG | Existing | Generators | 0 | 0
CZ03 | cAVVG | Existing | Total End Uses | 1082514.54 | 683509.64
CZ04 | cAVVG | Existing | Heating | 0 | 584568
CZ04 | cAVVG | Existing | Cooling | 322715.94 | 0
CZ04 | cAVVG | Existing | Interior Lighting | 313883.4 | 0
CZ04 | cAVVG | Existing | Exterior Lighting | 0 | 0
CZ04 | cAVVG | Existing | Interior Equipment | 268954.85 | 0
CZ04 | cAVVG | Existing | Exterior Equipment | 0 | 0
CZ04 | cAVVG | Existing | Fans | 376898.64 | 0
CZ04 | cAVVG | Existing | Pumps | 9709.58 | 0
CZ04 | cAVVG | Existing | Heat Rejection | 0 | 0
CZ04 | cAVVG | Existing | Humidification | 0 | 0
CZ04 | cAVVG | Existing | Heat Recovery | 0 | 0
CZ04 | cAVVG | Existing | Water Systems | 0 | 54728
CZ04 | cAVVG | Existing | Refrigeration | 0 | 0
CZ04 | cAVVG | Existing | Generators | 0 | 0
CZ04 | cAVVG | Existing | Total End Uses | 1292162.41 | 639296
CZ05 | cAVVG | Existing | Heating | 0 | 623362.64
CZ05 | cAVVG | Existing | Cooling | 189744.4 | 0
CZ05 | cAVVG | Existing | Interior Lighting | 313883.4 | 0
CZ05 | cAVVG | Existing | Exterior Lighting | 0 | 0
CZ05 | cAVVG | Existing | Interior Equipment | 268954.85 | 0
CZ05 | cAVVG | Existing | Exterior Equipment | 0 | 0
CZ05 | cAVVG | Existing | Fans | 335090.13 | 0
CZ05 | cAVVG | Existing | Pumps | 8237.78 | 0
CZ05 | cAVVG | Existing | Heat Rejection | 0 | 0
CZ05 | cAVVG | Existing | Humidification | 0 | 0
CZ05 | cAVVG | Existing | Heat Recovery | 0 | 0
CZ05 | cAVVG | Existing | Water Systems | 0 | 56582.6
CZ05 | cAVVG | Existing | Refrigeration | 0 | 0
CZ05 | cAVVG | Existing | Generators | 0 | 0
CZ05 | cAVVG | Existing | Total End Uses | 1115910.56 | 679945.24
CZ06 | cAVVG | Existing | Heating | 0 | 325682.78
CZ06 | cAVVG | Existing | Cooling | 351727.92 | 0
CZ06 | cAVVG | Existing | Interior Lighting | 313883.4 | 0
CZ06 | cAVVG | Existing | Exterior Lighting | 0 | 0
CZ06 | cAVVG | Existing | Interior Equipment | 268954.85 | 0
CZ06 | cAVVG | Existing | Exterior Equipment | 0 | 0
CZ06 | cAVVG | Existing | Fans | 330545.13 | 0
CZ06 | cAVVG | Existing | Pumps | 11961.55 | 0
CZ06 | cAVVG | Existing | Heat Rejection | 0 | 0
CZ06 | cAVVG | Existing | Humidification | 0 | 0
CZ06 | cAVVG | Existing | Heat Recovery | 0 | 0
CZ06 | cAVVG | Existing | Water Systems | 0 | 52279.65
CZ06 | cAVVG | Existing | Refrigeration | 0 | 0
CZ06 | cAVVG | Existing | Generators | 0 | 0
CZ06 | cAVVG | Existing | Total End Uses | 1277072.85 | 377962.43
CZ07 | cAVVG | Existing | Heating | 0 | 384720.19
CZ07 | cAVVG | Existing | Cooling | 427081.01 | 0
CZ07 | cAVVG | Existing | Interior Lighting | 313883.4 | 0
CZ07 | cAVVG | Existing | Exterior Lighting | 0 | 0
CZ07 | cAVVG | Existing | Interior Equipment | 268954.85 | 0
CZ07 | cAVVG | Existing | Exterior Equipment | 0 | 0
CZ07 | cAVVG | Existing | Fans | 384856.67 | 0
CZ07 | cAVVG | Existing | Pumps | 13810.78 | 0
CZ07 | cAVVG | Existing | Heat Rejection | 0 | 0
CZ07 | cAVVG | Existing | Humidification | 0 | 0
CZ07 | cAVVG | Existing | Heat Recovery | 0 | 0
CZ07 | cAVVG | Existing | Water Systems | 0 | 51634.79
CZ07 | cAVVG | Existing | Refrigeration | 0 | 0
CZ07 | cAVVG | Existing | Generators | 0 | 0
CZ07 | cAVVG | Existing | Total End Uses | 1408586.7 | 436354.98
CZ08 | cAVVG | Existing | Heating | 0 | 403829.24
CZ08 | cAVVG | Existing | Cooling | 486141.56 | 0
CZ08 | cAVVG | Existing | Interior Lighting | 313883.4 | 0
CZ08 | cAVVG | Existing | Exterior Lighting | 0 | 0
CZ08 | cAVVG | Existing | Interior Equipment | 268954.85 | 0
CZ08 | cAVVG | Existing | Exterior Equipment | 0 | 0
CZ08 | cAVVG | Existing | Fans | 391359.61 | 0
CZ08 | cAVVG | Existing | Pumps | 13903.15 | 0
CZ08 | cAVVG | Existing | Heat Rejection | 0 | 0
CZ08 | cAVVG | Existing | Humidification | 0 | 0
CZ08 | cAVVG | Existing | Heat Recovery | 0 | 0
CZ08 | cAVVG | Existing | Water Systems | 0 | 51570.23
CZ08 | cAVVG | Existing | Refrigeration | 0 | 0
CZ08 | cAVVG | Existing | Generators | 0 | 0
CZ08 | cAVVG | Existing | Total End Uses | 1474242.57 | 455399.47
CZ09 | cAVVG | Existing | Heating | 0 | 399389.54
CZ09 | cAVVG | Existing | Cooling | 545163.05 | 0
CZ09 | cAVVG | Existing | Interior Lighting | 313883.4 | 0
CZ09 | cAVVG | Existing | Exterior Lighting | 0 | 0
CZ09 | cAVVG | Existing | Interior Equipment | 268954.85 | 0
CZ09 | cAVVG | Existing | Exterior Equipment | 0 | 0
CZ09 | cAVVG | Existing | Fans | 412442.45 | 0
CZ09 | cAVVG | Existing | Pumps | 14584.64 | 0
CZ09 | cAVVG | Existing | Heat Rejection | 0 | 0
CZ09 | cAVVG | Existing | Humidification | 0 | 0
CZ09 | cAVVG | Existing | Heat Recovery | 0 | 0
CZ09 | cAVVG | Existing | Water Systems | 0 | 50882.94
CZ09 | cAVVG | Existing | Refrigeration | 0 | 0
CZ09 | cAVVG | Existing | Generators | 0 | 0
CZ09 | cAVVG | Existing | Total End Uses | 1555028.39 | 450272.48
CZ10 | cAVVG | Existing | Heating | 0 | 492601.23
CZ10 | cAVVG | Existing | Cooling | 671879.34 | 0
CZ10 | cAVVG | Existing | Interior Lighting | 313883.4 | 0
CZ10 | cAVVG | Existing | Exterior Lighting | 0 | 0
CZ10 | cAVVG | Existing | Interior Equipment | 268954.85 | 0
CZ10 | cAVVG | Existing | Exterior Equipment | 0 | 0
CZ10 | cAVVG | Existing | Fans | 461217.12 | 0
CZ10 | cAVVG | Existing | Pumps | 14215.91 | 0
CZ10 | cAVVG | Existing | Heat Rejection | 0 | 0
CZ10 | cAVVG | Existing | Humidification | 0 | 0
CZ10 | cAVVG | Existing | Heat Recovery | 0 | 0
CZ10 | cAVVG | Existing | Water Systems | 0 | 50487.87
CZ10 | cAVVG | Existing | Refrigeration | 0 | 0
CZ10 | cAVVG | Existing | Generators | 0 | 0
CZ10 | cAVVG | Existing | Total End Uses | 1730150.62 | 543089.1
CZ11 | cAVVG | Existing | Heating | 0 | 832903.74
CZ11 | cAVVG | Existing | Cooling | 694621.13 | 0
CZ11 | cAVVG | Existing | Interior Lighting | 313883.4 | 0
CZ11 | cAVVG | Existing | Exterior Lighting | 0 | 0
CZ11 | cAVVG | Existing | Interior Equipment | 268954.85 | 0
CZ11 | cAVVG | Existing | Exterior Equipment | 0 | 0
CZ11 | cAVVG | Existing | Fans | 502477.73 | 0
CZ11 | cAVVG | Existing | Pumps | 12839.99 | 0
CZ11 | cAVVG | Existing | Heat Rejection | 0 | 0
CZ11 | cAVVG | Existing | Humidification | 0 | 0
CZ11 | cAVVG | Existing | Heat Recovery | 0 | 0
CZ11 | cAVVG | Existing | Water Systems | 0 | 51602.22
CZ11 | cAVVG | Existing | Refrigeration | 0 | 0
CZ11 | cAVVG | Existing | Generators | 0 | 0
CZ11 | cAVVG | Existing | Total End Uses | 1792777.1 | 884505.96
CZ12 | cAVVG | Existing | Heating | 0 | 761209.86
CZ12 | cAVVG | Existing | Cooling | 573958.61 | 0
CZ12 | cAVVG | Existing | Interior Lighting | 313883.4 | 0
CZ12 | cAVVG | Existing | Exterior Lighting | 0 | 0
CZ12 | cAVVG | Existing | Interior Equipment | 268954.85 | 0
CZ12 | cAVVG | Existing | Exterior Equipment | 0 | 0
CZ12 | cAVVG | Existing | Fans | 456744.37 | 0
CZ12 | cAVVG | Existing | Pumps | 12876.4 | 0
CZ12 | cAVVG | Existing | Heat Rejection | 0 | 0
CZ12 | cAVVG | Existing | Humidification | 0 | 0
CZ12 | cAVVG | Existing | Heat Recovery | 0 | 0
CZ12 | cAVVG | Existing | Water Systems | 0 | 53008.49
CZ12 | cAVVG | Existing | Refrigeration | 0 | 0
CZ12 | cAVVG | Existing | Generators | 0 | 0
CZ12 | cAVVG | Existing | Total End Uses | 1626417.63 | 814218.35
CZ13 | cAVVG | Existing | Heating | 0 | 678634.47
CZ13 | cAVVG | Existing | Cooling | 755858.95 | 0
CZ13 | cAVVG | Existing | Interior Lighting | 313883.4 | 0
CZ13 | cAVVG | Existing | Exterior Lighting | 0 | 0
CZ13 | cAVVG | Existing | Interior Equipment | 268954.85 | 0
CZ13 | cAVVG | Existing | Exterior Equipment | 0 | 0
CZ13 | cAVVG | Existing | Fans | 504338.46 | 0
CZ13 | cAVVG | Existing | Pumps | 14492.3 | 0
CZ13 | cAVVG | Existing | Heat Rejection | 0 | 0
CZ13 | cAVVG | Existing | Humidification | 0 | 0
CZ13 | cAVVG | Existing | Heat Recovery | 0 | 0
CZ13 | cAVVG | Existing | Water Systems | 0 | 50147.13
CZ13 | cAVVG | Existing | Refrigeration | 0 | 0
CZ13 | cAVVG | Existing | Generators | 0 | 0
CZ13 | cAVVG | Existing | Total End Uses | 1857527.96 | 728781.6
CZ14 | cAVVG | Existing | Heating | 0 | 561944.26
CZ14 | cAVVG | Existing | Cooling | 941070.58 | 0
CZ14 | cAVVG | Existing | Interior Lighting | 313883.4 | 0
CZ14 | cAVVG | Existing | Exterior Lighting | 0 | 0
CZ14 | cAVVG | Existing | Interior Equipment | 268954.85 | 0
CZ14 | cAVVG | Existing | Exterior Equipment | 0 | 0
CZ14 | cAVVG | Existing | Fans | 534546.29 | 0
CZ14 | cAVVG | Existing | Pumps | 13144.57 | 0
CZ14 | cAVVG | Existing | Heat Rejection | 0 | 0
CZ14 | cAVVG | Existing | Humidification | 0 | 0
CZ14 | cAVVG | Existing | Heat Recovery | 0 | 0
CZ14 | cAVVG | Existing | Water Systems | 0 | 47693.02
CZ14 | cAVVG | Existing | Refrigeration | 0 | 0
CZ14 | cAVVG | Existing | Generators | 0 | 0
CZ14 | cAVVG | Existing | Total End Uses | 2071599.69 | 609637.28
CZ15 | cAVVG | Existing | Heating | 0 | 404604.82
CZ15 | cAVVG | Existing | Cooling | 1404062.77 | 0
CZ15 | cAVVG | Existing | Interior Lighting | 313883.4 | 0
CZ15 | cAVVG | Existing | Exterior Lighting | 0 | 0
CZ15 | cAVVG | Existing | Interior Equipment | 268954.85 | 0
CZ15 | cAVVG | Existing | Exterior Equipment | 0 | 0
CZ15 | cAVVG | Existing | Fans | 556272.96 | 0
CZ15 | cAVVG | Existing | Pumps | 20766.73 | 0
CZ15 | cAVVG | Existing | Heat Rejection | 0 | 0
CZ15 | cAVVG | Existing | Humidification | 0 | 0
CZ15 | cAVVG | Existing | Heat Recovery | 0 | 0
CZ15 | cAVVG | Existing | Water Systems | 0 | 42515.55
CZ15 | cAVVG | Existing | Refrigeration | 0 | 0
CZ15 | cAVVG | Existing | Generators | 0 | 0
CZ15 | cAVVG | Existing | Total End Uses | 2563940.7 | 447120.37
CZ16 | cAVVG | Existing | Heating | 0 | 976781.34
CZ16 | cAVVG | Existing | Cooling | 598821.04 | 0
CZ16 | cAVVG | Existing | Interior Lighting | 313883.4 | 0
CZ16 | cAVVG | Existing | Exterior Lighting | 0 | 0
CZ16 | cAVVG | Existing | Interior Equipment | 268954.85 | 0
CZ16 | cAVVG | Existing | Exterior Equipment | 0 | 0
CZ16 | cAVVG | Existing | Fans | 584821.21 | 0
CZ16 | cAVVG | Existing | Pumps | 15099.71 | 0
CZ16 | cAVVG | Existing | Heat Rejection | 0 | 0
CZ16 | cAVVG | Existing | Humidification | 0 | 0
CZ16 | cAVVG | Existing | Heat Recovery | 0 | 0
CZ16 | cAVVG | Existing | Water Systems | 0 | 55953.65
CZ16 | cAVVG | Existing | Refrigeration | 0 | 0
CZ16 | cAVVG | Existing | Generators | 0 | 0
CZ16 | cAVVG | Existing | Total End Uses | 1781580.22 | 1032735
CZ01 | cAVVG | New Construction | Heating | 0 | 1167557.16
CZ01 | cAVVG | New Construction | Cooling | 21825.99 | 0
CZ01 | cAVVG | New Construction | Interior Lighting | 157550.42 | 0
CZ01 | cAVVG | New Construction | Exterior Lighting | 0 | 0
CZ01 | cAVVG | New Construction | Interior Equipment | 268954.85 | 0
CZ01 | cAVVG | New Construction | Exterior Equipment | 0 | 0
CZ01 | cAVVG | New Construction | Fans | 448286.88 | 0
CZ01 | cAVVG | New Construction | Pumps | 1865.64 | 0
CZ01 | cAVVG | New Construction | Heat Rejection | 0 | 0
CZ01 | cAVVG | New Construction | Humidification | 0 | 0
CZ01 | cAVVG | New Construction | Heat Recovery | 0 | 0
CZ01 | cAVVG | New Construction | Water Systems | 0 | 61690.23
CZ01 | cAVVG | New Construction | Refrigeration | 0 | 0
CZ01 | cAVVG | New Construction | Generators | 0 | 0
CZ01 | cAVVG | New Construction | Total End Uses | 898483.78 | 1229247.39
CZ02 | cAVVG | New Construction | Heating | 0 | 801546.21
CZ02 | cAVVG | New Construction | Cooling | 253662.44 | 0
CZ02 | cAVVG | New Construction | Interior Lighting | 157550.42 | 0
CZ02 | cAVVG | New Construction | Exterior Lighting | 0 | 0
CZ02 | cAVVG | New Construction | Interior Equipment | 268954.85 | 0
CZ02 | cAVVG | New Construction | Exterior Equipment | 0 | 0
CZ02 | cAVVG | New Construction | Fans | 406897.91 | 0
CZ02 | cAVVG | New Construction | Pumps | 7680.55 | 0
CZ02 | cAVVG | New Construction | Heat Rejection | 0 | 0
CZ02 | cAVVG | New Construction | Humidification | 0 | 0
CZ02 | cAVVG | New Construction | Heat Recovery | 0 | 0
CZ02 | cAVVG | New Construction | Water Systems | 0 | 56834.8
CZ02 | cAVVG | New Construction | Refrigeration | 0 | 0
CZ02 | cAVVG | New Construction | Generators | 0 | 0
CZ02 | cAVVG | New Construction | Total End Uses | 1094746.17 | 858381.01
CZ03 | cAVVG | New Construction | Heating | 0 | 627711.17
CZ03 | cAVVG | New Construction | Cooling | 161110.33 | 0
CZ03 | cAVVG | New Construction | Interior Lighting | 157550.42 | 0
CZ03 | cAVVG | New Construction | Exterior Lighting | 0 | 0
CZ03 | cAVVG | New Construction | Interior Equipment | 268954.85 | 0
CZ03 | cAVVG | New Construction | Exterior Equipment | 0 | 0
CZ03 | cAVVG | New Construction | Fans | 373796.76 | 0
CZ03 | cAVVG | New Construction | Pumps | 6603.89 | 0
CZ03 | cAVVG | New Construction | Heat Rejection | 0 | 0
CZ03 | cAVVG | New Construction | Humidification | 0 | 0
CZ03 | cAVVG | New Construction | Heat Recovery | 0 | 0
CZ03 | cAVVG | New Construction | Water Systems | 0 | 56575.06
CZ03 | cAVVG | New Construction | Refrigeration | 0 | 0
CZ03 | cAVVG | New Construction | Generators | 0 | 0
CZ03 | cAVVG | New Construction | Total End Uses | 968016.24 | 684286.23
CZ04 | cAVVG | New Construction | Heating | 0 | 579336.39
CZ04 | cAVVG | New Construction | Cooling | 294984.89 | 0
CZ04 | cAVVG | New Construction | Interior Lighting | 157550.42 | 0
CZ04 | cAVVG | New Construction | Exterior Lighting | 0 | 0
CZ04 | cAVVG | New Construction | Interior Equipment | 268954.85 | 0
CZ04 | cAVVG | New Construction | Exterior Equipment | 0 | 0
CZ04 | cAVVG | New Construction | Fans | 390742.23 | 0
CZ04 | cAVVG | New Construction | Pumps | 8610.38 | 0
CZ04 | cAVVG | New Construction | Heat Rejection | 0 | 0
CZ04 | cAVVG | New Construction | Humidification | 0 | 0
CZ04 | cAVVG | New Construction | Heat Recovery | 0 | 0
CZ04 | cAVVG | New Construction | Water Systems | 0 | 54727.84
CZ04 | cAVVG | New Construction | Refrigeration | 0 | 0
CZ04 | cAVVG | New Construction | Generators | 0 | 0
CZ04 | cAVVG | New Construction | Total End Uses | 1120842.77 | 634064.23
CZ05 | cAVVG | New Construction | Heating | 0 | 618506.52
CZ05 | cAVVG | New Construction | Cooling | 190013.98 | 0
CZ05 | cAVVG | New Construction | Interior Lighting | 157550.42 | 0
CZ05 | cAVVG | New Construction | Exterior Lighting | 0 | 0
CZ05 | cAVVG | New Construction | Interior Equipment | 268954.85 | 0
CZ05 | cAVVG | New Construction | Exterior Equipment | 0 | 0
CZ05 | cAVVG | New Construction | Fans | 378753.71 | 0
CZ05 | cAVVG | New Construction | Pumps | 8474.52 | 0
CZ05 | cAVVG | New Construction | Heat Rejection | 0 | 0
CZ05 | cAVVG | New Construction | Humidification | 0 | 0
CZ05 | cAVVG | New Construction | Heat Recovery | 0 | 0
CZ05 | cAVVG | New Construction | Water Systems | 0 | 56578.2
CZ05 | cAVVG | New Construction | Refrigeration | 0 | 0
CZ05 | cAVVG | New Construction | Generators | 0 | 0
CZ05 | cAVVG | New Construction | Total End Uses | 1003747.48 | 675084.72
CZ06 | cAVVG | New Construction | Heating | 0 | 383795.46
CZ06 | cAVVG | New Construction | Cooling | 333485.17 | 0
CZ06 | cAVVG | New Construction | Interior Lighting | 157550.42 | 0
CZ06 | cAVVG | New Construction | Exterior Lighting | 0 | 0
CZ06 | cAVVG | New Construction | Interior Equipment | 268954.85 | 0
CZ06 | cAVVG | New Construction | Exterior Equipment | 0 | 0
CZ06 | cAVVG | New Construction | Fans | 357391.83 | 0
CZ06 | cAVVG | New Construction | Pumps | 10834.15 | 0
CZ06 | cAVVG | New Construction | Heat Rejection | 0 | 0
CZ06 | cAVVG | New Construction | Humidification | 0 | 0
CZ06 | cAVVG | New Construction | Heat Recovery | 0 | 0
CZ06 | cAVVG | New Construction | Water Systems | 0 | 52253.85
CZ06 | cAVVG | New Construction | Refrigeration | 0 | 0
CZ06 | cAVVG | New Construction | Generators | 0 | 0
CZ06 | cAVVG | New Construction | Total End Uses | 1128216.42 | 436049.31
CZ07 | cAVVG | New Construction | Heating | 0 | 418459.68
CZ07 | cAVVG | New Construction | Cooling | 389341.51 | 0
CZ07 | cAVVG | New Construction | Interior Lighting | 157550.42 | 0
CZ07 | cAVVG | New Construction | Exterior Lighting | 0 | 0
CZ07 | cAVVG | New Construction | Interior Equipment | 268954.85 | 0
CZ07 | cAVVG | New Construction | Exterior Equipment | 0 | 0
CZ07 | cAVVG | New Construction | Fans | 390998.41 | 0
CZ07 | cAVVG | New Construction | Pumps | 12272.65 | 0
CZ07 | cAVVG | New Construction | Heat Rejection | 0 | 0
CZ07 | cAVVG | New Construction | Humidification | 0 | 0
CZ07 | cAVVG | New Construction | Heat Recovery | 0 | 0
CZ07 | cAVVG | New Construction | Water Systems | 0 | 51602.3
CZ07 | cAVVG | New Construction | Refrigeration | 0 | 0
CZ07 | cAVVG | New Construction | Generators | 0 | 0
CZ07 | cAVVG | New Construction | Total End Uses | 1219117.84 | 470061.98
CZ08 | cAVVG | New Construction | Heating | 0 | 441806.64
CZ08 | cAVVG | New Construction | Cooling | 440934.51 | 0
CZ08 | cAVVG | New Construction | Interior Lighting | 157550.42 | 0
CZ08 | cAVVG | New Construction | Exterior Lighting | 0 | 0
CZ08 | cAVVG | New Construction | Interior Equipment | 268954.85 | 0
CZ08 | cAVVG | New Construction | Exterior Equipment | 0 | 0
CZ08 | cAVVG | New Construction | Fans | 393041.24 | 0
CZ08 | cAVVG | New Construction | Pumps | 12270.05 | 0
CZ08 | cAVVG | New Construction | Heat Rejection | 0 | 0
CZ08 | cAVVG | New Construction | Humidification | 0 | 0
CZ08 | cAVVG | New Construction | Heat Recovery | 0 | 0
CZ08 | cAVVG | New Construction | Water Systems | 0 | 51539.49
CZ08 | cAVVG | New Construction | Refrigeration | 0 | 0
CZ08 | cAVVG | New Construction | Generators | 0 | 0
CZ08 | cAVVG | New Construction | Total End Uses | 1272751.07 | 493346.13
CZ09 | cAVVG | New Construction | Heating | 0 | 397177.84
CZ09 | cAVVG | New Construction | Cooling | 473824.8 | 0
CZ09 | cAVVG | New Construction | Interior Lighting | 157550.42 | 0
CZ09 | cAVVG | New Construction | Exterior Lighting | 0 | 0
CZ09 | cAVVG | New Construction | Interior Equipment | 268954.85 | 0
CZ09 | cAVVG | New Construction | Exterior Equipment | 0 | 0
CZ09 | cAVVG | New Construction | Fans | 400765.94 | 0
CZ09 | cAVVG | New Construction | Pumps | 12253.38 | 0
CZ09 | cAVVG | New Construction | Heat Rejection | 0 | 0
CZ09 | cAVVG | New Construction | Humidification | 0 | 0
CZ09 | cAVVG | New Construction | Heat Recovery | 0 | 0
CZ09 | cAVVG | New Construction | Water Systems | 0 | 50870.41
CZ09 | cAVVG | New Construction | Refrigeration | 0 | 0
CZ09 | cAVVG | New Construction | Generators | 0 | 0
CZ09 | cAVVG | New Construction | Total End Uses | 1313349.4 | 448048.24
CZ10 | cAVVG | New Construction | Heating | 0 | 494164.68
CZ10 | cAVVG | New Construction | Cooling | 601579.97 | 0
CZ10 | cAVVG | New Construction | Interior Lighting | 157550.42 | 0
CZ10 | cAVVG | New Construction | Exterior Lighting | 0 | 0
CZ10 | cAVVG | New Construction | Interior Equipment | 268954.85 | 0
CZ10 | cAVVG | New Construction | Exterior Equipment | 0 | 0
CZ10 | cAVVG | New Construction | Fans | 428883.78 | 0
CZ10 | cAVVG | New Construction | Pumps | 12493.46 | 0
CZ10 | cAVVG | New Construction | Heat Rejection | 0 | 0
CZ10 | cAVVG | New Construction | Humidification | 0 | 0
CZ10 | cAVVG | New Construction | Heat Recovery | 0 | 0
CZ10 | cAVVG | New Construction | Water Systems | 0 | 50511.63
CZ10 | cAVVG | New Construction | Refrigeration | 0 | 0
CZ10 | cAVVG | New Construction | Generators | 0 | 0
CZ10 | cAVVG | New Construction | Total End Uses | 1469462.47 | 544676.31
CZ11 | cAVVG | New Construction | Heating | 0 | 795819.66
CZ11 | cAVVG | New Construction | Cooling | 617722.55 | 0
CZ11 | cAVVG | New Construction | Interior Lighting | 157550.42 | 0
CZ11 | cAVVG | New Construction | Exterior Lighting | 0 | 0
CZ11 | cAVVG | New Construction | Interior Equipment | 268954.85 | 0
CZ11 | cAVVG | New Construction | Exterior Equipment | 0 | 0
CZ11 | cAVVG | New Construction | Fans | 451388 | 0
CZ11 | cAVVG | New Construction | Pumps | 10947.13 | 0
CZ11 | cAVVG | New Construction | Heat Rejection | 0 | 0
CZ11 | cAVVG | New Construction | Humidification | 0 | 0
CZ11 | cAVVG | New Construction | Heat Recovery | 0 | 0
CZ11 | cAVVG | New Construction | Water Systems | 0 | 51643.94
CZ11 | cAVVG | New Construction | Refrigeration | 0 | 0
CZ11 | cAVVG | New Construction | Generators | 0 | 0
CZ11 | cAVVG | New Construction | Total End Uses | 1506562.95 | 847463.59
CZ12 | cAVVG | New Construction | Heating | 0 | 746370.95
CZ12 | cAVVG | New Construction | Cooling | 514463.72 | 0
CZ12 | cAVVG | New Construction | Interior Lighting | 157550.42 | 0
CZ12 | cAVVG | New Construction | Exterior Lighting | 0 | 0
CZ12 | cAVVG | New Construction | Interior Equipment | 268954.85 | 0
CZ12 | cAVVG | New Construction | Exterior Equipment | 0 | 0
CZ12 | cAVVG | New Construction | Fans | 431493.12 | 0
CZ12 | cAVVG | New Construction | Pumps | 11195.22 | 0
CZ12 | cAVVG | New Construction | Heat Rejection | 0 | 0
CZ12 | cAVVG | New Construction | Humidification | 0 | 0
CZ12 | cAVVG | New Construction | Heat Recovery | 0 | 0
CZ12 | cAVVG | New Construction | Water Systems | 0 | 53041.01
CZ12 | cAVVG | New Construction | Refrigeration | 0 | 0
CZ12 | cAVVG | New Construction | Generators | 0 | 0
CZ12 | cAVVG | New Construction | Total End Uses | 1383657.33 | 799411.96
CZ13 | cAVVG | New Construction | Heating | 0 | 681344.83
CZ13 | cAVVG | New Construction | Cooling | 673042.73 | 0
CZ13 | cAVVG | New Construction | Interior Lighting | 157550.42 | 0
CZ13 | cAVVG | New Construction | Exterior Lighting | 0 | 0
CZ13 | cAVVG | New Construction | Interior Equipment | 268954.85 | 0
CZ13 | cAVVG | New Construction | Exterior Equipment | 0 | 0
CZ13 | cAVVG | New Construction | Fans | 453255.06 | 0
CZ13 | cAVVG | New Construction | Pumps | 12534.13 | 0
CZ13 | cAVVG | New Construction | Heat Rejection | 0 | 0
CZ13 | cAVVG | New Construction | Humidification | 0 | 0
CZ13 | cAVVG | New Construction | Heat Recovery | 0 | 0
CZ13 | cAVVG | New Construction | Water Systems | 0 | 50219.97
CZ13 | cAVVG | New Construction | Refrigeration | 0 | 0
CZ13 | cAVVG | New Construction | Generators | 0 | 0
CZ13 | cAVVG | New Construction | Total End Uses | 1565337.18 | 731564.79
CZ14 | cAVVG | New Construction | Heating | 0 | 550953.41
CZ14 | cAVVG | New Construction | Cooling | 835888.12 | 0
CZ14 | cAVVG | New Construction | Interior Lighting | 157550.42 | 0
CZ14 | cAVVG | New Construction | Exterior Lighting | 0 | 0
CZ14 | cAVVG | New Construction | Interior Equipment | 268954.85 | 0
CZ14 | cAVVG | New Construction | Exterior Equipment | 0 | 0
CZ14 | cAVVG | New Construction | Fans | 472110.71 | 0
CZ14 | cAVVG | New Construction | Pumps | 11235.98 | 0
CZ14 | cAVVG | New Construction | Heat Rejection | 0 | 0
CZ14 | cAVVG | New Construction | Humidification | 0 | 0
CZ14 | cAVVG | New Construction | Heat Recovery | 0 | 0
CZ14 | cAVVG | New Construction | Water Systems | 0 | 47613.97
CZ14 | cAVVG | New Construction | Refrigeration | 0 | 0
CZ14 | cAVVG | New Construction | Generators | 0 | 0
CZ14 | cAVVG | New Construction | Total End Uses | 1745740.07 | 598567.39
CZ15 | cAVVG | New Construction | Heating | 0 | 401562.73
CZ15 | cAVVG | New Construction | Cooling | 1253094.93 | 0
CZ15 | cAVVG | New Construction | Interior Lighting | 157550.42 | 0
CZ15 | cAVVG | New Construction | Exterior Lighting | 0 | 0
CZ15 | cAVVG | New Construction | Interior Equipment | 268954.85 | 0
CZ15 | cAVVG | New Construction | Exterior Equipment | 0 | 0
CZ15 | cAVVG | New Construction | Fans | 479539.67 | 0
CZ15 | cAVVG | New Construction | Pumps | 18048.79 | 0
CZ15 | cAVVG | New Construction | Heat Rejection | 0 | 0
CZ15 | cAVVG | New Construction | Humidification | 0 | 0
CZ15 | cAVVG | New Construction | Heat Recovery | 0 | 0
CZ15 | cAVVG | New Construction | Water Systems | 0 | 42437.55
CZ15 | cAVVG | New Construction | Refrigeration | 0 | 0
CZ15 | cAVVG | New Construction | Generators | 0 | 0
CZ15 | cAVVG | New Construction | Total End Uses | 2177188.66 | 444000.28
CZ16 | cAVVG | New Construction | Heating | 0 | 925410.93
CZ16 | cAVVG | New Construction | Cooling | 520799.32 | 0
CZ16 | cAVVG | New Construction | Interior Lighting | 157550.42 | 0
CZ16 | cAVVG | New Construction | Exterior Lighting | 0 | 0
CZ16 | cAVVG | New Construction | Interior Equipment | 268954.85 | 0
CZ16 | cAVVG | New Construction | Exterior Equipment | 0 | 0
CZ16 | cAVVG | New Construction | Fans | 488723.62 | 0
CZ16 | cAVVG | New Construction | Pumps | 8921.08 | 0
CZ16 | cAVVG | New Construction | Heat Rejection | 0 | 0
CZ16 | cAVVG | New Construction | Humidification | 0 | 0
CZ16 | cAVVG | New Construction | Heat Recovery | 0 | 0
CZ16 | cAVVG | New Construction | Water Systems | 0 | 55972.99
CZ16 | cAVVG | New Construction | Refrigeration | 0 | 0
CZ16 | cAVVG | New Construction | Generators | 0 | 0
CZ16 | cAVVG | New Construction | Total End Uses | 1444949.29 | 981383.92
CZ01 | cDXGF | Existing | Heating | 0 | 1029731.97
CZ01 | cDXGF | Existing | Cooling | 4464.8 | 0
CZ01 | cDXGF | Existing | Interior Lighting | 313883.4 | 0
CZ01 | cDXGF | Existing | Exterior Lighting | 0 | 0
CZ01 | cDXGF | Existing | Interior Equipment | 268954.85 | 0
CZ01 | cDXGF | Existing | Exterior Equipment | 0 | 0
CZ01 | cDXGF | Existing | Fans | 461291.99 | 0
CZ01 | cDXGF | Existing | Pumps | 0 | 0
CZ01 | cDXGF | Existing | Heat Rejection | 0 | 0
CZ01 | cDXGF | Existing | Humidification | 0 | 0
CZ01 | cDXGF | Existing | Heat Recovery | 0 | 0
CZ01 | cDXGF | Existing | Water Systems | 0 | 61668.62
CZ01 | cDXGF | Existing | Refrigeration | 0 | 0
CZ01 | cDXGF | Existing | Generators | 0 | 0
CZ01 | cDXGF | Existing | Total End Uses | 1048595.04 | 1091400.59
CZ02 | cDXGF | Existing | Heating | 0 | 605250.1
CZ02 | cDXGF | Existing | Cooling | 166119.18 | 0
CZ02 | cDXGF | Existing | Interior Lighting | 313883.4 | 0
CZ02 | cDXGF | Existing | Exterior Lighting | 0 | 0
CZ02 | cDXGF | Existing | Interior Equipment | 268954.85 | 0
CZ02 | cDXGF | Existing | Exterior Equipment | 0 | 0
CZ02 | cDXGF | Existing | Fans | 528864.2 | 0
CZ02 | cDXGF | Existing | Pumps | 0 | 0
CZ02 | cDXGF | Existing | Heat Rejection | 0 | 0
CZ02 | cDXGF | Existing | Humidification | 0 | 0
CZ02 | cDXGF | Existing | Heat Recovery | 0 | 0
CZ02 | cDXGF | Existing | Water Systems | 0 | 56801.73
CZ02 | cDXGF | Existing | Refrigeration | 0 | 0
CZ02 | cDXGF | Existing | Generators | 0 | 0
CZ02 | cDXGF | Existing | Total End Uses | 1277821.63 | 662051.82
CZ03 | cDXGF | Existing | Heating | 0 | 427249.12
CZ03 | cDXGF | Existing | Cooling | 85494.43 | 0
CZ03 | cDXGF | Existing | Interior Lighting | 313883.4 | 0
CZ03 | cDXGF | Existing | Exterior Lighting | 0 | 0
CZ03 | cDXGF | Existing | Interior Equipment | 268954.85 | 0
CZ03 | cDXGF | Existing | Exterior Equipment | 0 | 0
CZ03 | cDXGF | Existing | Fans | 507175.34 | 0
CZ03 | cDXGF | Existing | Pumps | 0 | 0
CZ03 | cDXGF | Existing | Heat Rejection | 0 | 0
CZ03 | cDXGF | Existing | Humidification | 0 | 0
CZ03 | cDXGF | Existing | Heat Recovery | 0 | 0
CZ03 | cDXGF | Existing | Water Systems | 0 | 56582.08
CZ03 | cDXGF | Existing | Refrigeration | 0 | 0
CZ03 | cDXGF | Existing | Generators | 0 | 0
CZ03 | cDXGF | Existing | Total End Uses | 1175508.02 | 483831.2
CZ04 | cDXGF | Existing | Heating | 0 | 371318.51
CZ04 | cDXGF | Existing | Cooling | 199491.65 | 0
CZ04 | cDXGF | Existing | Interior Lighting | 313883.4 | 0
CZ04 | cDXGF | Existing | Exterior Lighting | 0 | 0
CZ04 | cDXGF | Existing | Interior Equipment | 268954.85 | 0
CZ04 | cDXGF | Existing | Exterior Equipment | 0 | 0
CZ04 | cDXGF | Existing | Fans | 532895.85 | 0
CZ04 | cDXGF | Existing | Pumps | 0 | 0
CZ04 | cDXGF | Existing | Heat Rejection | 0 | 0
CZ04 | cDXGF | Existing | Humidification | 0 | 0
CZ04 | cDXGF | Existing | Heat Recovery | 0 | 0
CZ04 | cDXGF | Existing | Water Systems | 0 | 54708.17
CZ04 | cDXGF | Existing | Refrigeration | 0 | 0
CZ04 | cDXGF | Existing | Generators | 0 | 0
CZ04 | cDXGF | Existing | Total End Uses | 1315225.75 | 426026.68
CZ05 | cDXGF | Existing | Heating | 0 | 411812.64
CZ05 | cDXGF | Existing | Cooling | 114835.36 | 0
CZ05 | cDXGF | Existing | Interior Lighting | 313883.4 | 0
CZ05 | cDXGF | Existing | Exterior Lighting | 0 | 0
CZ05 | cDXGF | Existing | Interior Equipment | 268954.85 | 0
CZ05 | cDXGF | Existing | Exterior Equipment | 0 | 0
CZ05 | cDXGF | Existing | Fans | 510865.97 | 0
CZ05 | cDXGF | Existing | Pumps | 0 | 0
CZ05 | cDXGF | Existing | Heat Rejection | 0 | 0
CZ05 | cDXGF | Existing | Humidification | 0 | 0
CZ05 | cDXGF | Existing | Heat Recovery | 0 | 0
CZ05 | cDXGF | Existing | Water Systems | 0 | 56579.63
CZ05 | cDXGF | Existing | Refrigeration | 0 | 0
CZ05 | cDXGF | Existing | Generators | 0 | 0
CZ05 | cDXGF | Existing | Total End Uses | 1208539.58 | 468392.27
CZ06 | cDXGF | Existing | Heating | 0 | 107760.35
CZ06 | cDXGF | Existing | Cooling | 184729.48 | 0
CZ06 | cDXGF | Existing | Interior Lighting | 313883.4 | 0
CZ06 | cDXGF | Existing | Exterior Lighting | 0 | 0
CZ06 | cDXGF | Existing | Interior Equipment | 268954.85 | 0
CZ06 | cDXGF | Existing | Exterior Equipment | 0 | 0
CZ06 | cDXGF | Existing | Fans | 523431.51 | 0
CZ06 | cDXGF | Existing | Pumps | 0 | 0
CZ06 | cDXGF | Existing | Heat Rejection | 0 | 0
CZ06 | cDXGF | Existing | Humidification | 0 | 0
CZ06 | cDXGF | Existing | Heat Recovery | 0 | 0
CZ06 | cDXGF | Existing | Water Systems | 0 | 52275.71
CZ06 | cDXGF | Existing | Refrigeration | 0 | 0
CZ06 | cDXGF | Existing | Generators | 0 | 0
CZ06 | cDXGF | Existing | Total End Uses | 1290999.24 | 160036.05
CZ07 | cDXGF | Existing | Heating | 0 | 100042.06
CZ07 | cDXGF | Existing | Cooling | 212874.15 | 0
CZ07 | cDXGF | Existing | Interior Lighting | 313883.4 | 0
CZ07 | cDXGF | Existing | Exterior Lighting | 0 | 0
CZ07 | cDXGF | Existing | Interior Equipment | 268954.85 | 0
CZ07 | cDXGF | Existing | Exterior Equipment | 0 | 0
CZ07 | cDXGF | Existing | Fans | 515110.1 | 0
CZ07 | cDXGF | Existing | Pumps | 0 | 0
CZ07 | cDXGF | Existing | Heat Rejection | 0 | 0
CZ07 | cDXGF | Existing | Humidification | 0 | 0
CZ07 | cDXGF | Existing | Heat Recovery | 0 | 0
CZ07 | cDXGF | Existing | Water Systems | 0 | 51636.37
CZ07 | cDXGF | Existing | Refrigeration | 0 | 0
CZ07 | cDXGF | Existing | Generators | 0 | 0
CZ07 | cDXGF | Existing | Total End Uses | 1310822.5 | 151678.43
CZ08 | cDXGF | Existing | Heating | 0 | 144451.26
CZ08 | cDXGF | Existing | Cooling | 272691.93 | 0
CZ08 | cDXGF | Existing | Interior Lighting | 313883.4 | 0
CZ08 | cDXGF | Existing | Exterior Lighting | 0 | 0
CZ08 | cDXGF | Existing | Interior Equipment | 268954.85 | 0
CZ08 | cDXGF | Existing | Exterior Equipment | 0 | 0
CZ08 | cDXGF | Existing | Fans | 539790.12 | 0
CZ08 | cDXGF | Existing | Pumps | 0 | 0
CZ08 | cDXGF | Existing | Heat Rejection | 0 | 0
CZ08 | cDXGF | Existing | Humidification | 0 | 0
CZ08 | cDXGF | Existing | Heat Recovery | 0 | 0
CZ08 | cDXGF | Existing | Water Systems | 0 | 51562.76
CZ08 | cDXGF | Existing | Refrigeration | 0 | 0
CZ08 | cDXGF | Existing | Generators | 0 | 0
CZ08 | cDXGF | Existing | Total End Uses | 1395320.3 | 196014.02
CZ09 | cDXGF | Existing | Heating | 0 | 119638.43
CZ09 | cDXGF | Existing | Cooling | 317294.11 | 0
CZ09 | cDXGF | Existing | Interior Lighting | 313883.4 | 0
CZ09 | cDXGF | Existing | Exterior Lighting | 0 | 0
CZ09 | cDXGF | Existing | Interior Equipment | 268954.85 | 0
CZ09 | cDXGF | Existing | Exterior Equipment | 0 | 0
CZ09 | cDXGF | Existing | Fans | 566953.99 | 0
CZ09 | cDXGF | Existing | Pumps | 0 | 0
CZ09 | cDXGF | Existing | Heat Rejection | 0 | 0
CZ09 | cDXGF | Existing | Humidification | 0 | 0
CZ09 | cDXGF | Existing | Heat Recovery | 0 | 0
CZ09 | cDXGF | Existing | Water Systems | 0 | 50879.39
CZ09 | cDXGF | Existing | Refrigeration | 0 | 0
CZ09 | cDXGF | Existing | Generators | 0 | 0
CZ09 | cDXGF | Existing | Total End Uses | 1467086.35 | 170517.81
CZ10 | cDXGF | Existing | Heating | 0 | 234263.61
CZ10 | cDXGF | Existing | Cooling | 436467.55 | 0
CZ10 | cDXGF | Existing | Interior Lighting | 313883.4 | 0
CZ10 | cDXGF | Existing | Exterior Lighting | 0 | 0
CZ10 | cDXGF | Existing | Interior Equipment | 268954.85 | 0
CZ10 | cDXGF | Existing | Exterior Equipment | 0 | 0
CZ10 | cDXGF | Existing | Fans | 557506.29 | 0
CZ10 | cDXGF | Existing | Pumps | 0 | 0
CZ10 | cDXGF | Existing | Heat Rejection | 0 | 0
CZ10 | cDXGF | Existing | Humidification | 0 | 0
CZ10 | cDXGF | Existing | Heat Recovery | 0 | 0
CZ10 | cDXGF | Existing | Water Systems | 0 | 50485.8
CZ10 | cDXGF | Existing | Refrigeration | 0 | 0
CZ10 | cDXGF | Existing | Generators | 0 | 0
CZ10 | cDXGF | Existing | Total End Uses | 1576812.09 | 284749.42
CZ11 | cDXGF | Existing | Heating | 0 | 557906.63
CZ11 | cDXGF | Existing | Cooling | 477702.84 | 0
CZ11 | cDXGF | Existing | Interior Lighting | 313883.4 | 0
CZ11 | cDXGF | Existing | Exterior Lighting | 0 | 0
CZ11 | cDXGF | Existing | Interior Equipment | 268954.85 | 0
CZ11 | cDXGF | Existing | Exterior Equipment | 0 | 0
CZ11 | cDXGF | Existing | Fans | 582247.98 | 0
CZ11 | cDXGF | Existing | Pumps | 0 | 0
CZ11 | cDXGF | Existing | Heat Rejection | 0 | 0
CZ11 | cDXGF | Existing | Humidification | 0 | 0
CZ11 | cDXGF | Existing | Heat Recovery | 0 | 0
CZ11 | cDXGF | Existing | Water Systems | 0 | 51585.97
CZ11 | cDXGF | Existing | Refrigeration | 0 | 0
CZ11 | cDXGF | Existing | Generators | 0 | 0
CZ11 | cDXGF | Existing | Total End Uses | 1642789.08 | 609492.61
CZ12 | cDXGF | Existing | Heating | 0 | 522417.43
CZ12 | cDXGF | Existing | Cooling | 383456.02 | 0
CZ12 | cDXGF | Existing | Interior Lighting | 313883.4 | 0
CZ12 | cDXGF | Existing | Exterior Lighting | 0 | 0
CZ12 | cDXGF | Existing | Interior Equipment | 268954.85 | 0
CZ12 | cDXGF | Existing | Exterior Equipment | 0 | 0
CZ12 | cDXGF | Existing | Fans | 555867.74 | 0
CZ12 | cDXGF | Existing | Pumps | 0 | 0
CZ12 | cDXGF | Existing | Heat Rejection | 0 | 0
CZ12 | cDXGF | Existing | Humidification | 0 | 0
CZ12 | cDXGF | Existing | Heat Recovery | 0 | 0
CZ12 | cDXGF | Existing | Water Systems | 0 | 52976.91
CZ12 | cDXGF | Existing | Refrigeration | 0 | 0
CZ12 | cDXGF | Existing | Generators | 0 | 0
CZ12 | cDXGF | Existing | Total End Uses | 1522162.01 | 575394.34
CZ13 | cDXGF | Existing | Heating | 0 | 447807.16
CZ13 | cDXGF | Existing | Cooling | 525260.57 | 0
CZ13 | cDXGF | Existing | Interior Lighting | 313883.4 | 0
CZ13 | cDXGF | Existing | Exterior Lighting | 0 | 0
CZ13 | cDXGF | Existing | Interior Equipment | 268954.85 | 0
CZ13 | cDXGF | Existing | Exterior Equipment | 0 | 0
CZ13 | cDXGF | Existing | Fans | 574159.38 | 0
CZ13 | cDXGF | Existing | Pumps | 0 | 0
CZ13 | cDXGF | Existing | Heat Rejection | 0 | 0
CZ13 | cDXGF | Existing | Humidification | 0 | 0
CZ13 | cDXGF | Existing | Heat Recovery | 0 | 0
CZ13 | cDXGF | Existing | Water Systems | 0 | 50140.57
CZ13 | cDXGF | Existing | Refrigeration | 0 | 0
CZ13 | cDXGF | Existing | Generators | 0 | 0
CZ13 | cDXGF | Existing | Total End Uses | 1682258.2 | 497947.74
CZ14 | cDXGF | Existing | Heating | 0 | 295974.01
CZ14 | cDXGF | Existing | Cooling | 674731.16 | 0
CZ14 | cDXGF | Existing | Interior Lighting | 313883.4 | 0
CZ14 | cDXGF | Existing | Exterior Lighting | 0 | 0
CZ14 | cDXGF | Existing | Interior Equipment | 268954.85 | 0
CZ14 | cDXGF | Existing | Exterior Equipment | 0 | 0
CZ14 | cDXGF | Existing | Fans | 618640.67 | 0
CZ14 | cDXGF | Existing | Pumps | 0 | 0
CZ14 | cDXGF | Existing | Heat Rejection | 0 | 0
CZ14 | cDXGF | Existing | Humidification | 0 | 0
CZ14 | cDXGF | Existing | Heat Recovery | 0 | 0
CZ14 | cDXGF | Existing | Water Systems | 0 | 47667.71
CZ14 | cDXGF | Existing | Refrigeration | 0 | 0
CZ14 | cDXGF | Existing | Generators | 0 | 0
CZ14 | cDXGF | Existing | Total End Uses | 1876210.08 | 343641.72
CZ15 | cDXGF | Existing | Heating | 0 | 100373.84
CZ15 | cDXGF | Existing | Cooling | 930914.2 | 0
CZ15 | cDXGF | Existing | Interior Lighting | 313883.4 | 0
CZ15 | cDXGF | Existing | Exterior Lighting | 0 | 0
CZ15 | cDXGF | Existing | Interior Equipment | 268954.85 | 0
CZ15 | cDXGF | Existing | Exterior Equipment | 0 | 0
CZ15 | cDXGF | Existing | Fans | 588559.76 | 0
CZ15 | cDXGF | Existing | Pumps | 0 | 0
CZ15 | cDXGF | Existing | Heat Rejection | 0 | 0
CZ15 | cDXGF | Existing | Humidification | 0 | 0
CZ15 | cDXGF | Existing | Heat Recovery | 0 | 0
CZ15 | cDXGF | Existing | Water Systems | 0 | 42529.82
CZ15 | cDXGF | Existing | Refrigeration | 0 | 0
CZ15 | cDXGF | Existing | Generators | 0 | 0
CZ15 | cDXGF | Existing | Total End Uses | 2102312.2 | 142903.66
CZ16 | cDXGF | Existing | Heating | 0 | 726034.9
CZ16 | cDXGF | Existing | Cooling | 432976.97 | 0
CZ16 | cDXGF | Existing | Interior Lighting | 313883.4 | 0
CZ16 | cDXGF | Existing | Exterior Lighting | 0 | 0
CZ16 | cDXGF | Existing | Interior Equipment | 268954.85 | 0
CZ16 | cDXGF | Existing | Exterior Equipment | 0 | 0
CZ16 | cDXGF | Existing | Fans | 641887.1 | 0
CZ16 | cDXGF | Existing | Pumps | 0 | 0
CZ16 | cDXGF | Existing | Heat Rejection | 0 | 0
CZ16 | cDXGF | Existing | Humidification | 0 | 0
CZ16 | cDXGF | Existing | Heat Recovery | 0 | 0
CZ16 | cDXGF | Existing | Water Systems | 0 | 55934.75
CZ16 | cDXGF | Existing | Refrigeration | 0 | 0
CZ16 | cDXGF | Existing | Generators | 0 | 0
CZ16 | cDXGF | Existing | Total End Uses | 1657702.32 | 781969.65
CZ01 | cDXGF | New Construction | Heating | 0 | 1014247.26
CZ01 | cDXGF | New Construction | Cooling | 3619.39 | 0
CZ01 | cDXGF | New Construction | Interior Lighting | 157550.42 | 0
CZ01 | cDXGF | New Construction | Exterior Lighting | 0 | 0
CZ01 | cDXGF | New Construction | Interior Equipment | 268954.85 | 0
CZ01 | cDXGF | New Construction | Exterior Equipment | 0 | 0
CZ01 | cDXGF | New Construction | Fans | 384198.71 | 0
CZ01 | cDXGF | New Construction | Pumps | 0 | 0
CZ01 | cDXGF | New Construction | Heat Rejection | 0 | 0
CZ01 | cDXGF | New Construction | Humidification | 0 | 0
CZ01 | cDXGF | New Construction | Heat Recovery | 0 | 0
CZ01 | cDXGF | New Construction | Water Systems | 0 | 61716.23
CZ01 | cDXGF | New Construction | Refrigeration | 0 | 0
CZ01 | cDXGF | New Construction | Generators | 0 | 0
CZ01 | cDXGF | New Construction | Total End Uses | 814323.36 | 1075963.49
CZ02 | cDXGF | New Construction | Heating | 0 | 575266.64
CZ02 | cDXGF | New Construction | Cooling | 137703.3 | 0
CZ02 | cDXGF | New Construction | Interior Lighting | 157550.42 | 0
CZ02 | cDXGF | New Construction | Exterior Lighting | 0 | 0
CZ02 | cDXGF | New Construction | Interior Equipment | 268954.85 | 0
CZ02 | cDXGF | New Construction | Exterior Equipment | 0 | 0
CZ02 | cDXGF | New Construction | Fans | 415418.57 | 0
CZ02 | cDXGF | New Construction | Pumps | 0 | 0
CZ02 | cDXGF | New Construction | Heat Rejection | 0 | 0
CZ02 | cDXGF | New Construction | Humidification | 0 | 0
CZ02 | cDXGF | New Construction | Heat Recovery | 0 | 0
CZ02 | cDXGF | New Construction | Water Systems | 0 | 56813.23
CZ02 | cDXGF | New Construction | Refrigeration | 0 | 0
CZ02 | cDXGF | New Construction | Generators | 0 | 0
CZ02 | cDXGF | New Construction | Total End Uses | 979627.14 | 632079.87
CZ03 | cDXGF | New Construction | Heating | 0 | 426256.84
CZ03 | cDXGF | New Construction | Cooling | 70670.11 | 0
CZ03 | cDXGF | New Construction | Interior Lighting | 157550.42 | 0
CZ03 | cDXGF | New Construction | Exterior Lighting | 0 | 0
CZ03 | cDXGF | New Construction | Interior Equipment | 268954.85 | 0
CZ03 | cDXGF | New Construction | Exterior Equipment | 0 | 0
CZ03 | cDXGF | New Construction | Fans | 408617.54 | 0
CZ03 | cDXGF | New Construction | Pumps | 0 | 0
CZ03 | cDXGF | New Construction | Heat Rejection | 0 | 0
CZ03 | cDXGF | New Construction | Humidification | 0 | 0
CZ03 | cDXGF | New Construction | Heat Recovery | 0 | 0
CZ03 | cDXGF | New Construction | Water Systems | 0 | 56582.89
CZ03 | cDXGF | New Construction | Refrigeration | 0 | 0
CZ03 | cDXGF | New Construction | Generators | 0 | 0
CZ03 | cDXGF | New Construction | Total End Uses | 905792.91 | 482839.73
CZ04 | cDXGF | New Construction | Heating | 0 | 361357.89
CZ04 | cDXGF | New Construction | Cooling | 163223.29 | 0
CZ04 | cDXGF | New Construction | Interior Lighting | 157550.42 | 0
CZ04 | cDXGF | New Construction | Exterior Lighting | 0 | 0
CZ04 | cDXGF | New Construction | Interior Equipment | 268954.85 | 0
CZ04 | cDXGF | New Construction | Exterior Equipment | 0 | 0
CZ04 | cDXGF | New Construction | Fans | 418375.41 | 0
CZ04 | cDXGF | New Construction | Pumps | 0 | 0
CZ04 | cDXGF | New Construction | Heat Rejection | 0 | 0
CZ04 | cDXGF | New Construction | Humidification | 0 | 0
CZ04 | cDXGF | New Construction | Heat Recovery | 0 | 0
CZ04 | cDXGF | New Construction | Water Systems | 0 | 54722.29
CZ04 | cDXGF | New Construction | Refrigeration | 0 | 0
CZ04 | cDXGF | New Construction | Generators | 0 | 0
CZ04 | cDXGF | New Construction | Total End Uses | 1008103.96 | 416080.18
CZ05 | cDXGF | New Construction | Heating | 0 | 396938.85
CZ05 | cDXGF | New Construction | Cooling | 92888.34 | 0
CZ05 | cDXGF | New Construction | Interior Lighting | 157550.42 | 0
CZ05 | cDXGF | New Construction | Exterior Lighting | 0 | 0
CZ05 | cDXGF | New Construction | Interior Equipment | 268954.85 | 0
CZ05 | cDXGF | New Construction | Exterior Equipment | 0 | 0
CZ05 | cDXGF | New Construction | Fans | 408070.85 | 0
CZ05 | cDXGF | New Construction | Pumps | 0 | 0
CZ05 | cDXGF | New Construction | Heat Rejection | 0 | 0
CZ05 | cDXGF | New Construction | Humidification | 0 | 0
CZ05 | cDXGF | New Construction | Heat Recovery | 0 | 0
CZ05 | cDXGF | New Construction | Water Systems | 0 | 56591.39
CZ05 | cDXGF | New Construction | Refrigeration | 0 | 0
CZ05 | cDXGF | New Construction | Generators | 0 | 0
CZ05 | cDXGF | New Construction | Total End Uses | 927464.46 | 453530.24
CZ06 | cDXGF | New Construction | Heating | 0 | 114736.13
CZ06 | cDXGF | New Construction | Cooling | 150218.82 | 0
CZ06 | cDXGF | New Construction | Interior Lighting | 157550.42 | 0
CZ06 | cDXGF | New Construction | Exterior Lighting | 0 | 0
CZ06 | cDXGF | New Construction | Interior Equipment | 268954.85 | 0
CZ06 | cDXGF | New Construction | Exterior Equipment | 0 | 0
CZ06 | cDXGF | New Construction | Fans | 428103.91 | 0
CZ06 | cDXGF | New Construction | Pumps | 0 | 0
CZ06 | cDXGF | New Construction | Heat Rejection | 0 | 0
CZ06 | cDXGF | New Construction | Humidification | 0 | 0
CZ06 | cDXGF | New Construction | Heat Recovery | 0 | 0
CZ06 | cDXGF | New Construction | Water Systems | 0 | 52290.98
CZ06 | cDXGF | New Construction | Refrigeration | 0 | 0
CZ06 | cDXGF | New Construction | Generators | 0 | 0
CZ06 | cDXGF | New Construction | Total End Uses | 1004827.99 | 167027.11
CZ07 | cDXGF | New Construction | Heating | 0 | 107382.13
CZ07 | cDXGF | New Construction | Cooling | 172101.8 | 0
CZ07 | cDXGF | New Construction | Interior Lighting | 157550.42 | 0
CZ07 | cDXGF | New Construction | Exterior Lighting | 0 | 0
CZ07 | cDXGF | New Construction | Interior Equipment | 268954.85 | 0
CZ07 | cDXGF | New Construction | Exterior Equipment | 0 | 0
CZ07 | cDXGF | New Construction | Fans | 423285.81 | 0
CZ07 | cDXGF | New Construction | Pumps | 0 | 0
CZ07 | cDXGF | New Construction | Heat Rejection | 0 | 0
CZ07 | cDXGF | New Construction | Humidification | 0 | 0
CZ07 | cDXGF | New Construction | Heat Recovery | 0 | 0
CZ07 | cDXGF | New Construction | Water Systems | 0 | 51604.65
CZ07 | cDXGF | New Construction | Refrigeration | 0 | 0
CZ07 | cDXGF | New Construction | Generators | 0 | 0
CZ07 | cDXGF | New Construction | Total End Uses | 1021892.88 | 158986.79
CZ08 | cDXGF | New Construction | Heating | 0 | 147323.14
CZ08 | cDXGF | New Construction | Cooling | 224155.75 | 0
CZ08 | cDXGF | New Construction | Interior Lighting | 157550.42 | 0
CZ08 | cDXGF | New Construction | Exterior Lighting | 0 | 0
CZ08 | cDXGF | New Construction | Interior Equipment | 268954.85 | 0
CZ08 | cDXGF | New Construction | Exterior Equipment | 0 | 0
CZ08 | cDXGF | New Construction | Fans | 435028.4 | 0
CZ08 | cDXGF | New Construction | Pumps | 0 | 0
CZ08 | cDXGF | New Construction | Heat Rejection | 0 | 0
CZ08 | cDXGF | New Construction | Humidification | 0 | 0
CZ08 | cDXGF | New Construction | Heat Recovery | 0 | 0
CZ08 | cDXGF | New Construction | Water Systems | 0 | 51548.94
CZ08 | cDXGF | New Construction | Refrigeration | 0 | 0
CZ08 | cDXGF | New Construction | Generators | 0 | 0
CZ08 | cDXGF | New Construction | Total End Uses | 1085689.42 | 198872.07
CZ09 | cDXGF | New Construction | Heating | 0 | 114369.07
CZ09 | cDXGF | New Construction | Cooling | 249433.22 | 0
CZ09 | cDXGF | New Construction | Interior Lighting | 157550.42 | 0
CZ09 | cDXGF | New Construction | Exterior Lighting | 0 | 0
CZ09 | cDXGF | New Construction | Interior Equipment | 268954.85 | 0
CZ09 | cDXGF | New Construction | Exterior Equipment | 0 | 0
CZ09 | cDXGF | New Construction | Fans | 430694.77 | 0
CZ09 | cDXGF | New Construction | Pumps | 0 | 0
CZ09 | cDXGF | New Construction | Heat Rejection | 0 | 0
CZ09 | cDXGF | New Construction | Humidification | 0 | 0
CZ09 | cDXGF | New Construction | Heat Recovery | 0 | 0
CZ09 | cDXGF | New Construction | Water Systems | 0 | 50872.77
CZ09 | cDXGF | New Construction | Refrigeration | 0 | 0
CZ09 | cDXGF | New Construction | Generators | 0 | 0
CZ09 | cDXGF | New Construction | Total End Uses | 1106633.27 | 165241.83
CZ10 | cDXGF | New Construction | Heating | 0 | 225634.72
CZ10 | cDXGF | New Construction | Cooling | 370246.91 | 0
CZ10 | cDXGF | New Construction | Interior Lighting | 157550.42 | 0
CZ10 | cDXGF | New Construction | Exterior Lighting | 0 | 0
CZ10 | cDXGF | New Construction | Interior Equipment | 268954.85 | 0
CZ10 | cDXGF | New Construction | Exterior Equipment | 0 | 0
CZ10 | cDXGF | New Construction | Fans | 443380.22 | 0
CZ10 | cDXGF | New Construction | Pumps | 0 | 0
CZ10 | cDXGF | New Construction | Heat Rejection | 0 | 0
CZ10 | cDXGF | New Construction | Humidification | 0 | 0
CZ10 | cDXGF | New Construction | Heat Recovery | 0 | 0
CZ10 | cDXGF | New Construction | Water Systems | 0 | 50494.13
CZ10 | cDXGF | New Construction | Refrigeration | 0 | 0
CZ10 | cDXGF | New Construction | Generators | 0 | 0
CZ10 | cDXGF | New Construction | Total End Uses | 1240132.4 | 276128.85
CZ11 | cDXGF | New Construction | Heating | 0 | 535097.71
CZ11 | cDXGF | New Construction | Cooling | 400721.13 | 0
CZ11 | cDXGF | New Construction | Interior Lighting | 157550.42 | 0
CZ11 | cDXGF | New Construction | Exterior Lighting | 0 | 0
CZ11 | cDXGF | New Construction | Interior Equipment | 268954.85 | 0
CZ11 | cDXGF | New Construction | Exterior Equipment | 0 | 0
CZ11 | cDXGF | New Construction | Fans | 445641.38 | 0
CZ11 | cDXGF | New Construction | Pumps | 0 | 0
CZ11 | cDXGF | New Construction | Heat Rejection | 0 | 0
CZ11 | cDXGF | New Construction | Humidification | 0 | 0
CZ11 | cDXGF | New Construction | Heat Recovery | 0 | 0
CZ11 | cDXGF | New Construction | Water Systems | 0 | 51601.5
CZ11 | cDXGF | New Construction | Refrigeration | 0 | 0
CZ11 | cDXGF | New Construction | Generators | 0 | 0
CZ11 | cDXGF | New Construction | Total End Uses | 1272867.78 | 586699.21
CZ12 | cDXGF | New Construction | Heating | 0 | 499270.57
CZ12 | cDXGF | New Construction | Cooling | 321065.75 | 0
CZ12 | cDXGF | New Construction | Interior Lighting | 157550.42 | 0
CZ12 | cDXGF | New Construction | Exterior Lighting | 0 | 0
CZ12 | cDXGF | New Construction | Interior Equipment | 268954.85 | 0
CZ12 | cDXGF | New Construction | Exterior Equipment | 0 | 0
CZ12 | cDXGF | New Construction | Fans | 430793.66 | 0
CZ12 | cDXGF | New Construction | Pumps | 0 | 0
CZ12 | cDXGF | New Construction | Heat Rejection | 0 | 0
CZ12 | cDXGF | New Construction | Humidification | 0 | 0
CZ12 | cDXGF | New Construction | Heat Recovery | 0 | 0
CZ12 | cDXGF | New Construction | Water Systems | 0 | 53014.47
CZ12 | cDXGF | New Construction | Refrigeration | 0 | 0
CZ12 | cDXGF | New Construction | Generators | 0 | 0
CZ12 | cDXGF | New Construction | Total End Uses | 1178364.67 | 552285.04
CZ13 | cDXGF | New Construction | Heating | 0 | 439127.17
CZ13 | cDXGF | New Construction | Cooling | 440805.44 | 0
CZ13 | cDXGF | New Construction | Interior Lighting | 157550.42 | 0
CZ13 | cDXGF | New Construction | Exterior Lighting | 0 | 0
CZ13 | cDXGF | New Construction | Interior Equipment | 268954.85 | 0
CZ13 | cDXGF | New Construction | Exterior Equipment | 0 | 0
CZ13 | cDXGF | New Construction | Fans | 443928.04 | 0
CZ13 | cDXGF | New Construction | Pumps | 0 | 0
CZ13 | cDXGF | New Construction | Heat Rejection | 0 | 0
CZ13 | cDXGF | New Construction | Humidification | 0 | 0
CZ13 | cDXGF | New Construction | Heat Recovery | 0 | 0
CZ13 | cDXGF | New Construction | Water Systems | 0 | 50192.14
CZ13 | cDXGF | New Construction | Refrigeration | 0 | 0
CZ13 | cDXGF | New Construction | Generators | 0 | 0
CZ13 | cDXGF | New Construction | Total End Uses | 1311238.74 | 489319.31
CZ14 | cDXGF | New Construction | Heating | 0 | 289162.82
CZ14 | cDXGF | New Construction | Cooling | 573079.18 | 0
CZ14 | cDXGF | New Construction | Interior Lighting | 157550.42 | 0
CZ14 | cDXGF | New Construction | Exterior Lighting | 0 | 0
CZ14 | cDXGF | New Construction | Interior Equipment | 268954.85 | 0
CZ14 | cDXGF | New Construction | Exterior Equipment | 0 | 0
CZ14 | cDXGF | New Construction | Fans | 478985.04 | 0
CZ14 | cDXGF | New Construction | Pumps | 0 | 0
CZ14 | cDXGF | New Construction | Heat Rejection | 0 | 0
CZ14 | cDXGF | New Construction | Humidification | 0 | 0
CZ14 | cDXGF | New Construction | Heat Recovery | 0 | 0
CZ14 | cDXGF | New Construction | Water Systems | 0 | 47533.19
CZ14 | cDXGF | New Construction | Refrigeration | 0 | 0
CZ14 | cDXGF | New Construction | Generators | 0 | 0
CZ14 | cDXGF | New Construction | Total End Uses | 1478569.48 | 336696.01
CZ15 | cDXGF | New Construction | Heating | 0 | 96058.61
CZ15 | cDXGF | New Construction | Cooling | 781983.58 | 0
CZ15 | cDXGF | New Construction | Interior Lighting | 157550.42 | 0
CZ15 | cDXGF | New Construction | Exterior Lighting | 0 | 0
CZ15 | cDXGF | New Construction | Interior Equipment | 268954.85 | 0
CZ15 | cDXGF | New Construction | Exterior Equipment | 0 | 0
CZ15 | cDXGF | New Construction | Fans | 455061.38 | 0
CZ15 | cDXGF | New Construction | Pumps | 0 | 0
CZ15 | cDXGF | New Construction | Heat Rejection | 0 | 0
CZ15 | cDXGF | New Construction | Humidification | 0 | 0
CZ15 | cDXGF | New Construction | Heat Recovery | 0 | 0
CZ15 | cDXGF | New Construction | Water Systems | 0 | 42416.28
CZ15 | cDXGF | New Construction | Refrigeration | 0 | 0
CZ15 | cDXGF | New Construction | Generators | 0 | 0
CZ15 | cDXGF | New Construction | Total End Uses | 1663550.23 | 138474.89
CZ16 | cDXGF | New Construction | Heating | 0 | 681505.51
CZ16 | cDXGF | New Construction | Cooling | 369309.09 | 0
CZ16 | cDXGF | New Construction | Interior Lighting | 157550.42 | 0
CZ16 | cDXGF | New Construction | Exterior Lighting | 0 | 0
CZ16 | cDXGF | New Construction | Interior Equipment | 268954.85 | 0
CZ16 | cDXGF | New Construction | Exterior Equipment | 0 | 0
CZ16 | cDXGF | New Construction | Fans | 502774.89 | 0
CZ16 | cDXGF | New Construction | Pumps | 0 | 0
CZ16 | cDXGF | New Construction | Heat Rejection | 0 | 0
CZ16 | cDXGF | New Construction | Humidification | 0 | 0
CZ16 | cDXGF | New Construction | Heat Recovery | 0 | 0
CZ16 | cDXGF | New Construction | Water Systems | 0 | 55996.32
CZ16 | cDXGF | New Construction | Refrigeration | 0 | 0
CZ16 | cDXGF | New Construction | Generators | 0 | 0
CZ16 | cDXGF | New Construction | Total End Uses | 1298589.24 | 737501.83
CZ01 | cDXHP | Existing | Heating | 244539.24 | 0
CZ01 | cDXHP | Existing | Cooling | 4303.05 | 0
CZ01 | cDXHP | Existing | Interior Lighting | 313883.4 | 0
CZ01 | cDXHP | Existing | Exterior Lighting | 0 | 0
CZ01 | cDXHP | Existing | Interior Equipment | 268954.85 | 0
CZ01 | cDXHP | Existing | Exterior Equipment | 0 | 0
CZ01 | cDXHP | Existing | Fans | 461292.89 | 0
CZ01 | cDXHP | Existing | Pumps | 0 | 0
CZ01 | cDXHP | Existing | Heat Rejection | 0 | 0
CZ01 | cDXHP | Existing | Humidification | 0 | 0
CZ01 | cDXHP | Existing | Heat Recovery | 0 | 0
CZ01 | cDXHP | Existing | Water Systems | 0 | 61668.62
CZ01 | cDXHP | Existing | Refrigeration | 0 | 0
CZ01 | cDXHP | Existing | Generators | 0 | 0
CZ01 | cDXHP | Existing | Total End Uses | 1292973.43 | 61668.62
CZ02 | cDXHP | Existing | Heating | 149451.65 | 0
CZ02 | cDXHP | Existing | Cooling | 165699.22 | 0
CZ02 | cDXHP | Existing | Interior Lighting | 313883.4 | 0
CZ02 | cDXHP | Existing | Exterior Lighting | 0 | 0
CZ02 | cDXHP | Existing | Interior Equipment | 268954.85 | 0
CZ02 | cDXHP | Existing | Exterior Equipment | 0 | 0
CZ02 | cDXHP | Existing | Fans | 528867.03 | 0
CZ02 | cDXHP | Existing | Pumps | 0 | 0
CZ02 | cDXHP | Existing | Heat Rejection | 0 | 0
CZ02 | cDXHP | Existing | Humidification | 0 | 0
CZ02 | cDXHP | Existing | Heat Recovery | 0 | 0
CZ02 | cDXHP | Existing | Water Systems | 0 | 56801.63
CZ02 | cDXHP | Existing | Refrigeration | 0 | 0
CZ02 | cDXHP | Existing | Generators | 0 | 0
CZ02 | cDXHP | Existing | Total End Uses | 1426856.15 | 56801.63
CZ03 | cDXHP | Existing | Heating | 101145.3 | 0
CZ03 | cDXHP | Existing | Cooling | 85167.16 | 0
CZ03 | cDXHP | Existing | Interior Lighting | 313883.4 | 0
CZ03 | cDXHP | Existing | Exterior Lighting | 0 | 0
CZ03 | cDXHP | Existing | Interior Equipment | 268954.85 | 0
CZ03 | cDXHP | Existing | Exterior Equipment | 0 | 0
CZ03 | cDXHP | Existing | Fans | 507173.85 | 0
CZ03 | cDXHP | Existing | Pumps | 0 | 0
CZ03 | cDXHP | Existing | Heat Rejection | 0 | 0
CZ03 | cDXHP | Existing | Humidification | 0 | 0
CZ03 | cDXHP | Existing | Heat Recovery | 0 | 0
CZ03 | cDXHP | Existing | Water Systems | 0 | 56582.08
CZ03 | cDXHP | Existing | Refrigeration | 0 | 0
CZ03 | cDXHP | Existing | Generators | 0 | 0
CZ03 | cDXHP | Existing | Total End Uses | 1276324.55 | 56582.08
CZ04 | cDXHP | Existing | Heating | 88392.56 | 0
CZ04 | cDXHP | Existing | Cooling | 199291 | 0
CZ04 | cDXHP | Existing | Interior Lighting | 313883.4 | 0
CZ04 | cDXHP | Existing | Exterior Lighting | 0 | 0
CZ04 | cDXHP | Existing | Interior Equipment | 268954.85 | 0
CZ04 | cDXHP | Existing | Exterior Equipment | 0 | 0
CZ04 | cDXHP | Existing | Fans | 532895.85 | 0
CZ04 | cDXHP | Existing | Pumps | 0 | 0
CZ04 | cDXHP | Existing | Heat Rejection | 0 | 0
CZ04 | cDXHP | Existing | Humidification | 0 | 0
CZ04 | cDXHP | Existing | Heat Recovery | 0 | 0
CZ04 | cDXHP | Existing | Water Systems | 0 | 54708.17
CZ04 | cDXHP | Existing | Refrigeration | 0 | 0
CZ04 | cDXHP | Existing | Generators | 0 | 0
CZ04 | cDXHP | Existing | Total End Uses | 1403417.67 | 54708.17
CZ05 | cDXHP | Existing | Heating | 98252.64 | 0
CZ05 | cDXHP | Existing | Cooling | 115143.27 | 0
CZ05 | cDXHP | Existing | Interior Lighting | 313883.4 | 0
CZ05 | cDXHP | Existing | Exterior Lighting | 0 | 0
CZ05 | cDXHP | Existing | Interior Equipment | 268954.85 | 0
CZ05 | cDXHP | Existing | Exterior Equipment | 0 | 0
CZ05 | cDXHP | Existing | Fans | 510865.97 | 0
CZ05 | cDXHP | Existing | Pumps | 0 | 0
CZ05 | cDXHP | Existing | Heat Rejection | 0 | 0
CZ05 | cDXHP | Existing | Humidification | 0 | 0
CZ05 | cDXHP | Existing | Heat Recovery | 0 | 0
CZ05 | cDXHP | Existing | Water Systems | 0 | 56579.63
CZ05 | cDXHP | Existing | Refrigeration | 0 | 0
CZ05 | cDXHP | Existing | Generators | 0 | 0
CZ05 | cDXHP | Existing | Total End Uses | 1307100.13 | 56579.63
CZ06 | cDXHP | Existing | Heating | 24939.69 | 0
CZ06 | cDXHP | Existing | Cooling | 176127.24 | 0
CZ06 | cDXHP | Existing | Interior Lighting | 313883.4 | 0
CZ06 | cDXHP | Existing | Exterior Lighting | 0 | 0
CZ06 | cDXHP | Existing | Interior Equipment | 268954.85 | 0
CZ06 | cDXHP | Existing | Exterior Equipment | 0 | 0
CZ06 | cDXHP | Existing | Fans | 523431.51 | 0
CZ06 | cDXHP | Existing | Pumps | 0 | 0
CZ06 | cDXHP | Existing | Heat Rejection | 0 | 0
CZ06 | cDXHP | Existing | Humidification | 0 | 0
CZ06 | cDXHP | Existing | Heat Recovery | 0 | 0
CZ06 | cDXHP | Existing | Water Systems | 0 | 52275.71
CZ06 | cDXHP | Existing | Refrigeration | 0 | 0
CZ06 | cDXHP | Existing | Generators | 0 | 0
CZ06 | cDXHP | Existing | Total End Uses | 1307336.7 | 52275.71
CZ07 | cDXHP | Existing | Heating | 23151.24 | 0
CZ07 | cDXHP | Existing | Cooling | 207347.64 | 0
CZ07 | cDXHP | Existing | Interior Lighting | 313883.4 | 0
CZ07 | cDXHP | Existing | Exterior Lighting | 0 | 0
CZ07 | cDXHP | Existing | Interior Equipment | 268954.85 | 0
CZ07 | cDXHP | Existing | Exterior Equipment | 0 | 0
CZ07 | cDXHP | Existing | Fans | 515110.1 | 0
CZ07 | cDXHP | Existing | Pumps | 0 | 0
CZ07 | cDXHP | Existing | Heat Rejection | 0 | 0
CZ07 | cDXHP | Existing | Humidification | 0 | 0
CZ07 | cDXHP | Existing | Heat Recovery | 0 | 0
CZ07 | cDXHP | Existing | Water Systems | 0 | 51636.37
CZ07 | cDXHP | Existing | Refrigeration | 0 | 0
CZ07 | cDXHP | Existing | Generators | 0 | 0
CZ07 | cDXHP | Existing | Total End Uses | 1328447.23 | 51636.37
CZ08 | cDXHP | Existing | Heating | 33768.04 | 0
CZ08 | cDXHP | Existing | Cooling | 272193.85 | 0
CZ08 | cDXHP | Existing | Interior Lighting | 313883.4 | 0
CZ08 | cDXHP | Existing | Exterior Lighting | 0 | 0
CZ08 | cDXHP | Existing | Interior Equipment | 268954.85 | 0
CZ08 | cDXHP | Existing | Exterior Equipment | 0 | 0
CZ08 | cDXHP | Existing | Fans | 539790.12 | 0
CZ08 | cDXHP | Existing | Pumps | 0 | 0
CZ08 | cDXHP | Existing | Heat Rejection | 0 | 0
CZ08 | cDXHP | Existing | Humidification | 0 | 0
CZ08 | cDXHP | Existing | Heat Recovery | 0 | 0
CZ08 | cDXHP | Existing | Water Systems | 0 | 51562.76
CZ08 | cDXHP | Existing | Refrigeration | 0 | 0
CZ08 | cDXHP | Existing | Generators | 0 | 0
CZ08 | cDXHP | Existing | Total End Uses | 1428590.26 | 51562.76
CZ09 | cDXHP | Existing | Heating | 27976.88 | 0
CZ09 | cDXHP | Existing | Cooling | 315111.31 | 0
CZ09 | cDXHP | Existing | Interior Lighting | 313883.4 | 0
CZ09 | cDXHP | Existing | Exterior Lighting | 0 | 0
CZ09 | cDXHP | Existing | Interior Equipment | 268954.85 | 0
CZ09 | cDXHP | Existing | Exterior Equipment | 0 | 0
CZ09 | cDXHP | Existing | Fans | 566953.99 | 0
CZ09 | cDXHP | Existing | Pumps | 0 | 0
CZ09 | cDXHP | Existing | Heat Rejection | 0 | 0
CZ09 | cDXHP | Existing | Humidification | 0 | 0
CZ09 | cDXHP | Existing | Heat Recovery | 0 | 0
CZ09 | cDXHP | Existing | Water Systems | 0 | 50879.39
CZ09 | cDXHP | Existing | Refrigeration | 0 | 0
CZ09 | cDXHP | Existing | Generators | 0 | 0
CZ09 | cDXHP | Existing | Total End Uses | 1492880.44 | 50879.39
CZ10 | cDXHP | Existing | Heating | 57332.27 | 0
CZ10 | cDXHP | Existing | Cooling | 436360.87 | 0
CZ10 | cDXHP | Existing | Interior Lighting | 313883.4 | 0
CZ10 | cDXHP | Existing | Exterior Lighting | 0 | 0
CZ10 | cDXHP | Existing | Interior Equipment | 268954.85 | 0
CZ10 | cDXHP | Existing | Exterior Equipment | 0 | 0
CZ10 | cDXHP | Existing | Fans | 557506.29 | 0
CZ10 | cDXHP | Existing | Pumps | 0 | 0
CZ10 | cDXHP | Existing | Heat Rejection | 0 | 0
CZ10 | cDXHP | Existing | Humidification | 0 | 0
CZ10 | cDXHP | Existing | Heat Recovery | 0 | 0
CZ10 | cDXHP | Existing | Water Systems | 0 | 50485.57
CZ10 | cDXHP | Existing | Refrigeration | 0 | 0
CZ10 | cDXHP | Existing | Generators | 0 | 0
CZ10 | cDXHP | Existing | Total End Uses | 1634037.68 | 50485.57
CZ11 | cDXHP | Existing | Heating | 139723.11 | 0
CZ11 | cDXHP | Existing | Cooling | 477587.17 | 0
CZ11 | cDXHP | Existing | Interior Lighting | 313883.4 | 0
CZ11 | cDXHP | Existing | Exterior Lighting | 0 | 0
CZ11 | cDXHP | Existing | Interior Equipment | 268954.85 | 0
CZ11 | cDXHP | Existing | Exterior Equipment | 0 | 0
CZ11 | cDXHP | Existing | Fans | 582249.53 | 0
CZ11 | cDXHP | Existing | Pumps | 0 | 0
CZ11 | cDXHP | Existing | Heat Rejection | 0 | 0
CZ11 | cDXHP | Existing | Humidification | 0 | 0
CZ11 | cDXHP | Existing | Heat Recovery | 0 | 0
CZ11 | cDXHP | Existing | Water Systems | 0 | 51585.97
CZ11 | cDXHP | Existing | Refrigeration | 0 | 0
CZ11 | cDXHP | Existing | Generators | 0 | 0
CZ11 | cDXHP | Existing | Total End Uses | 1782398.06 | 51585.97
CZ12 | cDXHP | Existing | Heating | 130386.69 | 0
CZ12 | cDXHP | Existing | Cooling | 383275.57 | 0
CZ12 | cDXHP | Existing | Interior Lighting | 313883.4 | 0
CZ12 | cDXHP | Existing | Exterior Lighting | 0 | 0
CZ12 | cDXHP | Existing | Interior Equipment | 268954.85 | 0
CZ12 | cDXHP | Existing | Exterior Equipment | 0 | 0
CZ12 | cDXHP | Existing | Fans | 555868.15 | 0
CZ12 | cDXHP | Existing | Pumps | 0 | 0
CZ12 | cDXHP | Existing | Heat Rejection | 0 | 0
CZ12 | cDXHP | Existing | Humidification | 0 | 0
CZ12 | cDXHP | Existing | Heat Recovery | 0 | 0
CZ12 | cDXHP | Existing | Water Systems | 0 | 52976.79
CZ12 | cDXHP | Existing | Refrigeration | 0 | 0
CZ12 | cDXHP | Existing | Generators | 0 | 0
CZ12 | cDXHP | Existing | Total End Uses | 1652368.66 | 52976.79
CZ13 | cDXHP | Existing | Heating | 112392.72 | 0
CZ13 | cDXHP | Existing | Cooling | 525148.57 | 0
CZ13 | cDXHP | Existing | Interior Lighting | 313883.4 | 0
CZ13 | cDXHP | Existing | Exterior Lighting | 0 | 0
CZ13 | cDXHP | Existing | Interior Equipment | 268954.85 | 0
CZ13 | cDXHP | Existing | Exterior Equipment | 0 | 0
CZ13 | cDXHP | Existing | Fans | 574158.93 | 0
CZ13 | cDXHP | Existing | Pumps | 0 | 0
CZ13 | cDXHP | Existing | Heat Rejection | 0 | 0
CZ13 | cDXHP | Existing | Humidification | 0 | 0
CZ13 | cDXHP | Existing | Heat Recovery | 0 | 0
CZ13 | cDXHP | Existing | Water Systems | 0 | 50140.58
CZ13 | cDXHP | Existing | Refrigeration | 0 | 0
CZ13 | cDXHP | Existing | Generators | 0 | 0
CZ13 | cDXHP | Existing | Total End Uses | 1794538.48 | 50140.58
CZ14 | cDXHP | Existing | Heating | 73977.62 | 0
CZ14 | cDXHP | Existing | Cooling | 674549.15 | 0
CZ14 | cDXHP | Existing | Interior Lighting | 313883.4 | 0
CZ14 | cDXHP | Existing | Exterior Lighting | 0 | 0
CZ14 | cDXHP | Existing | Interior Equipment | 268954.85 | 0
CZ14 | cDXHP | Existing | Exterior Equipment | 0 | 0
CZ14 | cDXHP | Existing | Fans | 618641.05 | 0
CZ14 | cDXHP | Existing | Pumps | 0 | 0
CZ14 | cDXHP | Existing | Heat Rejection | 0 | 0
CZ14 | cDXHP | Existing | Humidification | 0 | 0
CZ14 | cDXHP | Existing | Heat Recovery | 0 | 0
CZ14 | cDXHP | Existing | Water Systems | 0 | 47667.71
CZ14 | cDXHP | Existing | Refrigeration | 0 | 0
CZ14 | cDXHP | Existing | Generators | 0 | 0
CZ14 | cDXHP | Existing | Total End Uses | 1950006.07 | 47667.71
CZ15 | cDXHP | Existing | Heating | 24145.12 | 0
CZ15 | cDXHP | Existing | Cooling | 930876.76 | 0
CZ15 | cDXHP | Existing | Interior Lighting | 313883.4 | 0
CZ15 | cDXHP | Existing | Exterior Lighting | 0 | 0
CZ15 | cDXHP | Existing | Interior Equipment | 268954.85 | 0
CZ15 | cDXHP | Existing | Exterior Equipment | 0 | 0
CZ15 | cDXHP | Existing | Fans | 588559.76 | 0
CZ15 | cDXHP | Existing | Pumps | 0 | 0
CZ15 | cDXHP | Existing | Heat Rejection | 0 | 0
CZ15 | cDXHP | Existing | Humidification | 0 | 0
CZ15 | cDXHP | Existing | Heat Recovery | 0 | 0
CZ15 | cDXHP | Existing | Water Systems | 0 | 42529.82
CZ15 | cDXHP | Existing | Refrigeration | 0 | 0
CZ15 | cDXHP | Existing | Generators | 0 | 0
CZ15 | cDXHP | Existing | Total End Uses | 2126419.88 | 42529.82
CZ16 | cDXHP | Existing | Heating | 212278.09 | 0
CZ16 | cDXHP | Existing | Cooling | 434350.32 | 0
CZ16 | cDXHP | Existing | Interior Lighting | 313883.4 | 0
CZ16 | cDXHP | Existing | Exterior Lighting | 0 | 0
CZ16 | cDXHP | Existing | Interior Equipment | 268954.85 | 0
CZ16 | cDXHP | Existing | Exterior Equipment | 0 | 0
CZ16 | cDXHP | Existing | Fans | 642136.3 | 0
CZ16 | cDXHP | Existing | Pumps | 0 | 0
CZ16 | cDXHP | Existing | Heat Rejection | 0 | 0
CZ16 | cDXHP | Existing | Humidification | 0 | 0
CZ16 | cDXHP | Existing | Heat Recovery | 0 | 0
CZ16 | cDXHP | Existing | Water Systems | 0 | 55935.14
CZ16 | cDXHP | Existing | Refrigeration | 0 | 0
CZ16 | cDXHP | Existing | Generators | 0 | 0
CZ16 | cDXHP | Existing | Total End Uses | 1871602.95 | 55935.14
CZ01 | cDXHP | New Construction | Heating | 239563.71 | 0
CZ01 | cDXHP | New Construction | Cooling | 3492.85 | 0
CZ01 | cDXHP | New Construction | Interior Lighting | 157550.42 | 0
CZ01 | cDXHP | New Construction | Exterior Lighting | 0 | 0
CZ01 | cDXHP | New Construction | Interior Equipment | 268954.85 | 0
CZ01 | cDXHP | New Construction | Exterior Equipment | 0 | 0
CZ01 | cDXHP | New Construction | Fans | 384198.71 | 0
CZ01 | cDXHP | New Construction | Pumps | 0 | 0
CZ01 | cDXHP | New Construction | Heat Rejection | 0 | 0
CZ01 | cDXHP | New Construction | Humidification | 0 | 0
CZ01 | cDXHP | New Construction | Heat Recovery | 0 | 0
CZ01 | cDXHP | New Construction | Water Systems | 0 | 61716.23
CZ01 | cDXHP | New Construction | Refrigeration | 0 | 0
CZ01 | cDXHP | New Construction | Generators | 0 | 0
CZ01 | cDXHP | New Construction | Total End Uses | 1053760.54 | 61716.23
CZ02 | cDXHP | New Construction | Heating | 139429.94 | 0
CZ02 | cDXHP | New Construction | Cooling | 137609.62 | 0
CZ02 | cDXHP | New Construction | Interior Lighting | 157550.42 | 0
CZ02 | cDXHP | New Construction | Exterior Lighting | 0 | 0
CZ02 | cDXHP | New Construction | Interior Equipment | 268954.85 | 0
CZ02 | cDXHP | New Construction | Exterior Equipment | 0 | 0
CZ02 | cDXHP | New Construction | Fans | 415418.57 | 0
CZ02 | cDXHP | New Construction | Pumps | 0 | 0
CZ02 | cDXHP | New Construction | Heat Rejection | 0 | 0
CZ02 | cDXHP | New Construction | Humidification | 0 | 0
CZ02 | cDXHP | New Construction | Heat Recovery | 0 | 0
CZ02 | cDXHP | New Construction | Water Systems | 0 | 56811.72
CZ02 | cDXHP | New Construction | Refrigeration | 0 | 0
CZ02 | cDXHP | New Construction | Generators | 0 | 0
CZ02 | cDXHP | New Construction | Total End Uses | 1118963.4 | 56811.72
CZ03 | cDXHP | New Construction | Heating | 99849.62 | 0
CZ03 | cDXHP | New Construction | Cooling | 70452.88 | 0
CZ03 | cDXHP | New Construction | Interior Lighting | 157550.42 | 0
CZ03 | cDXHP | New Construction | Exterior Lighting | 0 | 0
CZ03 | cDXHP | New Construction | Interior Equipment | 268954.85 | 0
CZ03 | cDXHP | New Construction | Exterior Equipment | 0 | 0
CZ03 | cDXHP | New Construction | Fans | 408617.54 | 0
CZ03 | cDXHP | New Construction | Pumps | 0 | 0
CZ03 | cDXHP | New Construction | Heat Rejection | 0 | 0
CZ03 | cDXHP | New Construction | Humidification | 0 | 0
CZ03 | cDXHP | New Construction | Heat Recovery | 0 | 0
CZ03 | cDXHP | New Construction | Water Systems | 0 | 56582.89
CZ03 | cDXHP | New Construction | Refrigeration | 0 | 0
CZ03 | cDXHP | New Construction | Generators | 0 | 0
CZ03 | cDXHP | New Construction | Total End Uses | 1005425.31 | 56582.89
CZ04 | cDXHP | New Construction | Heating | 84969.21 | 0
CZ04 | cDXHP | New Construction | Cooling | 163387.61 | 0
CZ04 | cDXHP | New Construction | Interior Lighting | 157550.42 | 0
CZ04 | cDXHP | New Construction | Exterior Lighting | 0 | 0
CZ04 | cDXHP | New Construction | Interior Equipment | 268954.85 | 0
CZ04 | cDXHP | New Construction | Exterior Equipment | 0 | 0
CZ04 | cDXHP | New Construction | Fans | 418375.41 | 0
CZ04 | cDXHP | New Construction | Pumps | 0 | 0
CZ04 | cDXHP | New Construction | Heat Rejection | 0 | 0
CZ04 | cDXHP | New Construction | Humidification | 0 | 0
CZ04 | cDXHP | New Construction | Heat Recovery | 0 | 0
CZ04 | cDXHP | New Construction | Water Systems | 0 | 54723.08
CZ04 | cDXHP | New Construction | Refrigeration | 0 | 0
CZ04 | cDXHP | New Construction | Generators | 0 | 0
CZ04 | cDXHP | New Construction | Total End Uses | 1093237.49 | 54723.08
CZ05 | cDXHP | New Construction | Heating | 93523.94 | 0
CZ05 | cDXHP | New Construction | Cooling | 93391.31 | 0
CZ05 | cDXHP | New Construction | Interior Lighting | 157550.42 | 0
CZ05 | cDXHP | New Construction | Exterior Lighting | 0 | 0
CZ05 | cDXHP | New Construction | Interior Equipment | 268954.85 | 0
CZ05 | cDXHP | New Construction | Exterior Equipment | 0 | 0
CZ05 | cDXHP | New Construction | Fans | 408070.85 | 0
CZ05 | cDXHP | New Construction | Pumps | 0 | 0
CZ05 | cDXHP | New Construction | Heat Rejection | 0 | 0
CZ05 | cDXHP | New Construction | Humidification | 0 | 0
CZ05 | cDXHP | New Construction | Heat Recovery | 0 | 0
CZ05 | cDXHP | New Construction | Water Systems | 0 | 56587.52
CZ05 | cDXHP | New Construction | Refrigeration | 0 | 0
CZ05 | cDXHP | New Construction | Generators | 0 | 0
CZ05 | cDXHP | New Construction | Total End Uses | 1021491.37 | 56587.52
CZ06 | cDXHP | New Construction | Heating | 26328.44 | 0
CZ06 | cDXHP | New Construction | Cooling | 142220 | 0
CZ06 | cDXHP | New Construction | Interior Lighting | 157550.42 | 0
CZ06 | cDXHP | New Construction | Exterior Lighting | 0 | 0
CZ06 | cDXHP | New Construction | Interior Equipment | 268954.85 | 0
CZ06 | cDXHP | New Construction | Exterior Equipment | 0 | 0
CZ06 | cDXHP | New Construction | Fans | 428103.91 | 0
CZ06 | cDXHP | New Construction | Pumps | 0 | 0
CZ06 | cDXHP | New Construction | Heat Rejection | 0 | 0
CZ06 | cDXHP | New Construction | Humidification | 0 | 0
CZ06 | cDXHP | New Construction | Heat Recovery | 0 | 0
CZ06 | cDXHP | New Construction | Water Systems | 0 | 52290.98
CZ06 | cDXHP | New Construction | Refrigeration | 0 | 0
CZ06 | cDXHP | New Construction | Generators | 0 | 0
CZ06 | cDXHP | New Construction | Total End Uses | 1023157.62 | 52290.98
CZ07 | cDXHP | New Construction | Heating | 24618.49 | 0
CZ07 | cDXHP | New Construction | Cooling | 167761.67 | 0
CZ07 | cDXHP | New Construction | Interior Lighting | 157550.42 | 0
CZ07 | cDXHP | New Construction | Exterior Lighting | 0 | 0
CZ07 | cDXHP | New Construction | Interior Equipment | 268954.85 | 0
CZ07 | cDXHP | New Construction | Exterior Equipment | 0 | 0
CZ07 | cDXHP | New Construction | Fans | 423285.81 | 0
CZ07 | cDXHP | New Construction | Pumps | 0 | 0
CZ07 | cDXHP | New Construction | Heat Rejection | 0 | 0
CZ07 | cDXHP | New Construction | Humidification | 0 | 0
CZ07 | cDXHP | New Construction | Heat Recovery | 0 | 0
CZ07 | cDXHP | New Construction | Water Systems | 0 | 51604.65
CZ07 | cDXHP | New Construction | Refrigeration | 0 | 0
CZ07 | cDXHP | New Construction | Generators | 0 | 0
CZ07 | cDXHP | New Construction | Total End Uses | 1042171.23 | 51604.65
CZ08 | cDXHP | New Construction | Heating | 34094.16 | 0
CZ08 | cDXHP | New Construction | Cooling | 224020.99 | 0
CZ08 | cDXHP | New Construction | Interior Lighting | 157550.42 | 0
CZ08 | cDXHP | New Construction | Exterior Lighting | 0 | 0
CZ08 | cDXHP | New Construction | Interior Equipment | 268954.85 | 0
CZ08 | cDXHP | New Construction | Exterior Equipment | 0 | 0
CZ08 | cDXHP | New Construction | Fans | 435028.4 | 0
CZ08 | cDXHP | New Construction | Pumps | 0 | 0
CZ08 | cDXHP | New Construction | Heat Rejection | 0 | 0
CZ08 | cDXHP | New Construction | Humidification | 0 | 0
CZ08 | cDXHP | New Construction | Heat Recovery | 0 | 0
CZ08 | cDXHP | New Construction | Water Systems | 0 | 51548.94
CZ08 | cDXHP | New Construction | Refrigeration | 0 | 0
CZ08 | cDXHP | New Construction | Generators | 0 | 0
CZ08 | cDXHP | New Construction | Total End Uses | 1119648.82 | 51548.94
CZ09 | cDXHP | New Construction | Heating | 26491.72 | 0
CZ09 | cDXHP | New Construction | Cooling | 248196.74 | 0
CZ09 | cDXHP | New Construction | Interior Lighting | 157550.42 | 0
CZ09 | cDXHP | New Construction | Exterior Lighting | 0 | 0
CZ09 | cDXHP | New Construction | Interior Equipment | 268954.85 | 0
CZ09 | cDXHP | New Construction | Exterior Equipment | 0 | 0
CZ09 | cDXHP | New Construction | Fans | 430694.77 | 0
CZ09 | cDXHP | New Construction | Pumps | 0 | 0
CZ09 | cDXHP | New Construction | Heat Rejection | 0 | 0
CZ09 | cDXHP | New Construction | Humidification | 0 | 0
CZ09 | cDXHP | New Construction | Heat Recovery | 0 | 0
CZ09 | cDXHP | New Construction | Water Systems | 0 | 50872.77
CZ09 | cDXHP | New Construction | Refrigeration | 0 | 0
CZ09 | cDXHP | New Construction | Generators | 0 | 0
CZ09 | cDXHP | New Construction | Total End Uses | 1131888.49 | 50872.77
CZ10 | cDXHP | New Construction | Heating | 54332.67 | 0
CZ10 | cDXHP | New Construction | Cooling | 370140.47 | 0
CZ10 | cDXHP | New Construction | Interior Lighting | 157550.42 | 0
CZ10 | cDXHP | New Construction | Exterior Lighting | 0 | 0
CZ10 | cDXHP | New Construction | Interior Equipment | 268954.85 | 0
CZ10 | cDXHP | New Construction | Exterior Equipment | 0 | 0
CZ10 | cDXHP | New Construction | Fans | 443380.22 | 0
CZ10 | cDXHP | New Construction | Pumps | 0 | 0
CZ10 | cDXHP | New Construction | Heat Rejection | 0 | 0
CZ10 | cDXHP | New Construction | Humidification | 0 | 0
CZ10 | cDXHP | New Construction | Heat Recovery | 0 | 0
CZ10 | cDXHP | New Construction | Water Systems | 0 | 50494.13
CZ10 | cDXHP | New Construction | Refrigeration | 0 | 0
CZ10 | cDXHP | New Construction | Generators | 0 | 0
CZ10 | cDXHP | New Construction | Total End Uses | 1294358.62 | 50494.13
CZ11 | cDXHP | New Construction | Heating | 131625.16 | 0
CZ11 | cDXHP | New Construction | Cooling | 400561.29 | 0
CZ11 | cDXHP | New Construction | Interior Lighting | 157550.42 | 0
CZ11 | cDXHP | New Construction | Exterior Lighting | 0 | 0
CZ11 | cDXHP | New Construction | Interior Equipment | 268954.85 | 0
CZ11 | cDXHP | New Construction | Exterior Equipment | 0 | 0
CZ11 | cDXHP | New Construction | Fans | 445641.38 | 0
CZ11 | cDXHP | New Construction | Pumps | 0 | 0
CZ11 | cDXHP | New Construction | Heat Rejection | 0 | 0
CZ11 | cDXHP | New Construction | Humidification | 0 | 0
CZ11 | cDXHP | New Construction | Heat Recovery | 0 | 0
CZ11 | cDXHP | New Construction | Water Systems | 0 | 51599.01
CZ11 | cDXHP | New Construction | Refrigeration | 0 | 0
CZ11 | cDXHP | New Construction | Generators | 0 | 0
CZ11 | cDXHP | New Construction | Total End Uses | 1404333.09 | 51599.01
CZ12 | cDXHP | New Construction | Heating | 121793.05 | 0
CZ12 | cDXHP | New Construction | Cooling | 320885.77 | 0
CZ12 | cDXHP | New Construction | Interior Lighting | 157550.42 | 0
CZ12 | cDXHP | New Construction | Exterior Lighting | 0 | 0
CZ12 | cDXHP | New Construction | Interior Equipment | 268954.85 | 0
CZ12 | cDXHP | New Construction | Exterior Equipment | 0 | 0
CZ12 | cDXHP | New Construction | Fans | 430793.66 | 0
CZ12 | cDXHP | New Construction | Pumps | 0 | 0
CZ12 | cDXHP | New Construction | Heat Rejection | 0 | 0
CZ12 | cDXHP | New Construction | Humidification | 0 | 0
CZ12 | cDXHP | New Construction | Heat Recovery | 0 | 0
CZ12 | cDXHP | New Construction | Water Systems | 0 | 53012.54
CZ12 | cDXHP | New Construction | Refrigeration | 0 | 0
CZ12 | cDXHP | New Construction | Generators | 0 | 0
CZ12 | cDXHP | New Construction | Total End Uses | 1299977.75 | 53012.54
CZ13 | cDXHP | New Construction | Heating | 107562 | 0
CZ13 | cDXHP | New Construction | Cooling | 440670.3 | 0
CZ13 | cDXHP | New Construction | Interior Lighting | 157550.42 | 0
CZ13 | cDXHP | New Construction | Exterior Lighting | 0 | 0
CZ13 | cDXHP | New Construction | Interior Equipment | 268954.85 | 0
CZ13 | cDXHP | New Construction | Exterior Equipment | 0 | 0
CZ13 | cDXHP | New Construction | Fans | 443928.04 | 0
CZ13 | cDXHP | New Construction | Pumps | 0 | 0
CZ13 | cDXHP | New Construction | Heat Rejection | 0 | 0
CZ13 | cDXHP | New Construction | Humidification | 0 | 0
CZ13 | cDXHP | New Construction | Heat Recovery | 0 | 0
CZ13 | cDXHP | New Construction | Water Systems | 0 | 50189.97
CZ13 | cDXHP | New Construction | Refrigeration | 0 | 0
CZ13 | cDXHP | New Construction | Generators | 0 | 0
CZ13 | cDXHP | New Construction | Total End Uses | 1418665.6 | 50189.97
CZ14 | cDXHP | New Construction | Heating | 71007.07 | 0
CZ14 | cDXHP | New Construction | Cooling | 572988.19 | 0
CZ14 | cDXHP | New Construction | Interior Lighting | 157550.42 | 0
CZ14 | cDXHP | New Construction | Exterior Lighting | 0 | 0
CZ14 | cDXHP | New Construction | Interior Equipment | 268954.85 | 0
CZ14 | cDXHP | New Construction | Exterior Equipment | 0 | 0
CZ14 | cDXHP | New Construction | Fans | 478985.04 | 0
CZ14 | cDXHP | New Construction | Pumps | 0 | 0
CZ14 | cDXHP | New Construction | Heat Rejection | 0 | 0
CZ14 | cDXHP | New Construction | Humidification | 0 | 0
CZ14 | cDXHP | New Construction | Heat Recovery | 0 | 0
CZ14 | cDXHP | New Construction | Water Systems | 0 | 47533.19
CZ14 | cDXHP | New Construction | Refrigeration | 0 | 0
CZ14 | cDXHP | New Construction | Generators | 0 | 0
CZ14 | cDXHP | New Construction | Total End Uses | 1549485.56 | 47533.19
CZ15 | cDXHP | New Construction | Heating | 22732.24 | 0
CZ15 | cDXHP | New Construction | Cooling | 781943.63 | 0
CZ15 | cDXHP | New Construction | Interior Lighting | 157550.42 | 0
CZ15 | cDXHP | New Construction | Exterior Lighting | 0 | 0
CZ15 | cDXHP | New Construction | Interior Equipment | 268954.85 | 0
CZ15 | cDXHP | New Construction | Exterior Equipment | 0 | 0
CZ15 | cDXHP | New Construction | Fans | 455061.38 | 0
CZ15 | cDXHP | New Construction | Pumps | 0 | 0
CZ15 | cDXHP | New Construction | Heat Rejection | 0 | 0
CZ15 | cDXHP | New Construction | Humidification | 0 | 0
CZ15 | cDXHP | New Construction | Heat Recovery | 0 | 0
CZ15 | cDXHP | New Construction | Water Systems | 0 | 42416.28
CZ15 | cDXHP | New Construction | Refrigeration | 0 | 0
CZ15 | cDXHP | New Construction | Generators | 0 | 0
CZ15 | cDXHP | New Construction | Total End Uses | 1686242.52 | 42416.28
CZ16 | cDXHP | New Construction | Heating | 193999.59 | 0
CZ16 | cDXHP | New Construction | Cooling | 369847.64 | 0
CZ16 | cDXHP | New Construction | Interior Lighting | 157550.42 | 0
CZ16 | cDXHP | New Construction | Exterior Lighting | 0 | 0
CZ16 | cDXHP | New Construction | Interior Equipment | 268954.85 | 0
CZ16 | cDXHP | New Construction | Exterior Equipment | 0 | 0
CZ16 | cDXHP | New Construction | Fans | 502774.89 | 0
CZ16 | cDXHP | New Construction | Pumps | 0 | 0
CZ16 | cDXHP | New Construction | Heat Rejection | 0 | 0
CZ16 | cDXHP | New Construction | Humidification | 0 | 0
CZ16 | cDXHP | New Construction | Heat Recovery | 0 | 0
CZ16 | cDXHP | New Construction | Water Systems | 0 | 55994.17
CZ16 | cDXHP | New Construction | Refrigeration | 0 | 0
CZ16 | cDXHP | New Construction | Generators | 0 | 0
CZ16 | cDXHP | New Construction | Total End Uses | 1493127.38 | 55994.17
CZ01 | cDXOH | Existing | Heating | 0 | 0
CZ01 | cDXOH | Existing | Cooling | 4068.5 | 0
CZ01 | cDXOH | Existing | Interior Lighting | 313883.4 | 0
CZ01 | cDXOH | Existing | Exterior Lighting | 0 | 0
CZ01 | cDXOH | Existing | Interior Equipment | 268954.85 | 0
CZ01 | cDXOH | Existing | Exterior Equipment | 0 | 0
CZ01 | cDXOH | Existing | Fans | 474958.85 | 0
CZ01 | cDXOH | Existing | Pumps | 0 | 0
CZ01 | cDXOH | Existing | Heat Rejection | 0 | 0
CZ01 | cDXOH | Existing | Humidification | 0 | 0
CZ01 | cDXOH | Existing | Heat Recovery | 0 | 0
CZ01 | cDXOH | Existing | Water Systems | 0 | 61650.16
CZ01 | cDXOH | Existing | Refrigeration | 0 | 0
CZ01 | cDXOH | Existing | Generators | 0 | 0
CZ01 | cDXOH | Existing | Total End Uses | 1061865.6 | 61650.16
CZ02 | cDXOH | Existing | Heating | 0 | 0
CZ02 | cDXOH | Existing | Cooling | 162876.19 | 0
CZ02 | cDXOH | Existing | Interior Lighting | 313883.4 | 0
CZ02 | cDXOH | Existing | Exterior Lighting | 0 | 0
CZ02 | cDXOH | Existing | Interior Equipment | 268954.85 | 0
CZ02 | cDXOH | Existing | Exterior Equipment | 0 | 0
CZ02 | cDXOH | Existing | Fans | 537354.54 | 0
CZ02 | cDXOH | Existing | Pumps | 0 | 0
CZ02 | cDXOH | Existing | Heat Rejection | 0 | 0
CZ02 | cDXOH | Existing | Humidification | 0 | 0
CZ02 | cDXOH | Existing | Heat Recovery | 0 | 0
CZ02 | cDXOH | Existing | Water Systems | 0 | 56803.73
CZ02 | cDXOH | Existing | Refrigeration | 0 | 0
CZ02 | cDXOH | Existing | Generators | 0 | 0
CZ02 | cDXOH | Existing | Total End Uses | 1283068.98 | 56803.73
CZ03 | cDXOH | Existing | Heating | 0 | 0
CZ03 | cDXOH | Existing | Cooling | 84051.2 | 0
CZ03 | cDXOH | Existing | Interior Lighting | 313883.4 | 0
CZ03 | cDXOH | Existing | Exterior Lighting | 0 | 0
CZ03 | cDXOH | Existing | Interior Equipment | 268954.85 | 0
CZ03 | cDXOH | Existing | Exterior Equipment | 0 | 0
CZ03 | cDXOH | Existing | Fans | 509307.84 | 0
CZ03 | cDXOH | Existing | Pumps | 0 | 0
CZ03 | cDXOH | Existing | Heat Rejection | 0 | 0
CZ03 | cDXOH | Existing | Humidification | 0 | 0
CZ03 | cDXOH | Existing | Heat Recovery | 0 | 0
CZ03 | cDXOH | Existing | Water Systems | 0 | 56578.21
CZ03 | cDXOH | Existing | Refrigeration | 0 | 0
CZ03 | cDXOH | Existing | Generators | 0 | 0
CZ03 | cDXOH | Existing | Total End Uses | 1176197.3 | 56578.21
CZ04 | cDXOH | Existing | Heating | 0 | 0
CZ04 | cDXOH | Existing | Cooling | 197620.82 | 0
CZ04 | cDXOH | Existing | Interior Lighting | 313883.4 | 0
CZ04 | cDXOH | Existing | Exterior Lighting | 0 | 0
CZ04 | cDXOH | Existing | Interior Equipment | 268954.85 | 0
CZ04 | cDXOH | Existing | Exterior Equipment | 0 | 0
CZ04 | cDXOH | Existing | Fans | 534427.38 | 0
CZ04 | cDXOH | Existing | Pumps | 0 | 0
CZ04 | cDXOH | Existing | Heat Rejection | 0 | 0
CZ04 | cDXOH | Existing | Humidification | 0 | 0
CZ04 | cDXOH | Existing | Heat Recovery | 0 | 0
CZ04 | cDXOH | Existing | Water Systems | 0 | 54706.55
CZ04 | cDXOH | Existing | Refrigeration | 0 | 0
CZ04 | cDXOH | Existing | Generators | 0 | 0
CZ04 | cDXOH | Existing | Total End Uses | 1314886.46 | 54706.55
CZ05 | cDXOH | Existing | Heating | 0 | 0
CZ05 | cDXOH | Existing | Cooling | 111439.63 | 0
CZ05 | cDXOH | Existing | Interior Lighting | 313883.4 | 0
CZ05 | cDXOH | Existing | Exterior Lighting | 0 | 0
CZ05 | cDXOH | Existing | Interior Equipment | 268954.85 | 0
CZ05 | cDXOH | Existing | Exterior Equipment | 0 | 0
CZ05 | cDXOH | Existing | Fans | 512939.23 | 0
CZ05 | cDXOH | Existing | Pumps | 0 | 0
CZ05 | cDXOH | Existing | Heat Rejection | 0 | 0
CZ05 | cDXOH | Existing | Humidification | 0 | 0
CZ05 | cDXOH | Existing | Heat Recovery | 0 | 0
CZ05 | cDXOH | Existing | Water Systems | 0 | 56573.67
CZ05 | cDXOH | Existing | Refrigeration | 0 | 0
CZ05 | cDXOH | Existing | Generators | 0 | 0
CZ05 | cDXOH | Existing | Total End Uses | 1207217.11 | 56573.67
CZ06 | cDXOH | Existing | Heating | 0 | 0
CZ06 | cDXOH | Existing | Cooling | 184204.83 | 0
CZ06 | cDXOH | Existing | Interior Lighting | 313883.4 | 0
CZ06 | cDXOH | Existing | Exterior Lighting | 0 | 0
CZ06 | cDXOH | Existing | Interior Equipment | 268954.85 | 0
CZ06 | cDXOH | Existing | Exterior Equipment | 0 | 0
CZ06 | cDXOH | Existing | Fans | 523431.51 | 0
CZ06 | cDXOH | Existing | Pumps | 0 | 0
CZ06 | cDXOH | Existing | Heat Rejection | 0 | 0
CZ06 | cDXOH | Existing | Humidification | 0 | 0
CZ06 | cDXOH | Existing | Heat Recovery | 0 | 0
CZ06 | cDXOH | Existing | Water Systems | 0 | 52273.52
CZ06 | cDXOH | Existing | Refrigeration | 0 | 0
CZ06 | cDXOH | Existing | Generators | 0 | 0
CZ06 | cDXOH | Existing | Total End Uses | 1290474.59 | 52273.52
CZ07 | cDXOH | Existing | Heating | 0 | 0
CZ07 | cDXOH | Existing | Cooling | 212282.13 | 0
CZ07 | cDXOH | Existing | Interior Lighting | 313883.4 | 0
CZ07 | cDXOH | Existing | Exterior Lighting | 0 | 0
CZ07 | cDXOH | Existing | Interior Equipment | 268954.85 | 0
CZ07 | cDXOH | Existing | Exterior Equipment | 0 | 0
CZ07 | cDXOH | Existing | Fans | 515151.2 | 0
CZ07 | cDXOH | Existing | Pumps | 0 | 0
CZ07 | cDXOH | Existing | Heat Rejection | 0 | 0
CZ07 | cDXOH | Existing | Humidification | 0 | 0
CZ07 | cDXOH | Existing | Heat Recovery | 0 | 0
CZ07 | cDXOH | Existing | Water Systems | 0 | 51635.63
CZ07 | cDXOH | Existing | Refrigeration | 0 | 0
CZ07 | cDXOH | Existing | Generators | 0 | 0
CZ07 | cDXOH | Existing | Total End Uses | 1310271.57 | 51635.63
CZ08 | cDXOH | Existing | Heating | 0 | 0
CZ08 | cDXOH | Existing | Cooling | 271528.27 | 0
CZ08 | cDXOH | Existing | Interior Lighting | 313883.4 | 0
CZ08 | cDXOH | Existing | Exterior Lighting | 0 | 0
CZ08 | cDXOH | Existing | Interior Equipment | 268954.85 | 0
CZ08 | cDXOH | Existing | Exterior Equipment | 0 | 0
CZ08 | cDXOH | Existing | Fans | 539919.1 | 0
CZ08 | cDXOH | Existing | Pumps | 0 | 0
CZ08 | cDXOH | Existing | Heat Rejection | 0 | 0
CZ08 | cDXOH | Existing | Humidification | 0 | 0
CZ08 | cDXOH | Existing | Heat Recovery | 0 | 0
CZ08 | cDXOH | Existing | Water Systems | 0 | 51561.33
CZ08 | cDXOH | Existing | Refrigeration | 0 | 0
CZ08 | cDXOH | Existing | Generators | 0 | 0
CZ08 | cDXOH | Existing | Total End Uses | 1394285.62 | 51561.33
CZ09 | cDXOH | Existing | Heating | 0 | 0
CZ09 | cDXOH | Existing | Cooling | 316334.58 | 0
CZ09 | cDXOH | Existing | Interior Lighting | 313883.4 | 0
CZ09 | cDXOH | Existing | Exterior Lighting | 0 | 0
CZ09 | cDXOH | Existing | Interior Equipment | 268954.85 | 0
CZ09 | cDXOH | Existing | Exterior Equipment | 0 | 0
CZ09 | cDXOH | Existing | Fans | 567089.33 | 0
CZ09 | cDXOH | Existing | Pumps | 0 | 0
CZ09 | cDXOH | Existing | Heat Rejection | 0 | 0
CZ09 | cDXOH | Existing | Humidification | 0 | 0
CZ09 | cDXOH | Existing | Heat Recovery | 0 | 0
CZ09 | cDXOH | Existing | Water Systems | 0 | 50876.32
CZ09 | cDXOH | Existing | Refrigeration | 0 | 0
CZ09 | cDXOH | Existing | Generators | 0 | 0
CZ09 | cDXOH | Existing | Total End Uses | 1466262.16 | 50876.32
CZ10 | cDXOH | Existing | Heating | 0 | 0
CZ10 | cDXOH | Existing | Cooling | 434127.41 | 0
CZ10 | cDXOH | Existing | Interior Lighting | 313883.4 | 0
CZ10 | cDXOH | Existing | Exterior Lighting | 0 | 0
CZ10 | cDXOH | Existing | Interior Equipment | 268954.85 | 0
CZ10 | cDXOH | Existing | Exterior Equipment | 0 | 0
CZ10 | cDXOH | Existing | Fans | 558723.21 | 0
CZ10 | cDXOH | Existing | Pumps | 0 | 0
CZ10 | cDXOH | Existing | Heat Rejection | 0 | 0
CZ10 | cDXOH | Existing | Humidification | 0 | 0
CZ10 | cDXOH | Existing | Heat Recovery | 0 | 0
CZ10 | cDXOH | Existing | Water Systems | 0 | 50480.91
CZ10 | cDXOH | Existing | Refrigeration | 0 | 0
CZ10 | cDXOH | Existing | Generators | 0 | 0
CZ10 | cDXOH | Existing | Total End Uses | 1575688.87 | 50480.91
CZ11 | cDXOH | Existing | Heating | 0 | 0
CZ11 | cDXOH | Existing | Cooling | 475711.11 | 0
CZ11 | cDXOH | Existing | Interior Lighting | 313883.4 | 0
CZ11 | cDXOH | Existing | Exterior Lighting | 0 | 0
CZ11 | cDXOH | Existing | Interior Equipment | 268954.85 | 0
CZ11 | cDXOH | Existing | Exterior Equipment | 0 | 0
CZ11 | cDXOH | Existing | Fans | 593440.16 | 0
CZ11 | cDXOH | Existing | Pumps | 0 | 0
CZ11 | cDXOH | Existing | Heat Rejection | 0 | 0
CZ11 | cDXOH | Existing | Humidification | 0 | 0
CZ11 | cDXOH | Existing | Heat Recovery | 0 | 0
CZ11 | cDXOH | Existing | Water Systems | 0 | 51588.87
CZ11 | cDXOH | Existing | Refrigeration | 0 | 0
CZ11 | cDXOH | Existing | Generators | 0 | 0
CZ11 | cDXOH | Existing | Total End Uses | 1651989.52 | 51588.87
CZ12 | cDXOH | Existing | Heating | 0 | 0
CZ12 | cDXOH | Existing | Cooling | 381239.26 | 0
CZ12 | cDXOH | Existing | Interior Lighting | 313883.4 | 0
CZ12 | cDXOH | Existing | Exterior Lighting | 0 | 0
CZ12 | cDXOH | Existing | Interior Equipment | 268954.85 | 0
CZ12 | cDXOH | Existing | Exterior Equipment | 0 | 0
CZ12 | cDXOH | Existing | Fans | 566086.8 | 0
CZ12 | cDXOH | Existing | Pumps | 0 | 0
CZ12 | cDXOH | Existing | Heat Rejection | 0 | 0
CZ12 | cDXOH | Existing | Humidification | 0 | 0
CZ12 | cDXOH | Existing | Heat Recovery | 0 | 0
CZ12 | cDXOH | Existing | Water Systems | 0 | 52968.86
CZ12 | cDXOH | Existing | Refrigeration | 0 | 0
CZ12 | cDXOH | Existing | Generators | 0 | 0
CZ12 | cDXOH | Existing | Total End Uses | 1530164.32 | 52968.86
CZ13 | cDXOH | Existing | Heating | 0 | 0
CZ13 | cDXOH | Existing | Cooling | 523648.56 | 0
CZ13 | cDXOH | Existing | Interior Lighting | 313883.4 | 0
CZ13 | cDXOH | Existing | Exterior Lighting | 0 | 0
CZ13 | cDXOH | Existing | Interior Equipment | 268954.85 | 0
CZ13 | cDXOH | Existing | Exterior Equipment | 0 | 0
CZ13 | cDXOH | Existing | Fans | 580868.3 | 0
CZ13 | cDXOH | Existing | Pumps | 0 | 0
CZ13 | cDXOH | Existing | Heat Rejection | 0 | 0
CZ13 | cDXOH | Existing | Humidification | 0 | 0
CZ13 | cDXOH | Existing | Heat Recovery | 0 | 0
CZ13 | cDXOH | Existing | Water Systems | 0 | 50138.05
CZ13 | cDXOH | Existing | Refrigeration | 0 | 0
CZ13 | cDXOH | Existing | Generators | 0 | 0
CZ13 | cDXOH | Existing | Total End Uses | 1687355.11 | 50138.05
CZ14 | cDXOH | Existing | Heating | 0 | 0
CZ14 | cDXOH | Existing | Cooling | 672971.96 | 0
CZ14 | cDXOH | Existing | Interior Lighting | 313883.4 | 0
CZ14 | cDXOH | Existing | Exterior Lighting | 0 | 0
CZ14 | cDXOH | Existing | Interior Equipment | 268954.85 | 0
CZ14 | cDXOH | Existing | Exterior Equipment | 0 | 0
CZ14 | cDXOH | Existing | Fans | 622596.53 | 0
CZ14 | cDXOH | Existing | Pumps | 0 | 0
CZ14 | cDXOH | Existing | Heat Rejection | 0 | 0
CZ14 | cDXOH | Existing | Humidification | 0 | 0
CZ14 | cDXOH | Existing | Heat Recovery | 0 | 0
CZ14 | cDXOH | Existing | Water Systems | 0 | 47663.97
CZ14 | cDXOH | Existing | Refrigeration | 0 | 0
CZ14 | cDXOH | Existing | Generators | 0 | 0
CZ14 | cDXOH | Existing | Total End Uses | 1878406.74 | 47663.97
CZ15 | cDXOH | Existing | Heating | 0 | 0
CZ15 | cDXOH | Existing | Cooling | 929153.89 | 0
CZ15 | cDXOH | Existing | Interior Lighting | 313883.4 | 0
CZ15 | cDXOH | Existing | Exterior Lighting | 0 | 0
CZ15 | cDXOH | Existing | Interior Equipment | 268954.85 | 0
CZ15 | cDXOH | Existing | Exterior Equipment | 0 | 0
CZ15 | cDXOH | Existing | Fans | 588792.12 | 0
CZ15 | cDXOH | Existing | Pumps | 0 | 0
CZ15 | cDXOH | Existing | Heat Rejection | 0 | 0
CZ15 | cDXOH | Existing | Humidification | 0 | 0
CZ15 | cDXOH | Existing | Heat Recovery | 0 | 0
CZ15 | cDXOH | Existing | Water Systems | 0 | 42527.4
CZ15 | cDXOH | Existing | Refrigeration | 0 | 0
CZ15 | cDXOH | Existing | Generators | 0 | 0
CZ15 | cDXOH | Existing | Total End Uses | 2100784.26 | 42527.4
CZ16 | cDXOH | Existing | Heating | 0 | 0
CZ16 | cDXOH | Existing | Cooling | 429554.08 | 0
CZ16 | cDXOH | Existing | Interior Lighting | 313883.4 | 0
CZ16 | cDXOH | Existing | Exterior Lighting | 0 | 0
CZ16 | cDXOH | Existing | Interior Equipment | 268954.85 | 0
CZ16 | cDXOH | Existing | Exterior Equipment | 0 | 0
CZ16 | cDXOH | Existing | Fans | 680998 | 0
CZ16 | cDXOH | Existing | Pumps | 0 | 0
CZ16 | cDXOH | Existing | Heat Rejection | 0 | 0
CZ16 | cDXOH | Existing | Humidification | 0 | 0
CZ16 | cDXOH | Existing | Heat Recovery | 0 | 0
CZ16 | cDXOH | Existing | Water Systems | 0 | 55922.01
CZ16 | cDXOH | Existing | Refrigeration | 0 | 0
CZ16 | cDXOH | Existing | Generators | 0 | 0
CZ16 | cDXOH | Existing | Total End Uses | 1693390.33 | 55922.01
CZ01 | cDXOH | New Construction | Heating | 0 | 0
CZ01 | cDXOH | New Construction | Cooling | 3072.72 | 0
CZ01 | cDXOH | New Construction | Interior Lighting | 157550.42 | 0
CZ01 | cDXOH | New Construction | Exterior Lighting | 0 | 0
CZ01 | cDXOH | New Construction | Interior Equipment | 268954.85 | 0
CZ01 | cDXOH | New Construction | Exterior Equipment | 0 | 0
CZ01 | cDXOH | New Construction | Fans | 393113.78 | 0
CZ01 | cDXOH | New Construction | Pumps | 0 | 0
CZ01 | cDXOH | New Construction | Heat Rejection | 0 | 0
CZ01 | cDXOH | New Construction | Humidification | 0 | 0
CZ01 | cDXOH | New Construction | Heat Recovery | 0 | 0
CZ01 | cDXOH | New Construction | Water Systems | 0 | 61639.74
CZ01 | cDXOH | New Construction | Refrigeration | 0 | 0
CZ01 | cDXOH | New Construction | Generators | 0 | 0
CZ01 | cDXOH | New Construction | Total End Uses | 822691.77 | 61639.74
CZ02 | cDXOH | New Construction | Heating | 0 | 0
CZ02 | cDXOH | New Construction | Cooling | 133194.69 | 0
CZ02 | cDXOH | New Construction | Interior Lighting | 157550.42 | 0
CZ02 | cDXOH | New Construction | Exterior Lighting | 0 | 0
CZ02 | cDXOH | New Construction | Interior Equipment | 268954.85 | 0
CZ02 | cDXOH | New Construction | Exterior Equipment | 0 | 0
CZ02 | cDXOH | New Construction | Fans | 421155.75 | 0
CZ02 | cDXOH | New Construction | Pumps | 0 | 0
CZ02 | cDXOH | New Construction | Heat Rejection | 0 | 0
CZ02 | cDXOH | New Construction | Humidification | 0 | 0
CZ02 | cDXOH | New Construction | Heat Recovery | 0 | 0
CZ02 | cDXOH | New Construction | Water Systems | 0 | 56760.08
CZ02 | cDXOH | New Construction | Refrigeration | 0 | 0
CZ02 | cDXOH | New Construction | Generators | 0 | 0
CZ02 | cDXOH | New Construction | Total End Uses | 980855.7 | 56760.08
CZ03 | cDXOH | New Construction | Heating | 0 | 0
CZ03 | cDXOH | New Construction | Cooling | 68298.45 | 0
CZ03 | cDXOH | New Construction | Interior Lighting | 157550.42 | 0
CZ03 | cDXOH | New Construction | Exterior Lighting | 0 | 0
CZ03 | cDXOH | New Construction | Interior Equipment | 268954.85 | 0
CZ03 | cDXOH | New Construction | Exterior Equipment | 0 | 0
CZ03 | cDXOH | New Construction | Fans | 410947.48 | 0
CZ03 | cDXOH | New Construction | Pumps | 0 | 0
CZ03 | cDXOH | New Construction | Heat Rejection | 0 | 0
CZ03 | cDXOH | New Construction | Humidification | 0 | 0
CZ03 | cDXOH | New Construction | Heat Recovery | 0 | 0
CZ03 | cDXOH | New Construction | Water Systems | 0 | 56521.52
CZ03 | cDXOH | New Construction | Refrigeration | 0 | 0
CZ03 | cDXOH | New Construction | Generators | 0 | 0
CZ03 | cDXOH | New Construction | Total End Uses | 905751.19 | 56521.52
CZ04 | cDXOH | New Construction | Heating | 0 | 0
CZ04 | cDXOH | New Construction | Cooling | 160449.21 | 0
CZ04 | cDXOH | New Construction | Interior Lighting | 157550.42 | 0
CZ04 | cDXOH | New Construction | Exterior Lighting | 0 | 0
CZ04 | cDXOH | New Construction | Interior Equipment | 268954.85 | 0
CZ04 | cDXOH | New Construction | Exterior Equipment | 0 | 0
CZ04 | cDXOH | New Construction | Fans | 420006.9 | 0
CZ04 | cDXOH | New Construction | Pumps | 0 | 0
CZ04 | cDXOH | New Construction | Heat Rejection | 0 | 0
CZ04 | cDXOH | New Construction | Humidification | 0 | 0
CZ04 | cDXOH | New Construction | Heat Recovery | 0 | 0
CZ04 | cDXOH | New Construction | Water Systems | 0 | 54686.8
CZ04 | cDXOH | New Construction | Refrigeration | 0 | 0
CZ04 | cDXOH | New Construction | Generators | 0 | 0
CZ04 | cDXOH | New Construction | Total End Uses | 1006961.38 | 54686.8
CZ05 | cDXOH | New Construction | Heating | 0 | 0
CZ05 | cDXOH | New Construction | Cooling | 88149.14 | 0
CZ05 | cDXOH | New Construction | Interior Lighting | 157550.42 | 0
CZ05 | cDXOH | New Construction | Exterior Lighting | 0 | 0
CZ05 | cDXOH | New Construction | Interior Equipment | 268954.85 | 0
CZ05 | cDXOH | New Construction | Exterior Equipment | 0 | 0
CZ05 | cDXOH | New Construction | Fans | 411122.24 | 0
CZ05 | cDXOH | New Construction | Pumps | 0 | 0
CZ05 | cDXOH | New Construction | Heat Rejection | 0 | 0
CZ05 | cDXOH | New Construction | Humidification | 0 | 0
CZ05 | cDXOH | New Construction | Heat Recovery | 0 | 0
CZ05 | cDXOH | New Construction | Water Systems | 0 | 56560.74
CZ05 | cDXOH | New Construction | Refrigeration | 0 | 0
CZ05 | cDXOH | New Construction | Generators | 0 | 0
CZ05 | cDXOH | New Construction | Total End Uses | 925776.65 | 56560.74
CZ06 | cDXOH | New Construction | Heating | 0 | 0
CZ06 | cDXOH | New Construction | Cooling | 149417.71 | 0
CZ06 | cDXOH | New Construction | Interior Lighting | 157550.42 | 0
CZ06 | cDXOH | New Construction | Exterior Lighting | 0 | 0
CZ06 | cDXOH | New Construction | Interior Equipment | 268954.85 | 0
CZ06 | cDXOH | New Construction | Exterior Equipment | 0 | 0
CZ06 | cDXOH | New Construction | Fans | 428103.91 | 0
CZ06 | cDXOH | New Construction | Pumps | 0 | 0
CZ06 | cDXOH | New Construction | Heat Rejection | 0 | 0
CZ06 | cDXOH | New Construction | Humidification | 0 | 0
CZ06 | cDXOH | New Construction | Heat Recovery | 0 | 0
CZ06 | cDXOH | New Construction | Water Systems | 0 | 52302.2
CZ06 | cDXOH | New Construction | Refrigeration | 0 | 0
CZ06 | cDXOH | New Construction | Generators | 0 | 0
CZ06 | cDXOH | New Construction | Total End Uses | 1004026.88 | 52302.2
CZ07 | cDXOH | New Construction | Heating | 0 | 0
CZ07 | cDXOH | New Construction | Cooling | 171286.3 | 0
CZ07 | cDXOH | New Construction | Interior Lighting | 157550.42 | 0
CZ07 | cDXOH | New Construction | Exterior Lighting | 0 | 0
CZ07 | cDXOH | New Construction | Interior Equipment | 268954.85 | 0
CZ07 | cDXOH | New Construction | Exterior Equipment | 0 | 0
CZ07 | cDXOH | New Construction | Fans | 423354.25 | 0
CZ07 | cDXOH | New Construction | Pumps | 0 | 0
CZ07 | cDXOH | New Construction | Heat Rejection | 0 | 0
CZ07 | cDXOH | New Construction | Humidification | 0 | 0
CZ07 | cDXOH | New Construction | Heat Recovery | 0 | 0
CZ07 | cDXOH | New Construction | Water Systems | 0 | 51615.89
CZ07 | cDXOH | New Construction | Refrigeration | 0 | 0
CZ07 | cDXOH | New Construction | Generators | 0 | 0
CZ07 | cDXOH | New Construction | Total End Uses | 1021145.82 | 51615.89
CZ08 | cDXOH | New Construction | Heating | 0 | 0
CZ08 | cDXOH | New Construction | Cooling | 222562.76 | 0
CZ08 | cDXOH | New Construction | Interior Lighting | 157550.42 | 0
CZ08 | cDXOH | New Construction | Exterior Lighting | 0 | 0
CZ08 | cDXOH | New Construction | Interior Equipment | 268954.85 | 0
CZ08 | cDXOH | New Construction | Exterior Equipment | 0 | 0
CZ08 | cDXOH | New Construction | Fans | 435239.19 | 0
CZ08 | cDXOH | New Construction | Pumps | 0 | 0
CZ08 | cDXOH | New Construction | Heat Rejection | 0 | 0
CZ08 | cDXOH | New Construction | Humidification | 0 | 0
CZ08 | cDXOH | New Construction | Heat Recovery | 0 | 0
CZ08 | cDXOH | New Construction | Water Systems | 0 | 51558.64
CZ08 | cDXOH | New Construction | Refrigeration | 0 | 0
CZ08 | cDXOH | New Construction | Generators | 0 | 0
CZ08 | cDXOH | New Construction | Total End Uses | 1084307.21 | 51558.64
CZ09 | cDXOH | New Construction | Heating | 0 | 0
CZ09 | cDXOH | New Construction | Cooling | 248201.69 | 0
CZ09 | cDXOH | New Construction | Interior Lighting | 157550.42 | 0
CZ09 | cDXOH | New Construction | Exterior Lighting | 0 | 0
CZ09 | cDXOH | New Construction | Interior Equipment | 268954.85 | 0
CZ09 | cDXOH | New Construction | Exterior Equipment | 0 | 0
CZ09 | cDXOH | New Construction | Fans | 430764.39 | 0
CZ09 | cDXOH | New Construction | Pumps | 0 | 0
CZ09 | cDXOH | New Construction | Heat Rejection | 0 | 0
CZ09 | cDXOH | New Construction | Humidification | 0 | 0
CZ09 | cDXOH | New Construction | Heat Recovery | 0 | 0
CZ09 | cDXOH | New Construction | Water Systems | 0 | 50875.91
CZ09 | cDXOH | New Construction | Refrigeration | 0 | 0
CZ09 | cDXOH | New Construction | Generators | 0 | 0
CZ09 | cDXOH | New Construction | Total End Uses | 1105471.34 | 50875.91
CZ10 | cDXOH | New Construction | Heating | 0 | 0
CZ10 | cDXOH | New Construction | Cooling | 367268.11 | 0
CZ10 | cDXOH | New Construction | Interior Lighting | 157550.42 | 0
CZ10 | cDXOH | New Construction | Exterior Lighting | 0 | 0
CZ10 | cDXOH | New Construction | Interior Equipment | 268954.85 | 0
CZ10 | cDXOH | New Construction | Exterior Equipment | 0 | 0
CZ10 | cDXOH | New Construction | Fans | 445029.66 | 0
CZ10 | cDXOH | New Construction | Pumps | 0 | 0
CZ10 | cDXOH | New Construction | Heat Rejection | 0 | 0
CZ10 | cDXOH | New Construction | Humidification | 0 | 0
CZ10 | cDXOH | New Construction | Heat Recovery | 0 | 0
CZ10 | cDXOH | New Construction | Water Systems | 0 | 50528.91
CZ10 | cDXOH | New Construction | Refrigeration | 0 | 0
CZ10 | cDXOH | New Construction | Generators | 0 | 0
CZ10 | cDXOH | New Construction | Total End Uses | 1238803.04 | 50528.91
CZ11 | cDXOH | New Construction | Heating | 0 | 0
CZ11 | cDXOH | New Construction | Cooling | 397979.48 | 0
CZ11 | cDXOH | New Construction | Interior Lighting | 157550.42 | 0
CZ11 | cDXOH | New Construction | Exterior Lighting | 0 | 0
CZ11 | cDXOH | New Construction | Interior Equipment | 268954.85 | 0
CZ11 | cDXOH | New Construction | Exterior Equipment | 0 | 0
CZ11 | cDXOH | New Construction | Fans | 451983.18 | 0
CZ11 | cDXOH | New Construction | Pumps | 0 | 0
CZ11 | cDXOH | New Construction | Heat Rejection | 0 | 0
CZ11 | cDXOH | New Construction | Humidification | 0 | 0
CZ11 | cDXOH | New Construction | Heat Recovery | 0 | 0
CZ11 | cDXOH | New Construction | Water Systems | 0 | 51555.42
CZ11 | cDXOH | New Construction | Refrigeration | 0 | 0
CZ11 | cDXOH | New Construction | Generators | 0 | 0
CZ11 | cDXOH | New Construction | Total End Uses | 1276467.93 | 51555.42
CZ12 | cDXOH | New Construction | Heating | 0 | 0
CZ12 | cDXOH | New Construction | Cooling | 318244.17 | 0
CZ12 | cDXOH | New Construction | Interior Lighting | 157550.42 | 0
CZ12 | cDXOH | New Construction | Exterior Lighting | 0 | 0
CZ12 | cDXOH | New Construction | Interior Equipment | 268954.85 | 0
CZ12 | cDXOH | New Construction | Exterior Equipment | 0 | 0
CZ12 | cDXOH | New Construction | Fans | 436757.94 | 0
CZ12 | cDXOH | New Construction | Pumps | 0 | 0
CZ12 | cDXOH | New Construction | Heat Rejection | 0 | 0
CZ12 | cDXOH | New Construction | Humidification | 0 | 0
CZ12 | cDXOH | New Construction | Heat Recovery | 0 | 0
CZ12 | cDXOH | New Construction | Water Systems | 0 | 52949.69
CZ12 | cDXOH | New Construction | Refrigeration | 0 | 0
CZ12 | cDXOH | New Construction | Generators | 0 | 0
CZ12 | cDXOH | New Construction | Total End Uses | 1181507.38 | 52949.69
CZ13 | cDXOH | New Construction | Heating | 0 | 0
CZ13 | cDXOH | New Construction | Cooling | 438618.04 | 0
CZ13 | cDXOH | New Construction | Interior Lighting | 157550.42 | 0
CZ13 | cDXOH | New Construction | Exterior Lighting | 0 | 0
CZ13 | cDXOH | New Construction | Interior Equipment | 268954.85 | 0
CZ13 | cDXOH | New Construction | Exterior Equipment | 0 | 0
CZ13 | cDXOH | New Construction | Fans | 448753.36 | 0
CZ13 | cDXOH | New Construction | Pumps | 0 | 0
CZ13 | cDXOH | New Construction | Heat Rejection | 0 | 0
CZ13 | cDXOH | New Construction | Humidification | 0 | 0
CZ13 | cDXOH | New Construction | Heat Recovery | 0 | 0
CZ13 | cDXOH | New Construction | Water Systems | 0 | 50155.16
CZ13 | cDXOH | New Construction | Refrigeration | 0 | 0
CZ13 | cDXOH | New Construction | Generators | 0 | 0
CZ13 | cDXOH | New Construction | Total End Uses | 1313876.67 | 50155.16
CZ14 | cDXOH | New Construction | Heating | 0 | 0
CZ14 | cDXOH | New Construction | Cooling | 570562.64 | 0
CZ14 | cDXOH | New Construction | Interior Lighting | 157550.42 | 0
CZ14 | cDXOH | New Construction | Exterior Lighting | 0 | 0
CZ14 | cDXOH | New Construction | Interior Equipment | 268954.85 | 0
CZ14 | cDXOH | New Construction | Exterior Equipment | 0 | 0
CZ14 | cDXOH | New Construction | Fans | 482417.64 | 0
CZ14 | cDXOH | New Construction | Pumps | 0 | 0
CZ14 | cDXOH | New Construction | Heat Rejection | 0 | 0
CZ14 | cDXOH | New Construction | Humidification | 0 | 0
CZ14 | cDXOH | New Construction | Heat Recovery | 0 | 0
CZ14 | cDXOH | New Construction | Water Systems | 0 | 47519.2
CZ14 | cDXOH | New Construction | Refrigeration | 0 | 0
CZ14 | cDXOH | New Construction | Generators | 0 | 0
CZ14 | cDXOH | New Construction | Total End Uses | 1479485.55 | 47519.2
CZ15 | cDXOH | New Construction | Heating | 0 | 0
CZ15 | cDXOH | New Construction | Cooling | 779648.12 | 0
CZ15 | cDXOH | New Construction | Interior Lighting | 157550.42 | 0
CZ15 | cDXOH | New Construction | Exterior Lighting | 0 | 0
CZ15 | cDXOH | New Construction | Interior Equipment | 268954.85 | 0
CZ15 | cDXOH | New Construction | Exterior Equipment | 0 | 0
CZ15 | cDXOH | New Construction | Fans | 455499.07 | 0
CZ15 | cDXOH | New Construction | Pumps | 0 | 0
CZ15 | cDXOH | New Construction | Heat Rejection | 0 | 0
CZ15 | cDXOH | New Construction | Humidification | 0 | 0
CZ15 | cDXOH | New Construction | Heat Recovery | 0 | 0
CZ15 | cDXOH | New Construction | Water Systems | 0 | 42417.6
CZ15 | cDXOH | New Construction | Refrigeration | 0 | 0
CZ15 | cDXOH | New Construction | Generators | 0 | 0
CZ15 | cDXOH | New Construction | Total End Uses | 1661652.45 | 42417.6
CZ16 | cDXOH | New Construction | Heating | 0 | 0
CZ16 | cDXOH | New Construction | Cooling | 364845.12 | 0
CZ16 | cDXOH | New Construction | Interior Lighting | 157550.42 | 0
CZ16 | cDXOH | New Construction | Exterior Lighting | 0 | 0
CZ16 | cDXOH | New Construction | Interior Equipment | 268954.85 | 0
CZ16 | cDXOH | New Construction | Exterior Equipment | 0 | 0
CZ16 | cDXOH | New Construction | Fans | 523943.85 | 0
CZ16 | cDXOH | New Construction | Pumps | 0 | 0
CZ16 | cDXOH | New Construction | Heat Rejection | 0 | 0
CZ16 | cDXOH | New Construction | Humidification | 0 | 0
CZ16 | cDXOH | New Construction | Heat Recovery | 0 | 0
CZ16 | cDXOH | New Construction | Water Systems | 0 | 55936.56
CZ16 | cDXOH | New Construction | Refrigeration | 0 | 0
CZ16 | cDXOH | New Construction | Generators | 0 | 0
CZ16 | cDXOH | New Construction | Total End Uses | 1315294.24 | 55936.56
CZ01 | cPVVG | Existing | Heating | 0 | 1234354.53
CZ01 | cPVVG | Existing | Cooling | 6271.85 | 0
CZ01 | cPVVG | Existing | Interior Lighting | 313883.4 | 0
CZ01 | cPVVG | Existing | Exterior Lighting | 0 | 0
CZ01 | cPVVG | Existing | Interior Equipment | 268954.85 | 0
CZ01 | cPVVG | Existing | Exterior Equipment | 0 | 0
CZ01 | cPVVG | Existing | Fans | 193626.55 | 0
CZ01 | cPVVG | Existing | Pumps | 0 | 0
CZ01 | cPVVG | Existing | Heat Rejection | 0 | 0
CZ01 | cPVVG | Existing | Humidification | 0 | 0
CZ01 | cPVVG | Existing | Heat Recovery | 0 | 0
CZ01 | cPVVG | Existing | Water Systems | 0 | 61672.01
CZ01 | cPVVG | Existing | Refrigeration | 0 | 0
CZ01 | cPVVG | Existing | Generators | 0 | 0
CZ01 | cPVVG | Existing | Total End Uses | 782736.65 | 1296026.53
CZ02 | cPVVG | Existing | Heating | 0 | 782517.91
CZ02 | cPVVG | Existing | Cooling | 160729.34 | 0
CZ02 | cPVVG | Existing | Interior Lighting | 313883.4 | 0
CZ02 | cPVVG | Existing | Exterior Lighting | 0 | 0
CZ02 | cPVVG | Existing | Interior Equipment | 268954.85 | 0
CZ02 | cPVVG | Existing | Exterior Equipment | 0 | 0
CZ02 | cPVVG | Existing | Fans | 216976.06 | 0
CZ02 | cPVVG | Existing | Pumps | 0 | 0
CZ02 | cPVVG | Existing | Heat Rejection | 0 | 0
CZ02 | cPVVG | Existing | Humidification | 0 | 0
CZ02 | cPVVG | Existing | Heat Recovery | 0 | 0
CZ02 | cPVVG | Existing | Water Systems | 0 | 56806.2
CZ02 | cPVVG | Existing | Refrigeration | 0 | 0
CZ02 | cPVVG | Existing | Generators | 0 | 0
CZ02 | cPVVG | Existing | Total End Uses | 960543.65 | 839324.1
CZ03 | cPVVG | Existing | Heating | 0 | 590695.29
CZ03 | cPVVG | Existing | Cooling | 89391.7 | 0
CZ03 | cPVVG | Existing | Interior Lighting | 313883.4 | 0
CZ03 | cPVVG | Existing | Exterior Lighting | 0 | 0
CZ03 | cPVVG | Existing | Interior Equipment | 268954.85 | 0
CZ03 | cPVVG | Existing | Exterior Equipment | 0 | 0
CZ03 | cPVVG | Existing | Fans | 197520.79 | 0
CZ03 | cPVVG | Existing | Pumps | 0 | 0
CZ03 | cPVVG | Existing | Heat Rejection | 0 | 0
CZ03 | cPVVG | Existing | Humidification | 0 | 0
CZ03 | cPVVG | Existing | Heat Recovery | 0 | 0
CZ03 | cPVVG | Existing | Water Systems | 0 | 56580.67
CZ03 | cPVVG | Existing | Refrigeration | 0 | 0
CZ03 | cPVVG | Existing | Generators | 0 | 0
CZ03 | cPVVG | Existing | Total End Uses | 869750.73 | 647275.96
CZ04 | cPVVG | Existing | Heating | 0 | 512371.21
CZ04 | cPVVG | Existing | Cooling | 192811.95 | 0
CZ04 | cPVVG | Existing | Interior Lighting | 313883.4 | 0
CZ04 | cPVVG | Existing | Exterior Lighting | 0 | 0
CZ04 | cPVVG | Existing | Interior Equipment | 268954.85 | 0
CZ04 | cPVVG | Existing | Exterior Equipment | 0 | 0
CZ04 | cPVVG | Existing | Fans | 224136.84 | 0
CZ04 | cPVVG | Existing | Pumps | 0 | 0
CZ04 | cPVVG | Existing | Heat Rejection | 0 | 0
CZ04 | cPVVG | Existing | Humidification | 0 | 0
CZ04 | cPVVG | Existing | Heat Recovery | 0 | 0
CZ04 | cPVVG | Existing | Water Systems | 0 | 54706.46
CZ04 | cPVVG | Existing | Refrigeration | 0 | 0
CZ04 | cPVVG | Existing | Generators | 0 | 0
CZ04 | cPVVG | Existing | Total End Uses | 999787.03 | 567077.66
CZ05 | cPVVG | Existing | Heating | 0 | 566644.98
CZ05 | cPVVG | Existing | Cooling | 115501.18 | 0
CZ05 | cPVVG | Existing | Interior Lighting | 313883.4 | 0
CZ05 | cPVVG | Existing | Exterior Lighting | 0 | 0
CZ05 | cPVVG | Existing | Interior Equipment | 268954.85 | 0
CZ05 | cPVVG | Existing | Exterior Equipment | 0 | 0
CZ05 | cPVVG | Existing | Fans | 206650.03 | 0
CZ05 | cPVVG | Existing | Pumps | 0 | 0
CZ05 | cPVVG | Existing | Heat Rejection | 0 | 0
CZ05 | cPVVG | Existing | Humidification | 0 | 0
CZ05 | cPVVG | Existing | Heat Recovery | 0 | 0
CZ05 | cPVVG | Existing | Water Systems | 0 | 56577.63
CZ05 | cPVVG | Existing | Refrigeration | 0 | 0
CZ05 | cPVVG | Existing | Generators | 0 | 0
CZ05 | cPVVG | Existing | Total End Uses | 904989.46 | 623222.61
CZ06 | cPVVG | Existing | Heating | 0 | 176872.04
CZ06 | cPVVG | Existing | Cooling | 179674.87 | 0
CZ06 | cPVVG | Existing | Interior Lighting | 313883.4 | 0
CZ06 | cPVVG | Existing | Exterior Lighting | 0 | 0
CZ06 | cPVVG | Existing | Interior Equipment | 268954.85 | 0
CZ06 | cPVVG | Existing | Exterior Equipment | 0 | 0
CZ06 | cPVVG | Existing | Fans | 224900.43 | 0
CZ06 | cPVVG | Existing | Pumps | 0 | 0
CZ06 | cPVVG | Existing | Heat Rejection | 0 | 0
CZ06 | cPVVG | Existing | Humidification | 0 | 0
CZ06 | cPVVG | Existing | Heat Recovery | 0 | 0
CZ06 | cPVVG | Existing | Water Systems | 0 | 52273.54
CZ06 | cPVVG | Existing | Refrigeration | 0 | 0
CZ06 | cPVVG | Existing | Generators | 0 | 0
CZ06 | cPVVG | Existing | Total End Uses | 987413.54 | 229145.57
CZ07 | cPVVG | Existing | Heating | 0 | 162847.22
CZ07 | cPVVG | Existing | Cooling | 200830.51 | 0
CZ07 | cPVVG | Existing | Interior Lighting | 313883.4 | 0
CZ07 | cPVVG | Existing | Exterior Lighting | 0 | 0
CZ07 | cPVVG | Existing | Interior Equipment | 268954.85 | 0
CZ07 | cPVVG | Existing | Exterior Equipment | 0 | 0
CZ07 | cPVVG | Existing | Fans | 222804.38 | 0
CZ07 | cPVVG | Existing | Pumps | 0 | 0
CZ07 | cPVVG | Existing | Heat Rejection | 0 | 0
CZ07 | cPVVG | Existing | Humidification | 0 | 0
CZ07 | cPVVG | Existing | Heat Recovery | 0 | 0
CZ07 | cPVVG | Existing | Water Systems | 0 | 51633.66
CZ07 | cPVVG | Existing | Refrigeration | 0 | 0
CZ07 | cPVVG | Existing | Generators | 0 | 0
CZ07 | cPVVG | Existing | Total End Uses | 1006473.13 | 214480.87
CZ08 | cPVVG | Existing | Heating | 0 | 219107.94
CZ08 | cPVVG | Existing | Cooling | 262667.67 | 0
CZ08 | cPVVG | Existing | Interior Lighting | 313883.4 | 0
CZ08 | cPVVG | Existing | Exterior Lighting | 0 | 0
CZ08 | cPVVG | Existing | Interior Equipment | 268954.85 | 0
CZ08 | cPVVG | Existing | Exterior Equipment | 0 | 0
CZ08 | cPVVG | Existing | Fans | 238040.96 | 0
CZ08 | cPVVG | Existing | Pumps | 0 | 0
CZ08 | cPVVG | Existing | Heat Rejection | 0 | 0
CZ08 | cPVVG | Existing | Humidification | 0 | 0
CZ08 | cPVVG | Existing | Heat Recovery | 0 | 0
CZ08 | cPVVG | Existing | Water Systems | 0 | 51563.09
CZ08 | cPVVG | Existing | Refrigeration | 0 | 0
CZ08 | cPVVG | Existing | Generators | 0 | 0
CZ08 | cPVVG | Existing | Total End Uses | 1083546.88 | 270671.02
CZ09 | cPVVG | Existing | Heating | 0 | 189314.78
CZ09 | cPVVG | Existing | Cooling | 301335.3 | 0
CZ09 | cPVVG | Existing | Interior Lighting | 313883.4 | 0
CZ09 | cPVVG | Existing | Exterior Lighting | 0 | 0
CZ09 | cPVVG | Existing | Interior Equipment | 268954.85 | 0
CZ09 | cPVVG | Existing | Exterior Equipment | 0 | 0
CZ09 | cPVVG | Existing | Fans | 257075.95 | 0
CZ09 | cPVVG | Existing | Pumps | 0 | 0
CZ09 | cPVVG | Existing | Heat Rejection | 0 | 0
CZ09 | cPVVG | Existing | Humidification | 0 | 0
CZ09 | cPVVG | Existing | Heat Recovery | 0 | 0
CZ09 | cPVVG | Existing | Water Systems | 0 | 50878.77
CZ09 | cPVVG | Existing | Refrigeration | 0 | 0
CZ09 | cPVVG | Existing | Generators | 0 | 0
CZ09 | cPVVG | Existing | Total End Uses | 1141249.5 | 240193.55
CZ10 | cPVVG | Existing | Heating | 0 | 324396.88
CZ10 | cPVVG | Existing | Cooling | 415133.31 | 0
CZ10 | cPVVG | Existing | Interior Lighting | 313883.4 | 0
CZ10 | cPVVG | Existing | Exterior Lighting | 0 | 0
CZ10 | cPVVG | Existing | Interior Equipment | 268954.85 | 0
CZ10 | cPVVG | Existing | Exterior Equipment | 0 | 0
CZ10 | cPVVG | Existing | Fans | 266884.11 | 0
CZ10 | cPVVG | Existing | Pumps | 0 | 0
CZ10 | cPVVG | Existing | Heat Rejection | 0 | 0
CZ10 | cPVVG | Existing | Humidification | 0 | 0
CZ10 | cPVVG | Existing | Heat Recovery | 0 | 0
CZ10 | cPVVG | Existing | Water Systems | 0 | 50483.76
CZ10 | cPVVG | Existing | Refrigeration | 0 | 0
CZ10 | cPVVG | Existing | Generators | 0 | 0
CZ10 | cPVVG | Existing | Total End Uses | 1264855.66 | 374880.64
CZ11 | cPVVG | Existing | Heating | 0 | 711725.18
CZ11 | cPVVG | Existing | Cooling | 458344.95 | 0
CZ11 | cPVVG | Existing | Interior Lighting | 313883.4 | 0
CZ11 | cPVVG | Existing | Exterior Lighting | 0 | 0
CZ11 | cPVVG | Existing | Interior Equipment | 268954.85 | 0
CZ11 | cPVVG | Existing | Exterior Equipment | 0 | 0
CZ11 | cPVVG | Existing | Fans | 281572.47 | 0
CZ11 | cPVVG | Existing | Pumps | 0 | 0
CZ11 | cPVVG | Existing | Heat Rejection | 0 | 0
CZ11 | cPVVG | Existing | Humidification | 0 | 0
CZ11 | cPVVG | Existing | Heat Recovery | 0 | 0
CZ11 | cPVVG | Existing | Water Systems | 0 | 51587.74
CZ11 | cPVVG | Existing | Refrigeration | 0 | 0
CZ11 | cPVVG | Existing | Generators | 0 | 0
CZ11 | cPVVG | Existing | Total End Uses | 1322755.67 | 763312.92
CZ12 | cPVVG | Existing | Heating | 0 | 666084.82
CZ12 | cPVVG | Existing | Cooling | 366957.59 | 0
CZ12 | cPVVG | Existing | Interior Lighting | 313883.4 | 0
CZ12 | cPVVG | Existing | Exterior Lighting | 0 | 0
CZ12 | cPVVG | Existing | Interior Equipment | 268954.85 | 0
CZ12 | cPVVG | Existing | Exterior Equipment | 0 | 0
CZ12 | cPVVG | Existing | Fans | 257523.57 | 0
CZ12 | cPVVG | Existing | Pumps | 0 | 0
CZ12 | cPVVG | Existing | Heat Rejection | 0 | 0
CZ12 | cPVVG | Existing | Humidification | 0 | 0
CZ12 | cPVVG | Existing | Heat Recovery | 0 | 0
CZ12 | cPVVG | Existing | Water Systems | 0 | 52978.73
CZ12 | cPVVG | Existing | Refrigeration | 0 | 0
CZ12 | cPVVG | Existing | Generators | 0 | 0
CZ12 | cPVVG | Existing | Total End Uses | 1207319.41 | 719063.55
CZ13 | cPVVG | Existing | Heating | 0 | 579183.31
CZ13 | cPVVG | Existing | Cooling | 504640.25 | 0
CZ13 | cPVVG | Existing | Interior Lighting | 313883.4 | 0
CZ13 | cPVVG | Existing | Exterior Lighting | 0 | 0
CZ13 | cPVVG | Existing | Interior Equipment | 268954.85 | 0
CZ13 | cPVVG | Existing | Exterior Equipment | 0 | 0
CZ13 | cPVVG | Existing | Fans | 286364.18 | 0
CZ13 | cPVVG | Existing | Pumps | 0 | 0
CZ13 | cPVVG | Existing | Heat Rejection | 0 | 0
CZ13 | cPVVG | Existing | Humidification | 0 | 0
CZ13 | cPVVG | Existing | Heat Recovery | 0 | 0
CZ13 | cPVVG | Existing | Water Systems | 0 | 50140.76
CZ13 | cPVVG | Existing | Refrigeration | 0 | 0
CZ13 | cPVVG | Existing | Generators | 0 | 0
CZ13 | cPVVG | Existing | Total End Uses | 1373842.69 | 629324.07
CZ14 | cPVVG | Existing | Heating | 0 | 403719.32
CZ14 | cPVVG | Existing | Cooling | 648356.55 | 0
CZ14 | cPVVG | Existing | Interior Lighting | 313883.4 | 0
CZ14 | cPVVG | Existing | Exterior Lighting | 0 | 0
CZ14 | cPVVG | Existing | Interior Equipment | 268954.85 | 0
CZ14 | cPVVG | Existing | Exterior Equipment | 0 | 0
CZ14 | cPVVG | Existing | Fans | 325690.98 | 0
CZ14 | cPVVG | Existing | Pumps | 0 | 0
CZ14 | cPVVG | Existing | Heat Rejection | 0 | 0
CZ14 | cPVVG | Existing | Humidification | 0 | 0
CZ14 | cPVVG | Existing | Heat Recovery | 0 | 0
CZ14 | cPVVG | Existing | Water Systems | 0 | 47669.99
CZ14 | cPVVG | Existing | Refrigeration | 0 | 0
CZ14 | cPVVG | Existing | Generators | 0 | 0
CZ14 | cPVVG | Existing | Total End Uses | 1556885.77 | 451389.31
CZ15 | cPVVG | Existing | Heating | 0 | 147651.25
CZ15 | cPVVG | Existing | Cooling | 902352.21 | 0
CZ15 | cPVVG | Existing | Interior Lighting | 313883.4 | 0
CZ15 | cPVVG | Existing | Exterior Lighting | 0 | 0
CZ15 | cPVVG | Existing | Interior Equipment | 268954.85 | 0
CZ15 | cPVVG | Existing | Exterior Equipment | 0 | 0
CZ15 | cPVVG | Existing | Fans | 354595.57 | 0
CZ15 | cPVVG | Existing | Pumps | 0 | 0
CZ15 | cPVVG | Existing | Heat Rejection | 0 | 0
CZ15 | cPVVG | Existing | Humidification | 0 | 0
CZ15 | cPVVG | Existing | Heat Recovery | 0 | 0
CZ15 | cPVVG | Existing | Water Systems | 0 | 42530.25
CZ15 | cPVVG | Existing | Refrigeration | 0 | 0
CZ15 | cPVVG | Existing | Generators | 0 | 0
CZ15 | cPVVG | Existing | Total End Uses | 1839786.03 | 190181.51
CZ16 | cPVVG | Existing | Heating | 0 | 901356.74
CZ16 | cPVVG | Existing | Cooling | 409993.51 | 0
CZ16 | cPVVG | Existing | Interior Lighting | 313883.4 | 0
CZ16 | cPVVG | Existing | Exterior Lighting | 0 | 0
CZ16 | cPVVG | Existing | Interior Equipment | 268954.85 | 0
CZ16 | cPVVG | Existing | Exterior Equipment | 0 | 0
CZ16 | cPVVG | Existing | Fans | 301347.6 | 0
CZ16 | cPVVG | Existing | Pumps | 0 | 0
CZ16 | cPVVG | Existing | Heat Rejection | 0 | 0
CZ16 | cPVVG | Existing | Humidification | 0 | 0
CZ16 | cPVVG | Existing | Heat Recovery | 0 | 0
CZ16 | cPVVG | Existing | Water Systems | 0 | 55938.37
CZ16 | cPVVG | Existing | Refrigeration | 0 | 0
CZ16 | cPVVG | Existing | Generators | 0 | 0
CZ16 | cPVVG | Existing | Total End Uses | 1294179.35 | 957295.1
CZ01 | cPVVG | New Construction | Heating | 0 | 1107261.53
CZ01 | cPVVG | New Construction | Cooling | 4121.83 | 0
CZ01 | cPVVG | New Construction | Interior Lighting | 157550.42 | 0
CZ01 | cPVVG | New Construction | Exterior Lighting | 0 | 0
CZ01 | cPVVG | New Construction | Interior Equipment | 268954.85 | 0
CZ01 | cPVVG | New Construction | Exterior Equipment | 0 | 0
CZ01 | cPVVG | New Construction | Fans | 245954.17 | 0
CZ01 | cPVVG | New Construction | Pumps | 0 | 0
CZ01 | cPVVG | New Construction | Heat Rejection | 0 | 0
CZ01 | cPVVG | New Construction | Humidification | 0 | 0
CZ01 | cPVVG | New Construction | Heat Recovery | 0 | 0
CZ01 | cPVVG | New Construction | Water Systems | 0 | 61733.73
CZ01 | cPVVG | New Construction | Refrigeration | 0 | 0
CZ01 | cPVVG | New Construction | Generators | 0 | 0
CZ01 | cPVVG | New Construction | Total End Uses | 676581.28 | 1168995.26
CZ02 | cPVVG | New Construction | Heating | 0 | 657970.99
CZ02 | cPVVG | New Construction | Cooling | 132777.71 | 0
CZ02 | cPVVG | New Construction | Interior Lighting | 157550.42 | 0
CZ02 | cPVVG | New Construction | Exterior Lighting | 0 | 0
CZ02 | cPVVG | New Construction | Interior Equipment | 268954.85 | 0
CZ02 | cPVVG | New Construction | Exterior Equipment | 0 | 0
CZ02 | cPVVG | New Construction | Fans | 238828.17 | 0
CZ02 | cPVVG | New Construction | Pumps | 0 | 0
CZ02 | cPVVG | New Construction | Heat Rejection | 0 | 0
CZ02 | cPVVG | New Construction | Humidification | 0 | 0
CZ02 | cPVVG | New Construction | Heat Recovery | 0 | 0
CZ02 | cPVVG | New Construction | Water Systems | 0 | 56821.55
CZ02 | cPVVG | New Construction | Refrigeration | 0 | 0
CZ02 | cPVVG | New Construction | Generators | 0 | 0
CZ02 | cPVVG | New Construction | Total End Uses | 798111.16 | 714792.54
CZ03 | cPVVG | New Construction | Heating | 0 | 503953
CZ03 | cPVVG | New Construction | Cooling | 70740.37 | 0
CZ03 | cPVVG | New Construction | Interior Lighting | 157550.42 | 0
CZ03 | cPVVG | New Construction | Exterior Lighting | 0 | 0
CZ03 | cPVVG | New Construction | Interior Equipment | 268954.85 | 0
CZ03 | cPVVG | New Construction | Exterior Equipment | 0 | 0
CZ03 | cPVVG | New Construction | Fans | 235288.65 | 0
CZ03 | cPVVG | New Construction | Pumps | 0 | 0
CZ03 | cPVVG | New Construction | Heat Rejection | 0 | 0
CZ03 | cPVVG | New Construction | Humidification | 0 | 0
CZ03 | cPVVG | New Construction | Heat Recovery | 0 | 0
CZ03 | cPVVG | New Construction | Water Systems | 0 | 56583.18
CZ03 | cPVVG | New Construction | Refrigeration | 0 | 0
CZ03 | cPVVG | New Construction | Generators | 0 | 0
CZ03 | cPVVG | New Construction | Total End Uses | 732534.29 | 560536.18
CZ04 | cPVVG | New Construction | Heating | 0 | 430755.12
CZ04 | cPVVG | New Construction | Cooling | 157575.66 | 0
CZ04 | cPVVG | New Construction | Interior Lighting | 157550.42 | 0
CZ04 | cPVVG | New Construction | Exterior Lighting | 0 | 0
CZ04 | cPVVG | New Construction | Interior Equipment | 268954.85 | 0
CZ04 | cPVVG | New Construction | Exterior Equipment | 0 | 0
CZ04 | cPVVG | New Construction | Fans | 240571.25 | 0
CZ04 | cPVVG | New Construction | Pumps | 0 | 0
CZ04 | cPVVG | New Construction | Heat Rejection | 0 | 0
CZ04 | cPVVG | New Construction | Humidification | 0 | 0
CZ04 | cPVVG | New Construction | Heat Recovery | 0 | 0
CZ04 | cPVVG | New Construction | Water Systems | 0 | 54739.99
CZ04 | cPVVG | New Construction | Refrigeration | 0 | 0
CZ04 | cPVVG | New Construction | Generators | 0 | 0
CZ04 | cPVVG | New Construction | Total End Uses | 824652.18 | 485495.11
CZ05 | cPVVG | New Construction | Heating | 0 | 463186.75
CZ05 | cPVVG | New Construction | Cooling | 91115.91 | 0
CZ05 | cPVVG | New Construction | Interior Lighting | 157550.42 | 0
CZ05 | cPVVG | New Construction | Exterior Lighting | 0 | 0
CZ05 | cPVVG | New Construction | Interior Equipment | 268954.85 | 0
CZ05 | cPVVG | New Construction | Exterior Equipment | 0 | 0
CZ05 | cPVVG | New Construction | Fans | 236819.93 | 0
CZ05 | cPVVG | New Construction | Pumps | 0 | 0
CZ05 | cPVVG | New Construction | Heat Rejection | 0 | 0
CZ05 | cPVVG | New Construction | Humidification | 0 | 0
CZ05 | cPVVG | New Construction | Heat Recovery | 0 | 0
CZ05 | cPVVG | New Construction | Water Systems | 0 | 56576.28
CZ05 | cPVVG | New Construction | Refrigeration | 0 | 0
CZ05 | cPVVG | New Construction | Generators | 0 | 0
CZ05 | cPVVG | New Construction | Total End Uses | 754441.11 | 519763.03
CZ06 | cPVVG | New Construction | Heating | 0 | 153086.08
CZ06 | cPVVG | New Construction | Cooling | 144561.58 | 0
CZ06 | cPVVG | New Construction | Interior Lighting | 157550.42 | 0
CZ06 | cPVVG | New Construction | Exterior Lighting | 0 | 0
CZ06 | cPVVG | New Construction | Interior Equipment | 268954.85 | 0
CZ06 | cPVVG | New Construction | Exterior Equipment | 0 | 0
CZ06 | cPVVG | New Construction | Fans | 232297.72 | 0
CZ06 | cPVVG | New Construction | Pumps | 0 | 0
CZ06 | cPVVG | New Construction | Heat Rejection | 0 | 0
CZ06 | cPVVG | New Construction | Humidification | 0 | 0
CZ06 | cPVVG | New Construction | Heat Recovery | 0 | 0
CZ06 | cPVVG | New Construction | Water Systems | 0 | 52287.85
CZ06 | cPVVG | New Construction | Refrigeration | 0 | 0
CZ06 | cPVVG | New Construction | Generators | 0 | 0
CZ06 | cPVVG | New Construction | Total End Uses | 803364.58 | 205373.93
CZ07 | cPVVG | New Construction | Heating | 0 | 143094
CZ07 | cPVVG | New Construction | Cooling | 160701.38 | 0
CZ07 | cPVVG | New Construction | Interior Lighting | 157550.42 | 0
CZ07 | cPVVG | New Construction | Exterior Lighting | 0 | 0
CZ07 | cPVVG | New Construction | Interior Equipment | 268954.85 | 0
CZ07 | cPVVG | New Construction | Exterior Equipment | 0 | 0
CZ07 | cPVVG | New Construction | Fans | 240024.64 | 0
CZ07 | cPVVG | New Construction | Pumps | 0 | 0
CZ07 | cPVVG | New Construction | Heat Rejection | 0 | 0
CZ07 | cPVVG | New Construction | Humidification | 0 | 0
CZ07 | cPVVG | New Construction | Heat Recovery | 0 | 0
CZ07 | cPVVG | New Construction | Water Systems | 0 | 51609.95
CZ07 | cPVVG | New Construction | Refrigeration | 0 | 0
CZ07 | cPVVG | New Construction | Generators | 0 | 0
CZ07 | cPVVG | New Construction | Total End Uses | 827231.29 | 194703.95
CZ08 | cPVVG | New Construction | Heating | 0 | 191561.06
CZ08 | cPVVG | New Construction | Cooling | 215450.87 | 0
CZ08 | cPVVG | New Construction | Interior Lighting | 157550.42 | 0
CZ08 | cPVVG | New Construction | Exterior Lighting | 0 | 0
CZ08 | cPVVG | New Construction | Interior Equipment | 268954.85 | 0
CZ08 | cPVVG | New Construction | Exterior Equipment | 0 | 0
CZ08 | cPVVG | New Construction | Fans | 238028.67 | 0
CZ08 | cPVVG | New Construction | Pumps | 0 | 0
CZ08 | cPVVG | New Construction | Heat Rejection | 0 | 0
CZ08 | cPVVG | New Construction | Humidification | 0 | 0
CZ08 | cPVVG | New Construction | Heat Recovery | 0 | 0
CZ08 | cPVVG | New Construction | Water Systems | 0 | 51550.32
CZ08 | cPVVG | New Construction | Refrigeration | 0 | 0
CZ08 | cPVVG | New Construction | Generators | 0 | 0
CZ08 | cPVVG | New Construction | Total End Uses | 879984.82 | 243111.38
CZ09 | cPVVG | New Construction | Heating | 0 | 149995.63
CZ09 | cPVVG | New Construction | Cooling | 238058.38 | 0
CZ09 | cPVVG | New Construction | Interior Lighting | 157550.42 | 0
CZ09 | cPVVG | New Construction | Exterior Lighting | 0 | 0
CZ09 | cPVVG | New Construction | Interior Equipment | 268954.85 | 0
CZ09 | cPVVG | New Construction | Exterior Equipment | 0 | 0
CZ09 | cPVVG | New Construction | Fans | 242649.15 | 0
CZ09 | cPVVG | New Construction | Pumps | 0 | 0
CZ09 | cPVVG | New Construction | Heat Rejection | 0 | 0
CZ09 | cPVVG | New Construction | Humidification | 0 | 0
CZ09 | cPVVG | New Construction | Heat Recovery | 0 | 0
CZ09 | cPVVG | New Construction | Water Systems | 0 | 50858.24
CZ09 | cPVVG | New Construction | Refrigeration | 0 | 0
CZ09 | cPVVG | New Construction | Generators | 0 | 0
CZ09 | cPVVG | New Construction | Total End Uses | 907212.8 | 200853.87
CZ10 | cPVVG | New Construction | Heating | 0 | 268118.93
CZ10 | cPVVG | New Construction | Cooling | 355188.93 | 0
CZ10 | cPVVG | New Construction | Interior Lighting | 157550.42 | 0
CZ10 | cPVVG | New Construction | Exterior Lighting | 0 | 0
CZ10 | cPVVG | New Construction | Interior Equipment | 268954.85 | 0
CZ10 | cPVVG | New Construction | Exterior Equipment | 0 | 0
CZ10 | cPVVG | New Construction | Fans | 242952.53 | 0
CZ10 | cPVVG | New Construction | Pumps | 0 | 0
CZ10 | cPVVG | New Construction | Heat Rejection | 0 | 0
CZ10 | cPVVG | New Construction | Humidification | 0 | 0
CZ10 | cPVVG | New Construction | Heat Recovery | 0 | 0
CZ10 | cPVVG | New Construction | Water Systems | 0 | 50494.32
CZ10 | cPVVG | New Construction | Refrigeration | 0 | 0
CZ10 | cPVVG | New Construction | Generators | 0 | 0
CZ10 | cPVVG | New Construction | Total End Uses | 1024646.73 | 318613.25
CZ11 | cPVVG | New Construction | Heating | 0 | 613036.42
CZ11 | cPVVG | New Construction | Cooling | 388697.54 | 0
CZ11 | cPVVG | New Construction | Interior Lighting | 157550.42 | 0
CZ11 | cPVVG | New Construction | Exterior Lighting | 0 | 0
CZ11 | cPVVG | New Construction | Interior Equipment | 268954.85 | 0
CZ11 | cPVVG | New Construction | Exterior Equipment | 0 | 0
CZ11 | cPVVG | New Construction | Fans | 252885.63 | 0
CZ11 | cPVVG | New Construction | Pumps | 0 | 0
CZ11 | cPVVG | New Construction | Heat Rejection | 0 | 0
CZ11 | cPVVG | New Construction | Humidification | 0 | 0
CZ11 | cPVVG | New Construction | Heat Recovery | 0 | 0
CZ11 | cPVVG | New Construction | Water Systems | 0 | 51618.31
CZ11 | cPVVG | New Construction | Refrigeration | 0 | 0
CZ11 | cPVVG | New Construction | Generators | 0 | 0
CZ11 | cPVVG | New Construction | Total End Uses | 1068088.43 | 664654.72
CZ12 | cPVVG | New Construction | Heating | 0 | 573268.9
CZ12 | cPVVG | New Construction | Cooling | 310690.57 | 0
CZ12 | cPVVG | New Construction | Interior Lighting | 157550.42 | 0
CZ12 | cPVVG | New Construction | Exterior Lighting | 0 | 0
CZ12 | cPVVG | New Construction | Interior Equipment | 268954.85 | 0
CZ12 | cPVVG | New Construction | Exterior Equipment | 0 | 0
CZ12 | cPVVG | New Construction | Fans | 252710.23 | 0
CZ12 | cPVVG | New Construction | Pumps | 0 | 0
CZ12 | cPVVG | New Construction | Heat Rejection | 0 | 0
CZ12 | cPVVG | New Construction | Humidification | 0 | 0
CZ12 | cPVVG | New Construction | Heat Recovery | 0 | 0
CZ12 | cPVVG | New Construction | Water Systems | 0 | 53002.53
CZ12 | cPVVG | New Construction | Refrigeration | 0 | 0
CZ12 | cPVVG | New Construction | Generators | 0 | 0
CZ12 | cPVVG | New Construction | Total End Uses | 989906.07 | 626271.42
CZ13 | cPVVG | New Construction | Heating | 0 | 506389.2
CZ13 | cPVVG | New Construction | Cooling | 427528.73 | 0
CZ13 | cPVVG | New Construction | Interior Lighting | 157550.42 | 0
CZ13 | cPVVG | New Construction | Exterior Lighting | 0 | 0
CZ13 | cPVVG | New Construction | Interior Equipment | 268954.85 | 0
CZ13 | cPVVG | New Construction | Exterior Equipment | 0 | 0
CZ13 | cPVVG | New Construction | Fans | 259397.1 | 0
CZ13 | cPVVG | New Construction | Pumps | 0 | 0
CZ13 | cPVVG | New Construction | Heat Rejection | 0 | 0
CZ13 | cPVVG | New Construction | Humidification | 0 | 0
CZ13 | cPVVG | New Construction | Heat Recovery | 0 | 0
CZ13 | cPVVG | New Construction | Water Systems | 0 | 50220.18
CZ13 | cPVVG | New Construction | Refrigeration | 0 | 0
CZ13 | cPVVG | New Construction | Generators | 0 | 0
CZ13 | cPVVG | New Construction | Total End Uses | 1113431.1 | 556609.37
CZ14 | cPVVG | New Construction | Heating | 0 | 345621.97
CZ14 | cPVVG | New Construction | Cooling | 554654.51 | 0
CZ14 | cPVVG | New Construction | Interior Lighting | 157550.42 | 0
CZ14 | cPVVG | New Construction | Exterior Lighting | 0 | 0
CZ14 | cPVVG | New Construction | Interior Equipment | 268954.85 | 0
CZ14 | cPVVG | New Construction | Exterior Equipment | 0 | 0
CZ14 | cPVVG | New Construction | Fans | 261391.8 | 0
CZ14 | cPVVG | New Construction | Pumps | 0 | 0
CZ14 | cPVVG | New Construction | Heat Rejection | 0 | 0
CZ14 | cPVVG | New Construction | Humidification | 0 | 0
CZ14 | cPVVG | New Construction | Heat Recovery | 0 | 0
CZ14 | cPVVG | New Construction | Water Systems | 0 | 47584.77
CZ14 | cPVVG | New Construction | Refrigeration | 0 | 0
CZ14 | cPVVG | New Construction | Generators | 0 | 0
CZ14 | cPVVG | New Construction | Total End Uses | 1242551.58 | 393206.74
CZ15 | cPVVG | New Construction | Heating | 0 | 124393.05
CZ15 | cPVVG | New Construction | Cooling | 764353.07 | 0
CZ15 | cPVVG | New Construction | Interior Lighting | 157550.42 | 0
CZ15 | cPVVG | New Construction | Exterior Lighting | 0 | 0
CZ15 | cPVVG | New Construction | Interior Equipment | 268954.85 | 0
CZ15 | cPVVG | New Construction | Exterior Equipment | 0 | 0
CZ15 | cPVVG | New Construction | Fans | 307475.14 | 0
CZ15 | cPVVG | New Construction | Pumps | 0 | 0
CZ15 | cPVVG | New Construction | Heat Rejection | 0 | 0
CZ15 | cPVVG | New Construction | Humidification | 0 | 0
CZ15 | cPVVG | New Construction | Heat Recovery | 0 | 0
CZ15 | cPVVG | New Construction | Water Systems | 0 | 42348.53
CZ15 | cPVVG | New Construction | Refrigeration | 0 | 0
CZ15 | cPVVG | New Construction | Generators | 0 | 0
CZ15 | cPVVG | New Construction | Total End Uses | 1498333.48 | 166741.58
CZ16 | cPVVG | New Construction | Heating | 0 | 819556.93
CZ16 | cPVVG | New Construction | Cooling | 351592.23 | 0
CZ16 | cPVVG | New Construction | Interior Lighting | 157550.42 | 0
CZ16 | cPVVG | New Construction | Exterior Lighting | 0 | 0
CZ16 | cPVVG | New Construction | Interior Equipment | 268954.85 | 0
CZ16 | cPVVG | New Construction | Exterior Equipment | 0 | 0
CZ16 | cPVVG | New Construction | Fans | 239926.94 | 0
CZ16 | cPVVG | New Construction | Pumps | 0 | 0
CZ16 | cPVVG | New Construction | Heat Rejection | 0 | 0
CZ16 | cPVVG | New Construction | Humidification | 0 | 0
CZ16 | cPVVG | New Construction | Heat Recovery | 0 | 0
CZ16 | cPVVG | New Construction | Water Systems | 0 | 55999.14
CZ16 | cPVVG | New Construction | Refrigeration | 0 | 0
CZ16 | cPVVG | New Construction | Generators | 0 | 0
CZ16 | cPVVG | New Construction | Total End Uses | 1018024.44 | 875556.07

## Raw_endusebreakdownannual (hidden)
Vintage | Climate Zone | HVAC System | End Use | Electricity [kBtu] | Natural Gas [kBtu]
Existing | CZ01 | cAVVG | Heating | 0 | 1193477.05
Existing | CZ01 | cAVVG | Cooling | 19742.83 | 0
Existing | CZ01 | cAVVG | Interior Lighting | 313883.4 | 0
Existing | CZ01 | cAVVG | Exterior Lighting | 0 | 0
Existing | CZ01 | cAVVG | Interior Equipment | 268954.85 | 0
Existing | CZ01 | cAVVG | Exterior Equipment | 0 | 0
Existing | CZ01 | cAVVG | Fans | 454648.92 | 0
Existing | CZ01 | cAVVG | Pumps | 1638.65 | 0
Existing | CZ01 | cAVVG | Heat Rejection | 0 | 0
Existing | CZ01 | cAVVG | Humidification | 0 | 0
Existing | CZ01 | cAVVG | Heat Recovery | 0 | 0
Existing | CZ01 | cAVVG | Water Systems | 0 | 61674.42
Existing | CZ01 | cAVVG | Refrigeration | 0 | 0
Existing | CZ01 | cAVVG | Generators | 0 | 0
Existing | CZ01 | cAVVG | Total End Uses | 1058868.65 | 1255151.47
Existing | CZ02 | cAVVG | Heating | 0 | 835762.73
Existing | CZ02 | cAVVG | Cooling | 274675 | 0
Existing | CZ02 | cAVVG | Interior Lighting | 313883.4 | 0
Existing | CZ02 | cAVVG | Exterior Lighting | 0 | 0
Existing | CZ02 | cAVVG | Interior Equipment | 268954.85 | 0
Existing | CZ02 | cAVVG | Exterior Equipment | 0 | 0
Existing | CZ02 | cAVVG | Fans | 395667.1 | 0
Existing | CZ02 | cAVVG | Pumps | 8629.58 | 0
Existing | CZ02 | cAVVG | Heat Rejection | 0 | 0
Existing | CZ02 | cAVVG | Humidification | 0 | 0
Existing | CZ02 | cAVVG | Heat Recovery | 0 | 0
Existing | CZ02 | cAVVG | Water Systems | 0 | 56808.68
Existing | CZ02 | cAVVG | Refrigeration | 0 | 0
Existing | CZ02 | cAVVG | Generators | 0 | 0
Existing | CZ02 | cAVVG | Total End Uses | 1261809.93 | 892571.41
Existing | CZ03 | cAVVG | Heating | 0 | 626924.76
Existing | CZ03 | cAVVG | Cooling | 159830.65 | 0
Existing | CZ03 | cAVVG | Interior Lighting | 313883.4 | 0
Existing | CZ03 | cAVVG | Exterior Lighting | 0 | 0
Existing | CZ03 | cAVVG | Interior Equipment | 268954.85 | 0
Existing | CZ03 | cAVVG | Exterior Equipment | 0 | 0
Existing | CZ03 | cAVVG | Fans | 332908.24 | 0
Existing | CZ03 | cAVVG | Pumps | 6937.39 | 0
Existing | CZ03 | cAVVG | Heat Rejection | 0 | 0
Existing | CZ03 | cAVVG | Humidification | 0 | 0
Existing | CZ03 | cAVVG | Heat Recovery | 0 | 0
Existing | CZ03 | cAVVG | Water Systems | 0 | 56584.88
Existing | CZ03 | cAVVG | Refrigeration | 0 | 0
Existing | CZ03 | cAVVG | Generators | 0 | 0
Existing | CZ03 | cAVVG | Total End Uses | 1082514.54 | 683509.64
Existing | CZ04 | cAVVG | Heating | 0 | 584568
Existing | CZ04 | cAVVG | Cooling | 322715.94 | 0
Existing | CZ04 | cAVVG | Interior Lighting | 313883.4 | 0
Existing | CZ04 | cAVVG | Exterior Lighting | 0 | 0
Existing | CZ04 | cAVVG | Interior Equipment | 268954.85 | 0
Existing | CZ04 | cAVVG | Exterior Equipment | 0 | 0
Existing | CZ04 | cAVVG | Fans | 376898.64 | 0
Existing | CZ04 | cAVVG | Pumps | 9709.58 | 0
Existing | CZ04 | cAVVG | Heat Rejection | 0 | 0
Existing | CZ04 | cAVVG | Humidification | 0 | 0
Existing | CZ04 | cAVVG | Heat Recovery | 0 | 0
Existing | CZ04 | cAVVG | Water Systems | 0 | 54728
Existing | CZ04 | cAVVG | Refrigeration | 0 | 0
Existing | CZ04 | cAVVG | Generators | 0 | 0
Existing | CZ04 | cAVVG | Total End Uses | 1292162.41 | 639296
Existing | CZ05 | cAVVG | Heating | 0 | 623362.64
Existing | CZ05 | cAVVG | Cooling | 189744.4 | 0
Existing | CZ05 | cAVVG | Interior Lighting | 313883.4 | 0
Existing | CZ05 | cAVVG | Exterior Lighting | 0 | 0
Existing | CZ05 | cAVVG | Interior Equipment | 268954.85 | 0
Existing | CZ05 | cAVVG | Exterior Equipment | 0 | 0
Existing | CZ05 | cAVVG | Fans | 335090.13 | 0
Existing | CZ05 | cAVVG | Pumps | 8237.78 | 0
Existing | CZ05 | cAVVG | Heat Rejection | 0 | 0
Existing | CZ05 | cAVVG | Humidification | 0 | 0
Existing | CZ05 | cAVVG | Heat Recovery | 0 | 0
Existing | CZ05 | cAVVG | Water Systems | 0 | 56582.6
Existing | CZ05 | cAVVG | Refrigeration | 0 | 0
Existing | CZ05 | cAVVG | Generators | 0 | 0
Existing | CZ05 | cAVVG | Total End Uses | 1115910.56 | 679945.24
Existing | CZ06 | cAVVG | Heating | 0 | 325682.78
Existing | CZ06 | cAVVG | Cooling | 351727.92 | 0
Existing | CZ06 | cAVVG | Interior Lighting | 313883.4 | 0
Existing | CZ06 | cAVVG | Exterior Lighting | 0 | 0
Existing | CZ06 | cAVVG | Interior Equipment | 268954.85 | 0
Existing | CZ06 | cAVVG | Exterior Equipment | 0 | 0
Existing | CZ06 | cAVVG | Fans | 330545.13 | 0
Existing | CZ06 | cAVVG | Pumps | 11961.55 | 0
Existing | CZ06 | cAVVG | Heat Rejection | 0 | 0
Existing | CZ06 | cAVVG | Humidification | 0 | 0
Existing | CZ06 | cAVVG | Heat Recovery | 0 | 0
Existing | CZ06 | cAVVG | Water Systems | 0 | 52279.65
Existing | CZ06 | cAVVG | Refrigeration | 0 | 0
Existing | CZ06 | cAVVG | Generators | 0 | 0
Existing | CZ06 | cAVVG | Total End Uses | 1277072.85 | 377962.43
Existing | CZ07 | cAVVG | Heating | 0 | 384720.19
Existing | CZ07 | cAVVG | Cooling | 427081.01 | 0
Existing | CZ07 | cAVVG | Interior Lighting | 313883.4 | 0
Existing | CZ07 | cAVVG | Exterior Lighting | 0 | 0
Existing | CZ07 | cAVVG | Interior Equipment | 268954.85 | 0
Existing | CZ07 | cAVVG | Exterior Equipment | 0 | 0
Existing | CZ07 | cAVVG | Fans | 384856.67 | 0
Existing | CZ07 | cAVVG | Pumps | 13810.78 | 0
Existing | CZ07 | cAVVG | Heat Rejection | 0 | 0
Existing | CZ07 | cAVVG | Humidification | 0 | 0
Existing | CZ07 | cAVVG | Heat Recovery | 0 | 0
Existing | CZ07 | cAVVG | Water Systems | 0 | 51634.79
Existing | CZ07 | cAVVG | Refrigeration | 0 | 0
Existing | CZ07 | cAVVG | Generators | 0 | 0
Existing | CZ07 | cAVVG | Total End Uses | 1408586.7 | 436354.98
Existing | CZ08 | cAVVG | Heating | 0 | 403829.24
Existing | CZ08 | cAVVG | Cooling | 486141.56 | 0
Existing | CZ08 | cAVVG | Interior Lighting | 313883.4 | 0
Existing | CZ08 | cAVVG | Exterior Lighting | 0 | 0
Existing | CZ08 | cAVVG | Interior Equipment | 268954.85 | 0
Existing | CZ08 | cAVVG | Exterior Equipment | 0 | 0
Existing | CZ08 | cAVVG | Fans | 391359.61 | 0
Existing | CZ08 | cAVVG | Pumps | 13903.15 | 0
Existing | CZ08 | cAVVG | Heat Rejection | 0 | 0
Existing | CZ08 | cAVVG | Humidification | 0 | 0
Existing | CZ08 | cAVVG | Heat Recovery | 0 | 0
Existing | CZ08 | cAVVG | Water Systems | 0 | 51570.23
Existing | CZ08 | cAVVG | Refrigeration | 0 | 0
Existing | CZ08 | cAVVG | Generators | 0 | 0
Existing | CZ08 | cAVVG | Total End Uses | 1474242.57 | 455399.47
Existing | CZ09 | cAVVG | Heating | 0 | 399389.54
Existing | CZ09 | cAVVG | Cooling | 545163.05 | 0
Existing | CZ09 | cAVVG | Interior Lighting | 313883.4 | 0
Existing | CZ09 | cAVVG | Exterior Lighting | 0 | 0
Existing | CZ09 | cAVVG | Interior Equipment | 268954.85 | 0
Existing | CZ09 | cAVVG | Exterior Equipment | 0 | 0
Existing | CZ09 | cAVVG | Fans | 412442.45 | 0
Existing | CZ09 | cAVVG | Pumps | 14584.64 | 0
Existing | CZ09 | cAVVG | Heat Rejection | 0 | 0
Existing | CZ09 | cAVVG | Humidification | 0 | 0
Existing | CZ09 | cAVVG | Heat Recovery | 0 | 0
Existing | CZ09 | cAVVG | Water Systems | 0 | 50882.94
Existing | CZ09 | cAVVG | Refrigeration | 0 | 0
Existing | CZ09 | cAVVG | Generators | 0 | 0
Existing | CZ09 | cAVVG | Total End Uses | 1555028.39 | 450272.48
Existing | CZ10 | cAVVG | Heating | 0 | 492601.23
Existing | CZ10 | cAVVG | Cooling | 671879.34 | 0
Existing | CZ10 | cAVVG | Interior Lighting | 313883.4 | 0
Existing | CZ10 | cAVVG | Exterior Lighting | 0 | 0
Existing | CZ10 | cAVVG | Interior Equipment | 268954.85 | 0
Existing | CZ10 | cAVVG | Exterior Equipment | 0 | 0
Existing | CZ10 | cAVVG | Fans | 461217.12 | 0
Existing | CZ10 | cAVVG | Pumps | 14215.91 | 0
Existing | CZ10 | cAVVG | Heat Rejection | 0 | 0
Existing | CZ10 | cAVVG | Humidification | 0 | 0
Existing | CZ10 | cAVVG | Heat Recovery | 0 | 0
Existing | CZ10 | cAVVG | Water Systems | 0 | 50487.87
Existing | CZ10 | cAVVG | Refrigeration | 0 | 0
Existing | CZ10 | cAVVG | Generators | 0 | 0
Existing | CZ10 | cAVVG | Total End Uses | 1730150.62 | 543089.1
Existing | CZ11 | cAVVG | Heating | 0 | 832903.74
Existing | CZ11 | cAVVG | Cooling | 694621.13 | 0
Existing | CZ11 | cAVVG | Interior Lighting | 313883.4 | 0
Existing | CZ11 | cAVVG | Exterior Lighting | 0 | 0
Existing | CZ11 | cAVVG | Interior Equipment | 268954.85 | 0
Existing | CZ11 | cAVVG | Exterior Equipment | 0 | 0
Existing | CZ11 | cAVVG | Fans | 502477.73 | 0
Existing | CZ11 | cAVVG | Pumps | 12839.99 | 0
Existing | CZ11 | cAVVG | Heat Rejection | 0 | 0
Existing | CZ11 | cAVVG | Humidification | 0 | 0
Existing | CZ11 | cAVVG | Heat Recovery | 0 | 0
Existing | CZ11 | cAVVG | Water Systems | 0 | 51602.22
Existing | CZ11 | cAVVG | Refrigeration | 0 | 0
Existing | CZ11 | cAVVG | Generators | 0 | 0
Existing | CZ11 | cAVVG | Total End Uses | 1792777.1 | 884505.96
Existing | CZ12 | cAVVG | Heating | 0 | 761209.86
Existing | CZ12 | cAVVG | Cooling | 573958.61 | 0
Existing | CZ12 | cAVVG | Interior Lighting | 313883.4 | 0
Existing | CZ12 | cAVVG | Exterior Lighting | 0 | 0
Existing | CZ12 | cAVVG | Interior Equipment | 268954.85 | 0
Existing | CZ12 | cAVVG | Exterior Equipment | 0 | 0
Existing | CZ12 | cAVVG | Fans | 456744.37 | 0
Existing | CZ12 | cAVVG | Pumps | 12876.4 | 0
Existing | CZ12 | cAVVG | Heat Rejection | 0 | 0
Existing | CZ12 | cAVVG | Humidification | 0 | 0
Existing | CZ12 | cAVVG | Heat Recovery | 0 | 0
Existing | CZ12 | cAVVG | Water Systems | 0 | 53008.49
Existing | CZ12 | cAVVG | Refrigeration | 0 | 0
Existing | CZ12 | cAVVG | Generators | 0 | 0
Existing | CZ12 | cAVVG | Total End Uses | 1626417.63 | 814218.35
Existing | CZ13 | cAVVG | Heating | 0 | 678634.47
Existing | CZ13 | cAVVG | Cooling | 755858.95 | 0
Existing | CZ13 | cAVVG | Interior Lighting | 313883.4 | 0
Existing | CZ13 | cAVVG | Exterior Lighting | 0 | 0
Existing | CZ13 | cAVVG | Interior Equipment | 268954.85 | 0
Existing | CZ13 | cAVVG | Exterior Equipment | 0 | 0
Existing | CZ13 | cAVVG | Fans | 504338.46 | 0
Existing | CZ13 | cAVVG | Pumps | 14492.3 | 0
Existing | CZ13 | cAVVG | Heat Rejection | 0 | 0
Existing | CZ13 | cAVVG | Humidification | 0 | 0
Existing | CZ13 | cAVVG | Heat Recovery | 0 | 0
Existing | CZ13 | cAVVG | Water Systems | 0 | 50147.13
Existing | CZ13 | cAVVG | Refrigeration | 0 | 0
Existing | CZ13 | cAVVG | Generators | 0 | 0
Existing | CZ13 | cAVVG | Total End Uses | 1857527.96 | 728781.6
Existing | CZ14 | cAVVG | Heating | 0 | 561944.26
Existing | CZ14 | cAVVG | Cooling | 941070.58 | 0
Existing | CZ14 | cAVVG | Interior Lighting | 313883.4 | 0
Existing | CZ14 | cAVVG | Exterior Lighting | 0 | 0
Existing | CZ14 | cAVVG | Interior Equipment | 268954.85 | 0
Existing | CZ14 | cAVVG | Exterior Equipment | 0 | 0
Existing | CZ14 | cAVVG | Fans | 534546.29 | 0
Existing | CZ14 | cAVVG | Pumps | 13144.57 | 0
Existing | CZ14 | cAVVG | Heat Rejection | 0 | 0
Existing | CZ14 | cAVVG | Humidification | 0 | 0
Existing | CZ14 | cAVVG | Heat Recovery | 0 | 0
Existing | CZ14 | cAVVG | Water Systems | 0 | 47693.02
Existing | CZ14 | cAVVG | Refrigeration | 0 | 0
Existing | CZ14 | cAVVG | Generators | 0 | 0
Existing | CZ14 | cAVVG | Total End Uses | 2071599.69 | 609637.28
Existing | CZ15 | cAVVG | Heating | 0 | 404604.82
Existing | CZ15 | cAVVG | Cooling | 1404062.77 | 0
Existing | CZ15 | cAVVG | Interior Lighting | 313883.4 | 0
Existing | CZ15 | cAVVG | Exterior Lighting | 0 | 0
Existing | CZ15 | cAVVG | Interior Equipment | 268954.85 | 0
Existing | CZ15 | cAVVG | Exterior Equipment | 0 | 0
Existing | CZ15 | cAVVG | Fans | 556272.96 | 0
Existing | CZ15 | cAVVG | Pumps | 20766.73 | 0
Existing | CZ15 | cAVVG | Heat Rejection | 0 | 0
Existing | CZ15 | cAVVG | Humidification | 0 | 0
Existing | CZ15 | cAVVG | Heat Recovery | 0 | 0
Existing | CZ15 | cAVVG | Water Systems | 0 | 42515.55
Existing | CZ15 | cAVVG | Refrigeration | 0 | 0
Existing | CZ15 | cAVVG | Generators | 0 | 0
Existing | CZ15 | cAVVG | Total End Uses | 2563940.7 | 447120.37
Existing | CZ16 | cAVVG | Heating | 0 | 976781.34
Existing | CZ16 | cAVVG | Cooling | 598821.04 | 0
Existing | CZ16 | cAVVG | Interior Lighting | 313883.4 | 0
Existing | CZ16 | cAVVG | Exterior Lighting | 0 | 0
Existing | CZ16 | cAVVG | Interior Equipment | 268954.85 | 0
Existing | CZ16 | cAVVG | Exterior Equipment | 0 | 0
Existing | CZ16 | cAVVG | Fans | 584821.21 | 0
Existing | CZ16 | cAVVG | Pumps | 15099.71 | 0
Existing | CZ16 | cAVVG | Heat Rejection | 0 | 0
Existing | CZ16 | cAVVG | Humidification | 0 | 0
Existing | CZ16 | cAVVG | Heat Recovery | 0 | 0
Existing | CZ16 | cAVVG | Water Systems | 0 | 55953.65
Existing | CZ16 | cAVVG | Refrigeration | 0 | 0
Existing | CZ16 | cAVVG | Generators | 0 | 0
Existing | CZ16 | cAVVG | Total End Uses | 1781580.22 | 1032735
New Construction | CZ01 | cAVVG | Heating | 0 | 1167557.16
New Construction | CZ01 | cAVVG | Cooling | 21825.99 | 0
New Construction | CZ01 | cAVVG | Interior Lighting | 157550.42 | 0
New Construction | CZ01 | cAVVG | Exterior Lighting | 0 | 0
New Construction | CZ01 | cAVVG | Interior Equipment | 268954.85 | 0
New Construction | CZ01 | cAVVG | Exterior Equipment | 0 | 0
New Construction | CZ01 | cAVVG | Fans | 448286.88 | 0
New Construction | CZ01 | cAVVG | Pumps | 1865.64 | 0
New Construction | CZ01 | cAVVG | Heat Rejection | 0 | 0
New Construction | CZ01 | cAVVG | Humidification | 0 | 0
New Construction | CZ01 | cAVVG | Heat Recovery | 0 | 0
New Construction | CZ01 | cAVVG | Water Systems | 0 | 61690.23
New Construction | CZ01 | cAVVG | Refrigeration | 0 | 0
New Construction | CZ01 | cAVVG | Generators | 0 | 0
New Construction | CZ01 | cAVVG | Total End Uses | 898483.78 | 1229247.39
New Construction | CZ02 | cAVVG | Heating | 0 | 801546.21
New Construction | CZ02 | cAVVG | Cooling | 253662.44 | 0
New Construction | CZ02 | cAVVG | Interior Lighting | 157550.42 | 0
New Construction | CZ02 | cAVVG | Exterior Lighting | 0 | 0
New Construction | CZ02 | cAVVG | Interior Equipment | 268954.85 | 0
New Construction | CZ02 | cAVVG | Exterior Equipment | 0 | 0
New Construction | CZ02 | cAVVG | Fans | 406897.91 | 0
New Construction | CZ02 | cAVVG | Pumps | 7680.55 | 0
New Construction | CZ02 | cAVVG | Heat Rejection | 0 | 0
New Construction | CZ02 | cAVVG | Humidification | 0 | 0
New Construction | CZ02 | cAVVG | Heat Recovery | 0 | 0
New Construction | CZ02 | cAVVG | Water Systems | 0 | 56834.8
New Construction | CZ02 | cAVVG | Refrigeration | 0 | 0
New Construction | CZ02 | cAVVG | Generators | 0 | 0
New Construction | CZ02 | cAVVG | Total End Uses | 1094746.17 | 858381.01
New Construction | CZ03 | cAVVG | Heating | 0 | 627711.17
New Construction | CZ03 | cAVVG | Cooling | 161110.33 | 0
New Construction | CZ03 | cAVVG | Interior Lighting | 157550.42 | 0
New Construction | CZ03 | cAVVG | Exterior Lighting | 0 | 0
New Construction | CZ03 | cAVVG | Interior Equipment | 268954.85 | 0
New Construction | CZ03 | cAVVG | Exterior Equipment | 0 | 0
New Construction | CZ03 | cAVVG | Fans | 373796.76 | 0
New Construction | CZ03 | cAVVG | Pumps | 6603.89 | 0
New Construction | CZ03 | cAVVG | Heat Rejection | 0 | 0
New Construction | CZ03 | cAVVG | Humidification | 0 | 0
New Construction | CZ03 | cAVVG | Heat Recovery | 0 | 0
New Construction | CZ03 | cAVVG | Water Systems | 0 | 56575.06
New Construction | CZ03 | cAVVG | Refrigeration | 0 | 0
New Construction | CZ03 | cAVVG | Generators | 0 | 0
New Construction | CZ03 | cAVVG | Total End Uses | 968016.24 | 684286.23
New Construction | CZ04 | cAVVG | Heating | 0 | 579336.39
New Construction | CZ04 | cAVVG | Cooling | 294984.89 | 0
New Construction | CZ04 | cAVVG | Interior Lighting | 157550.42 | 0
New Construction | CZ04 | cAVVG | Exterior Lighting | 0 | 0
New Construction | CZ04 | cAVVG | Interior Equipment | 268954.85 | 0
New Construction | CZ04 | cAVVG | Exterior Equipment | 0 | 0
New Construction | CZ04 | cAVVG | Fans | 390742.23 | 0
New Construction | CZ04 | cAVVG | Pumps | 8610.38 | 0
New Construction | CZ04 | cAVVG | Heat Rejection | 0 | 0
New Construction | CZ04 | cAVVG | Humidification | 0 | 0
New Construction | CZ04 | cAVVG | Heat Recovery | 0 | 0
New Construction | CZ04 | cAVVG | Water Systems | 0 | 54727.84
New Construction | CZ04 | cAVVG | Refrigeration | 0 | 0
New Construction | CZ04 | cAVVG | Generators | 0 | 0
New Construction | CZ04 | cAVVG | Total End Uses | 1120842.77 | 634064.23
New Construction | CZ05 | cAVVG | Heating | 0 | 618506.52
New Construction | CZ05 | cAVVG | Cooling | 190013.98 | 0
New Construction | CZ05 | cAVVG | Interior Lighting | 157550.42 | 0
New Construction | CZ05 | cAVVG | Exterior Lighting | 0 | 0
New Construction | CZ05 | cAVVG | Interior Equipment | 268954.85 | 0
New Construction | CZ05 | cAVVG | Exterior Equipment | 0 | 0
New Construction | CZ05 | cAVVG | Fans | 378753.71 | 0
New Construction | CZ05 | cAVVG | Pumps | 8474.52 | 0
New Construction | CZ05 | cAVVG | Heat Rejection | 0 | 0
New Construction | CZ05 | cAVVG | Humidification | 0 | 0
New Construction | CZ05 | cAVVG | Heat Recovery | 0 | 0
New Construction | CZ05 | cAVVG | Water Systems | 0 | 56578.2
New Construction | CZ05 | cAVVG | Refrigeration | 0 | 0
New Construction | CZ05 | cAVVG | Generators | 0 | 0
New Construction | CZ05 | cAVVG | Total End Uses | 1003747.48 | 675084.72
New Construction | CZ06 | cAVVG | Heating | 0 | 383795.46
New Construction | CZ06 | cAVVG | Cooling | 333485.17 | 0
New Construction | CZ06 | cAVVG | Interior Lighting | 157550.42 | 0
New Construction | CZ06 | cAVVG | Exterior Lighting | 0 | 0
New Construction | CZ06 | cAVVG | Interior Equipment | 268954.85 | 0
New Construction | CZ06 | cAVVG | Exterior Equipment | 0 | 0
New Construction | CZ06 | cAVVG | Fans | 357391.83 | 0
New Construction | CZ06 | cAVVG | Pumps | 10834.15 | 0
New Construction | CZ06 | cAVVG | Heat Rejection | 0 | 0
New Construction | CZ06 | cAVVG | Humidification | 0 | 0
New Construction | CZ06 | cAVVG | Heat Recovery | 0 | 0
New Construction | CZ06 | cAVVG | Water Systems | 0 | 52253.85
New Construction | CZ06 | cAVVG | Refrigeration | 0 | 0
New Construction | CZ06 | cAVVG | Generators | 0 | 0
New Construction | CZ06 | cAVVG | Total End Uses | 1128216.42 | 436049.31
New Construction | CZ07 | cAVVG | Heating | 0 | 418459.68
New Construction | CZ07 | cAVVG | Cooling | 389341.51 | 0
New Construction | CZ07 | cAVVG | Interior Lighting | 157550.42 | 0
New Construction | CZ07 | cAVVG | Exterior Lighting | 0 | 0
New Construction | CZ07 | cAVVG | Interior Equipment | 268954.85 | 0
New Construction | CZ07 | cAVVG | Exterior Equipment | 0 | 0
New Construction | CZ07 | cAVVG | Fans | 390998.41 | 0
New Construction | CZ07 | cAVVG | Pumps | 12272.65 | 0
New Construction | CZ07 | cAVVG | Heat Rejection | 0 | 0
New Construction | CZ07 | cAVVG | Humidification | 0 | 0
New Construction | CZ07 | cAVVG | Heat Recovery | 0 | 0
New Construction | CZ07 | cAVVG | Water Systems | 0 | 51602.3
New Construction | CZ07 | cAVVG | Refrigeration | 0 | 0
New Construction | CZ07 | cAVVG | Generators | 0 | 0
New Construction | CZ07 | cAVVG | Total End Uses | 1219117.84 | 470061.98
New Construction | CZ08 | cAVVG | Heating | 0 | 441806.64
New Construction | CZ08 | cAVVG | Cooling | 440934.51 | 0
New Construction | CZ08 | cAVVG | Interior Lighting | 157550.42 | 0
New Construction | CZ08 | cAVVG | Exterior Lighting | 0 | 0
New Construction | CZ08 | cAVVG | Interior Equipment | 268954.85 | 0
New Construction | CZ08 | cAVVG | Exterior Equipment | 0 | 0
New Construction | CZ08 | cAVVG | Fans | 393041.24 | 0
New Construction | CZ08 | cAVVG | Pumps | 12270.05 | 0
New Construction | CZ08 | cAVVG | Heat Rejection | 0 | 0
New Construction | CZ08 | cAVVG | Humidification | 0 | 0
New Construction | CZ08 | cAVVG | Heat Recovery | 0 | 0
New Construction | CZ08 | cAVVG | Water Systems | 0 | 51539.49
New Construction | CZ08 | cAVVG | Refrigeration | 0 | 0
New Construction | CZ08 | cAVVG | Generators | 0 | 0
New Construction | CZ08 | cAVVG | Total End Uses | 1272751.07 | 493346.13
New Construction | CZ09 | cAVVG | Heating | 0 | 397177.84
New Construction | CZ09 | cAVVG | Cooling | 473824.8 | 0
New Construction | CZ09 | cAVVG | Interior Lighting | 157550.42 | 0
New Construction | CZ09 | cAVVG | Exterior Lighting | 0 | 0
New Construction | CZ09 | cAVVG | Interior Equipment | 268954.85 | 0
New Construction | CZ09 | cAVVG | Exterior Equipment | 0 | 0
New Construction | CZ09 | cAVVG | Fans | 400765.94 | 0
New Construction | CZ09 | cAVVG | Pumps | 12253.38 | 0
New Construction | CZ09 | cAVVG | Heat Rejection | 0 | 0
New Construction | CZ09 | cAVVG | Humidification | 0 | 0
New Construction | CZ09 | cAVVG | Heat Recovery | 0 | 0
New Construction | CZ09 | cAVVG | Water Systems | 0 | 50870.41
New Construction | CZ09 | cAVVG | Refrigeration | 0 | 0
New Construction | CZ09 | cAVVG | Generators | 0 | 0
New Construction | CZ09 | cAVVG | Total End Uses | 1313349.4 | 448048.24
New Construction | CZ10 | cAVVG | Heating | 0 | 494164.68
New Construction | CZ10 | cAVVG | Cooling | 601579.97 | 0
New Construction | CZ10 | cAVVG | Interior Lighting | 157550.42 | 0
New Construction | CZ10 | cAVVG | Exterior Lighting | 0 | 0
New Construction | CZ10 | cAVVG | Interior Equipment | 268954.85 | 0
New Construction | CZ10 | cAVVG | Exterior Equipment | 0 | 0
New Construction | CZ10 | cAVVG | Fans | 428883.78 | 0
New Construction | CZ10 | cAVVG | Pumps | 12493.46 | 0
New Construction | CZ10 | cAVVG | Heat Rejection | 0 | 0
New Construction | CZ10 | cAVVG | Humidification | 0 | 0
New Construction | CZ10 | cAVVG | Heat Recovery | 0 | 0
New Construction | CZ10 | cAVVG | Water Systems | 0 | 50511.63
New Construction | CZ10 | cAVVG | Refrigeration | 0 | 0
New Construction | CZ10 | cAVVG | Generators | 0 | 0
New Construction | CZ10 | cAVVG | Total End Uses | 1469462.47 | 544676.31
New Construction | CZ11 | cAVVG | Heating | 0 | 795819.66
New Construction | CZ11 | cAVVG | Cooling | 617722.55 | 0
New Construction | CZ11 | cAVVG | Interior Lighting | 157550.42 | 0
New Construction | CZ11 | cAVVG | Exterior Lighting | 0 | 0
New Construction | CZ11 | cAVVG | Interior Equipment | 268954.85 | 0
New Construction | CZ11 | cAVVG | Exterior Equipment | 0 | 0
New Construction | CZ11 | cAVVG | Fans | 451388 | 0
New Construction | CZ11 | cAVVG | Pumps | 10947.13 | 0
New Construction | CZ11 | cAVVG | Heat Rejection | 0 | 0
New Construction | CZ11 | cAVVG | Humidification | 0 | 0
New Construction | CZ11 | cAVVG | Heat Recovery | 0 | 0
New Construction | CZ11 | cAVVG | Water Systems | 0 | 51643.94
New Construction | CZ11 | cAVVG | Refrigeration | 0 | 0
New Construction | CZ11 | cAVVG | Generators | 0 | 0
New Construction | CZ11 | cAVVG | Total End Uses | 1506562.95 | 847463.59
New Construction | CZ12 | cAVVG | Heating | 0 | 746370.95
New Construction | CZ12 | cAVVG | Cooling | 514463.72 | 0
New Construction | CZ12 | cAVVG | Interior Lighting | 157550.42 | 0
New Construction | CZ12 | cAVVG | Exterior Lighting | 0 | 0
New Construction | CZ12 | cAVVG | Interior Equipment | 268954.85 | 0
New Construction | CZ12 | cAVVG | Exterior Equipment | 0 | 0
New Construction | CZ12 | cAVVG | Fans | 431493.12 | 0
New Construction | CZ12 | cAVVG | Pumps | 11195.22 | 0
New Construction | CZ12 | cAVVG | Heat Rejection | 0 | 0
New Construction | CZ12 | cAVVG | Humidification | 0 | 0
New Construction | CZ12 | cAVVG | Heat Recovery | 0 | 0
New Construction | CZ12 | cAVVG | Water Systems | 0 | 53041.01
New Construction | CZ12 | cAVVG | Refrigeration | 0 | 0
New Construction | CZ12 | cAVVG | Generators | 0 | 0
New Construction | CZ12 | cAVVG | Total End Uses | 1383657.33 | 799411.96
New Construction | CZ13 | cAVVG | Heating | 0 | 681344.83
New Construction | CZ13 | cAVVG | Cooling | 673042.73 | 0
New Construction | CZ13 | cAVVG | Interior Lighting | 157550.42 | 0
New Construction | CZ13 | cAVVG | Exterior Lighting | 0 | 0
New Construction | CZ13 | cAVVG | Interior Equipment | 268954.85 | 0
New Construction | CZ13 | cAVVG | Exterior Equipment | 0 | 0
New Construction | CZ13 | cAVVG | Fans | 453255.06 | 0
New Construction | CZ13 | cAVVG | Pumps | 12534.13 | 0
New Construction | CZ13 | cAVVG | Heat Rejection | 0 | 0
New Construction | CZ13 | cAVVG | Humidification | 0 | 0
New Construction | CZ13 | cAVVG | Heat Recovery | 0 | 0
New Construction | CZ13 | cAVVG | Water Systems | 0 | 50219.97
New Construction | CZ13 | cAVVG | Refrigeration | 0 | 0
New Construction | CZ13 | cAVVG | Generators | 0 | 0
New Construction | CZ13 | cAVVG | Total End Uses | 1565337.18 | 731564.79
New Construction | CZ14 | cAVVG | Heating | 0 | 550953.41
New Construction | CZ14 | cAVVG | Cooling | 835888.12 | 0
New Construction | CZ14 | cAVVG | Interior Lighting | 157550.42 | 0
New Construction | CZ14 | cAVVG | Exterior Lighting | 0 | 0
New Construction | CZ14 | cAVVG | Interior Equipment | 268954.85 | 0
New Construction | CZ14 | cAVVG | Exterior Equipment | 0 | 0
New Construction | CZ14 | cAVVG | Fans | 472110.71 | 0
New Construction | CZ14 | cAVVG | Pumps | 11235.98 | 0
New Construction | CZ14 | cAVVG | Heat Rejection | 0 | 0
New Construction | CZ14 | cAVVG | Humidification | 0 | 0
New Construction | CZ14 | cAVVG | Heat Recovery | 0 | 0
New Construction | CZ14 | cAVVG | Water Systems | 0 | 47613.97
New Construction | CZ14 | cAVVG | Refrigeration | 0 | 0
New Construction | CZ14 | cAVVG | Generators | 0 | 0
New Construction | CZ14 | cAVVG | Total End Uses | 1745740.07 | 598567.39
New Construction | CZ15 | cAVVG | Heating | 0 | 401562.73
New Construction | CZ15 | cAVVG | Cooling | 1253094.93 | 0
New Construction | CZ15 | cAVVG | Interior Lighting | 157550.42 | 0
New Construction | CZ15 | cAVVG | Exterior Lighting | 0 | 0
New Construction | CZ15 | cAVVG | Interior Equipment | 268954.85 | 0
New Construction | CZ15 | cAVVG | Exterior Equipment | 0 | 0
New Construction | CZ15 | cAVVG | Fans | 479539.67 | 0
New Construction | CZ15 | cAVVG | Pumps | 18048.79 | 0
New Construction | CZ15 | cAVVG | Heat Rejection | 0 | 0
New Construction | CZ15 | cAVVG | Humidification | 0 | 0
New Construction | CZ15 | cAVVG | Heat Recovery | 0 | 0
New Construction | CZ15 | cAVVG | Water Systems | 0 | 42437.55
New Construction | CZ15 | cAVVG | Refrigeration | 0 | 0
New Construction | CZ15 | cAVVG | Generators | 0 | 0
New Construction | CZ15 | cAVVG | Total End Uses | 2177188.66 | 444000.28
New Construction | CZ16 | cAVVG | Heating | 0 | 925410.93
New Construction | CZ16 | cAVVG | Cooling | 520799.32 | 0
New Construction | CZ16 | cAVVG | Interior Lighting | 157550.42 | 0
New Construction | CZ16 | cAVVG | Exterior Lighting | 0 | 0
New Construction | CZ16 | cAVVG | Interior Equipment | 268954.85 | 0
New Construction | CZ16 | cAVVG | Exterior Equipment | 0 | 0
New Construction | CZ16 | cAVVG | Fans | 488723.62 | 0
New Construction | CZ16 | cAVVG | Pumps | 8921.08 | 0
New Construction | CZ16 | cAVVG | Heat Rejection | 0 | 0
New Construction | CZ16 | cAVVG | Humidification | 0 | 0
New Construction | CZ16 | cAVVG | Heat Recovery | 0 | 0
New Construction | CZ16 | cAVVG | Water Systems | 0 | 55972.99
New Construction | CZ16 | cAVVG | Refrigeration | 0 | 0
New Construction | CZ16 | cAVVG | Generators | 0 | 0
New Construction | CZ16 | cAVVG | Total End Uses | 1444949.29 | 981383.92
Existing | CZ01 | cDXGF | Heating | 0 | 1029731.97
Existing | CZ01 | cDXGF | Cooling | 4464.8 | 0
Existing | CZ01 | cDXGF | Interior Lighting | 313883.4 | 0
Existing | CZ01 | cDXGF | Exterior Lighting | 0 | 0
Existing | CZ01 | cDXGF | Interior Equipment | 268954.85 | 0
Existing | CZ01 | cDXGF | Exterior Equipment | 0 | 0
Existing | CZ01 | cDXGF | Fans | 461291.99 | 0
Existing | CZ01 | cDXGF | Pumps | 0 | 0
Existing | CZ01 | cDXGF | Heat Rejection | 0 | 0
Existing | CZ01 | cDXGF | Humidification | 0 | 0
Existing | CZ01 | cDXGF | Heat Recovery | 0 | 0
Existing | CZ01 | cDXGF | Water Systems | 0 | 61668.62
Existing | CZ01 | cDXGF | Refrigeration | 0 | 0
Existing | CZ01 | cDXGF | Generators | 0 | 0
Existing | CZ01 | cDXGF | Total End Uses | 1048595.04 | 1091400.59
Existing | CZ02 | cDXGF | Heating | 0 | 605250.1
Existing | CZ02 | cDXGF | Cooling | 166119.18 | 0
Existing | CZ02 | cDXGF | Interior Lighting | 313883.4 | 0
Existing | CZ02 | cDXGF | Exterior Lighting | 0 | 0
Existing | CZ02 | cDXGF | Interior Equipment | 268954.85 | 0
Existing | CZ02 | cDXGF | Exterior Equipment | 0 | 0
Existing | CZ02 | cDXGF | Fans | 528864.2 | 0
Existing | CZ02 | cDXGF | Pumps | 0 | 0
Existing | CZ02 | cDXGF | Heat Rejection | 0 | 0
Existing | CZ02 | cDXGF | Humidification | 0 | 0
Existing | CZ02 | cDXGF | Heat Recovery | 0 | 0
Existing | CZ02 | cDXGF | Water Systems | 0 | 56801.73
Existing | CZ02 | cDXGF | Refrigeration | 0 | 0
Existing | CZ02 | cDXGF | Generators | 0 | 0
Existing | CZ02 | cDXGF | Total End Uses | 1277821.63 | 662051.82
Existing | CZ03 | cDXGF | Heating | 0 | 427249.12
Existing | CZ03 | cDXGF | Cooling | 85494.43 | 0
Existing | CZ03 | cDXGF | Interior Lighting | 313883.4 | 0
Existing | CZ03 | cDXGF | Exterior Lighting | 0 | 0
Existing | CZ03 | cDXGF | Interior Equipment | 268954.85 | 0
Existing | CZ03 | cDXGF | Exterior Equipment | 0 | 0
Existing | CZ03 | cDXGF | Fans | 507175.34 | 0
Existing | CZ03 | cDXGF | Pumps | 0 | 0
Existing | CZ03 | cDXGF | Heat Rejection | 0 | 0
Existing | CZ03 | cDXGF | Humidification | 0 | 0
Existing | CZ03 | cDXGF | Heat Recovery | 0 | 0
Existing | CZ03 | cDXGF | Water Systems | 0 | 56582.08
Existing | CZ03 | cDXGF | Refrigeration | 0 | 0
Existing | CZ03 | cDXGF | Generators | 0 | 0
Existing | CZ03 | cDXGF | Total End Uses | 1175508.02 | 483831.2
Existing | CZ04 | cDXGF | Heating | 0 | 371318.51
Existing | CZ04 | cDXGF | Cooling | 199491.65 | 0
Existing | CZ04 | cDXGF | Interior Lighting | 313883.4 | 0
Existing | CZ04 | cDXGF | Exterior Lighting | 0 | 0
Existing | CZ04 | cDXGF | Interior Equipment | 268954.85 | 0
Existing | CZ04 | cDXGF | Exterior Equipment | 0 | 0
Existing | CZ04 | cDXGF | Fans | 532895.85 | 0
Existing | CZ04 | cDXGF | Pumps | 0 | 0
Existing | CZ04 | cDXGF | Heat Rejection | 0 | 0
Existing | CZ04 | cDXGF | Humidification | 0 | 0
Existing | CZ04 | cDXGF | Heat Recovery | 0 | 0
Existing | CZ04 | cDXGF | Water Systems | 0 | 54708.17
Existing | CZ04 | cDXGF | Refrigeration | 0 | 0
Existing | CZ04 | cDXGF | Generators | 0 | 0
Existing | CZ04 | cDXGF | Total End Uses | 1315225.75 | 426026.68
Existing | CZ05 | cDXGF | Heating | 0 | 411812.64
Existing | CZ05 | cDXGF | Cooling | 114835.36 | 0
Existing | CZ05 | cDXGF | Interior Lighting | 313883.4 | 0
Existing | CZ05 | cDXGF | Exterior Lighting | 0 | 0
Existing | CZ05 | cDXGF | Interior Equipment | 268954.85 | 0
Existing | CZ05 | cDXGF | Exterior Equipment | 0 | 0
Existing | CZ05 | cDXGF | Fans | 510865.97 | 0
Existing | CZ05 | cDXGF | Pumps | 0 | 0
Existing | CZ05 | cDXGF | Heat Rejection | 0 | 0
Existing | CZ05 | cDXGF | Humidification | 0 | 0
Existing | CZ05 | cDXGF | Heat Recovery | 0 | 0
Existing | CZ05 | cDXGF | Water Systems | 0 | 56579.63
Existing | CZ05 | cDXGF | Refrigeration | 0 | 0
Existing | CZ05 | cDXGF | Generators | 0 | 0
Existing | CZ05 | cDXGF | Total End Uses | 1208539.58 | 468392.27
Existing | CZ06 | cDXGF | Heating | 0 | 107760.35
Existing | CZ06 | cDXGF | Cooling | 184729.48 | 0
Existing | CZ06 | cDXGF | Interior Lighting | 313883.4 | 0
Existing | CZ06 | cDXGF | Exterior Lighting | 0 | 0
Existing | CZ06 | cDXGF | Interior Equipment | 268954.85 | 0
Existing | CZ06 | cDXGF | Exterior Equipment | 0 | 0
Existing | CZ06 | cDXGF | Fans | 523431.51 | 0
Existing | CZ06 | cDXGF | Pumps | 0 | 0
Existing | CZ06 | cDXGF | Heat Rejection | 0 | 0
Existing | CZ06 | cDXGF | Humidification | 0 | 0
Existing | CZ06 | cDXGF | Heat Recovery | 0 | 0
Existing | CZ06 | cDXGF | Water Systems | 0 | 52275.71
Existing | CZ06 | cDXGF | Refrigeration | 0 | 0
Existing | CZ06 | cDXGF | Generators | 0 | 0
Existing | CZ06 | cDXGF | Total End Uses | 1290999.24 | 160036.05
Existing | CZ07 | cDXGF | Heating | 0 | 100042.06
Existing | CZ07 | cDXGF | Cooling | 212874.15 | 0
Existing | CZ07 | cDXGF | Interior Lighting | 313883.4 | 0
Existing | CZ07 | cDXGF | Exterior Lighting | 0 | 0
Existing | CZ07 | cDXGF | Interior Equipment | 268954.85 | 0
Existing | CZ07 | cDXGF | Exterior Equipment | 0 | 0
Existing | CZ07 | cDXGF | Fans | 515110.1 | 0
Existing | CZ07 | cDXGF | Pumps | 0 | 0
Existing | CZ07 | cDXGF | Heat Rejection | 0 | 0
Existing | CZ07 | cDXGF | Humidification | 0 | 0
Existing | CZ07 | cDXGF | Heat Recovery | 0 | 0
Existing | CZ07 | cDXGF | Water Systems | 0 | 51636.37
Existing | CZ07 | cDXGF | Refrigeration | 0 | 0
Existing | CZ07 | cDXGF | Generators | 0 | 0
Existing | CZ07 | cDXGF | Total End Uses | 1310822.5 | 151678.43
Existing | CZ08 | cDXGF | Heating | 0 | 144451.26
Existing | CZ08 | cDXGF | Cooling | 272691.93 | 0
Existing | CZ08 | cDXGF | Interior Lighting | 313883.4 | 0
Existing | CZ08 | cDXGF | Exterior Lighting | 0 | 0
Existing | CZ08 | cDXGF | Interior Equipment | 268954.85 | 0
Existing | CZ08 | cDXGF | Exterior Equipment | 0 | 0
Existing | CZ08 | cDXGF | Fans | 539790.12 | 0
Existing | CZ08 | cDXGF | Pumps | 0 | 0
Existing | CZ08 | cDXGF | Heat Rejection | 0 | 0
Existing | CZ08 | cDXGF | Humidification | 0 | 0
Existing | CZ08 | cDXGF | Heat Recovery | 0 | 0
Existing | CZ08 | cDXGF | Water Systems | 0 | 51562.76
Existing | CZ08 | cDXGF | Refrigeration | 0 | 0
Existing | CZ08 | cDXGF | Generators | 0 | 0
Existing | CZ08 | cDXGF | Total End Uses | 1395320.3 | 196014.02
Existing | CZ09 | cDXGF | Heating | 0 | 119638.43
Existing | CZ09 | cDXGF | Cooling | 317294.11 | 0
Existing | CZ09 | cDXGF | Interior Lighting | 313883.4 | 0
Existing | CZ09 | cDXGF | Exterior Lighting | 0 | 0
Existing | CZ09 | cDXGF | Interior Equipment | 268954.85 | 0
Existing | CZ09 | cDXGF | Exterior Equipment | 0 | 0
Existing | CZ09 | cDXGF | Fans | 566953.99 | 0
Existing | CZ09 | cDXGF | Pumps | 0 | 0
Existing | CZ09 | cDXGF | Heat Rejection | 0 | 0
Existing | CZ09 | cDXGF | Humidification | 0 | 0
Existing | CZ09 | cDXGF | Heat Recovery | 0 | 0
Existing | CZ09 | cDXGF | Water Systems | 0 | 50879.39
Existing | CZ09 | cDXGF | Refrigeration | 0 | 0
Existing | CZ09 | cDXGF | Generators | 0 | 0
Existing | CZ09 | cDXGF | Total End Uses | 1467086.35 | 170517.81
Existing | CZ10 | cDXGF | Heating | 0 | 234263.61
Existing | CZ10 | cDXGF | Cooling | 436467.55 | 0
Existing | CZ10 | cDXGF | Interior Lighting | 313883.4 | 0
Existing | CZ10 | cDXGF | Exterior Lighting | 0 | 0
Existing | CZ10 | cDXGF | Interior Equipment | 268954.85 | 0
Existing | CZ10 | cDXGF | Exterior Equipment | 0 | 0
Existing | CZ10 | cDXGF | Fans | 557506.29 | 0
Existing | CZ10 | cDXGF | Pumps | 0 | 0
Existing | CZ10 | cDXGF | Heat Rejection | 0 | 0
Existing | CZ10 | cDXGF | Humidification | 0 | 0
Existing | CZ10 | cDXGF | Heat Recovery | 0 | 0
Existing | CZ10 | cDXGF | Water Systems | 0 | 50485.8
Existing | CZ10 | cDXGF | Refrigeration | 0 | 0
Existing | CZ10 | cDXGF | Generators | 0 | 0
Existing | CZ10 | cDXGF | Total End Uses | 1576812.09 | 284749.42
Existing | CZ11 | cDXGF | Heating | 0 | 557906.63
Existing | CZ11 | cDXGF | Cooling | 477702.84 | 0
Existing | CZ11 | cDXGF | Interior Lighting | 313883.4 | 0
Existing | CZ11 | cDXGF | Exterior Lighting | 0 | 0
Existing | CZ11 | cDXGF | Interior Equipment | 268954.85 | 0
Existing | CZ11 | cDXGF | Exterior Equipment | 0 | 0
Existing | CZ11 | cDXGF | Fans | 582247.98 | 0
Existing | CZ11 | cDXGF | Pumps | 0 | 0
Existing | CZ11 | cDXGF | Heat Rejection | 0 | 0
Existing | CZ11 | cDXGF | Humidification | 0 | 0
Existing | CZ11 | cDXGF | Heat Recovery | 0 | 0
Existing | CZ11 | cDXGF | Water Systems | 0 | 51585.97
Existing | CZ11 | cDXGF | Refrigeration | 0 | 0
Existing | CZ11 | cDXGF | Generators | 0 | 0
Existing | CZ11 | cDXGF | Total End Uses | 1642789.08 | 609492.61
Existing | CZ12 | cDXGF | Heating | 0 | 522417.43
Existing | CZ12 | cDXGF | Cooling | 383456.02 | 0
Existing | CZ12 | cDXGF | Interior Lighting | 313883.4 | 0
Existing | CZ12 | cDXGF | Exterior Lighting | 0 | 0
Existing | CZ12 | cDXGF | Interior Equipment | 268954.85 | 0
Existing | CZ12 | cDXGF | Exterior Equipment | 0 | 0
Existing | CZ12 | cDXGF | Fans | 555867.74 | 0
Existing | CZ12 | cDXGF | Pumps | 0 | 0
Existing | CZ12 | cDXGF | Heat Rejection | 0 | 0
Existing | CZ12 | cDXGF | Humidification | 0 | 0
Existing | CZ12 | cDXGF | Heat Recovery | 0 | 0
Existing | CZ12 | cDXGF | Water Systems | 0 | 52976.91
Existing | CZ12 | cDXGF | Refrigeration | 0 | 0
Existing | CZ12 | cDXGF | Generators | 0 | 0
Existing | CZ12 | cDXGF | Total End Uses | 1522162.01 | 575394.34
Existing | CZ13 | cDXGF | Heating | 0 | 447807.16
Existing | CZ13 | cDXGF | Cooling | 525260.57 | 0
Existing | CZ13 | cDXGF | Interior Lighting | 313883.4 | 0
Existing | CZ13 | cDXGF | Exterior Lighting | 0 | 0
Existing | CZ13 | cDXGF | Interior Equipment | 268954.85 | 0
Existing | CZ13 | cDXGF | Exterior Equipment | 0 | 0
Existing | CZ13 | cDXGF | Fans | 574159.38 | 0
Existing | CZ13 | cDXGF | Pumps | 0 | 0
Existing | CZ13 | cDXGF | Heat Rejection | 0 | 0
Existing | CZ13 | cDXGF | Humidification | 0 | 0
Existing | CZ13 | cDXGF | Heat Recovery | 0 | 0
Existing | CZ13 | cDXGF | Water Systems | 0 | 50140.57
Existing | CZ13 | cDXGF | Refrigeration | 0 | 0
Existing | CZ13 | cDXGF | Generators | 0 | 0
Existing | CZ13 | cDXGF | Total End Uses | 1682258.2 | 497947.74
Existing | CZ14 | cDXGF | Heating | 0 | 295974.01
Existing | CZ14 | cDXGF | Cooling | 674731.16 | 0
Existing | CZ14 | cDXGF | Interior Lighting | 313883.4 | 0
Existing | CZ14 | cDXGF | Exterior Lighting | 0 | 0
Existing | CZ14 | cDXGF | Interior Equipment | 268954.85 | 0
Existing | CZ14 | cDXGF | Exterior Equipment | 0 | 0
Existing | CZ14 | cDXGF | Fans | 618640.67 | 0
Existing | CZ14 | cDXGF | Pumps | 0 | 0
Existing | CZ14 | cDXGF | Heat Rejection | 0 | 0
Existing | CZ14 | cDXGF | Humidification | 0 | 0
Existing | CZ14 | cDXGF | Heat Recovery | 0 | 0
Existing | CZ14 | cDXGF | Water Systems | 0 | 47667.71
Existing | CZ14 | cDXGF | Refrigeration | 0 | 0
Existing | CZ14 | cDXGF | Generators | 0 | 0
Existing | CZ14 | cDXGF | Total End Uses | 1876210.08 | 343641.72
Existing | CZ15 | cDXGF | Heating | 0 | 100373.84
Existing | CZ15 | cDXGF | Cooling | 930914.2 | 0
Existing | CZ15 | cDXGF | Interior Lighting | 313883.4 | 0
Existing | CZ15 | cDXGF | Exterior Lighting | 0 | 0
Existing | CZ15 | cDXGF | Interior Equipment | 268954.85 | 0
Existing | CZ15 | cDXGF | Exterior Equipment | 0 | 0
Existing | CZ15 | cDXGF | Fans | 588559.76 | 0
Existing | CZ15 | cDXGF | Pumps | 0 | 0
Existing | CZ15 | cDXGF | Heat Rejection | 0 | 0
Existing | CZ15 | cDXGF | Humidification | 0 | 0
Existing | CZ15 | cDXGF | Heat Recovery | 0 | 0
Existing | CZ15 | cDXGF | Water Systems | 0 | 42529.82
Existing | CZ15 | cDXGF | Refrigeration | 0 | 0
Existing | CZ15 | cDXGF | Generators | 0 | 0
Existing | CZ15 | cDXGF | Total End Uses | 2102312.2 | 142903.66
Existing | CZ16 | cDXGF | Heating | 0 | 726034.9
Existing | CZ16 | cDXGF | Cooling | 432976.97 | 0
Existing | CZ16 | cDXGF | Interior Lighting | 313883.4 | 0
Existing | CZ16 | cDXGF | Exterior Lighting | 0 | 0
Existing | CZ16 | cDXGF | Interior Equipment | 268954.85 | 0
Existing | CZ16 | cDXGF | Exterior Equipment | 0 | 0
Existing | CZ16 | cDXGF | Fans | 641887.1 | 0
Existing | CZ16 | cDXGF | Pumps | 0 | 0
Existing | CZ16 | cDXGF | Heat Rejection | 0 | 0
Existing | CZ16 | cDXGF | Humidification | 0 | 0
Existing | CZ16 | cDXGF | Heat Recovery | 0 | 0
Existing | CZ16 | cDXGF | Water Systems | 0 | 55934.75
Existing | CZ16 | cDXGF | Refrigeration | 0 | 0
Existing | CZ16 | cDXGF | Generators | 0 | 0
Existing | CZ16 | cDXGF | Total End Uses | 1657702.32 | 781969.65
New Construction | CZ01 | cDXGF | Heating | 0 | 1014247.26
New Construction | CZ01 | cDXGF | Cooling | 3619.39 | 0
New Construction | CZ01 | cDXGF | Interior Lighting | 157550.42 | 0
New Construction | CZ01 | cDXGF | Exterior Lighting | 0 | 0
New Construction | CZ01 | cDXGF | Interior Equipment | 268954.85 | 0
New Construction | CZ01 | cDXGF | Exterior Equipment | 0 | 0
New Construction | CZ01 | cDXGF | Fans | 384198.71 | 0
New Construction | CZ01 | cDXGF | Pumps | 0 | 0
New Construction | CZ01 | cDXGF | Heat Rejection | 0 | 0
New Construction | CZ01 | cDXGF | Humidification | 0 | 0
New Construction | CZ01 | cDXGF | Heat Recovery | 0 | 0
New Construction | CZ01 | cDXGF | Water Systems | 0 | 61716.23
New Construction | CZ01 | cDXGF | Refrigeration | 0 | 0
New Construction | CZ01 | cDXGF | Generators | 0 | 0
New Construction | CZ01 | cDXGF | Total End Uses | 814323.36 | 1075963.49
New Construction | CZ02 | cDXGF | Heating | 0 | 575266.64
New Construction | CZ02 | cDXGF | Cooling | 137703.3 | 0
New Construction | CZ02 | cDXGF | Interior Lighting | 157550.42 | 0
New Construction | CZ02 | cDXGF | Exterior Lighting | 0 | 0
New Construction | CZ02 | cDXGF | Interior Equipment | 268954.85 | 0
New Construction | CZ02 | cDXGF | Exterior Equipment | 0 | 0
New Construction | CZ02 | cDXGF | Fans | 415418.57 | 0
New Construction | CZ02 | cDXGF | Pumps | 0 | 0
New Construction | CZ02 | cDXGF | Heat Rejection | 0 | 0
New Construction | CZ02 | cDXGF | Humidification | 0 | 0
New Construction | CZ02 | cDXGF | Heat Recovery | 0 | 0
New Construction | CZ02 | cDXGF | Water Systems | 0 | 56813.23
New Construction | CZ02 | cDXGF | Refrigeration | 0 | 0
New Construction | CZ02 | cDXGF | Generators | 0 | 0
New Construction | CZ02 | cDXGF | Total End Uses | 979627.14 | 632079.87
New Construction | CZ03 | cDXGF | Heating | 0 | 426256.84
New Construction | CZ03 | cDXGF | Cooling | 70670.11 | 0
New Construction | CZ03 | cDXGF | Interior Lighting | 157550.42 | 0
New Construction | CZ03 | cDXGF | Exterior Lighting | 0 | 0
New Construction | CZ03 | cDXGF | Interior Equipment | 268954.85 | 0
New Construction | CZ03 | cDXGF | Exterior Equipment | 0 | 0
New Construction | CZ03 | cDXGF | Fans | 408617.54 | 0
New Construction | CZ03 | cDXGF | Pumps | 0 | 0
New Construction | CZ03 | cDXGF | Heat Rejection | 0 | 0
New Construction | CZ03 | cDXGF | Humidification | 0 | 0
New Construction | CZ03 | cDXGF | Heat Recovery | 0 | 0
New Construction | CZ03 | cDXGF | Water Systems | 0 | 56582.89
New Construction | CZ03 | cDXGF | Refrigeration | 0 | 0
New Construction | CZ03 | cDXGF | Generators | 0 | 0
New Construction | CZ03 | cDXGF | Total End Uses | 905792.91 | 482839.73
New Construction | CZ04 | cDXGF | Heating | 0 | 361357.89
New Construction | CZ04 | cDXGF | Cooling | 163223.29 | 0
New Construction | CZ04 | cDXGF | Interior Lighting | 157550.42 | 0
New Construction | CZ04 | cDXGF | Exterior Lighting | 0 | 0
New Construction | CZ04 | cDXGF | Interior Equipment | 268954.85 | 0
New Construction | CZ04 | cDXGF | Exterior Equipment | 0 | 0
New Construction | CZ04 | cDXGF | Fans | 418375.41 | 0
New Construction | CZ04 | cDXGF | Pumps | 0 | 0
New Construction | CZ04 | cDXGF | Heat Rejection | 0 | 0
New Construction | CZ04 | cDXGF | Humidification | 0 | 0
New Construction | CZ04 | cDXGF | Heat Recovery | 0 | 0
New Construction | CZ04 | cDXGF | Water Systems | 0 | 54722.29
New Construction | CZ04 | cDXGF | Refrigeration | 0 | 0
New Construction | CZ04 | cDXGF | Generators | 0 | 0
New Construction | CZ04 | cDXGF | Total End Uses | 1008103.96 | 416080.18
New Construction | CZ05 | cDXGF | Heating | 0 | 396938.85
New Construction | CZ05 | cDXGF | Cooling | 92888.34 | 0
New Construction | CZ05 | cDXGF | Interior Lighting | 157550.42 | 0
New Construction | CZ05 | cDXGF | Exterior Lighting | 0 | 0
New Construction | CZ05 | cDXGF | Interior Equipment | 268954.85 | 0
New Construction | CZ05 | cDXGF | Exterior Equipment | 0 | 0
New Construction | CZ05 | cDXGF | Fans | 408070.85 | 0
New Construction | CZ05 | cDXGF | Pumps | 0 | 0
New Construction | CZ05 | cDXGF | Heat Rejection | 0 | 0
New Construction | CZ05 | cDXGF | Humidification | 0 | 0
New Construction | CZ05 | cDXGF | Heat Recovery | 0 | 0
New Construction | CZ05 | cDXGF | Water Systems | 0 | 56591.39
New Construction | CZ05 | cDXGF | Refrigeration | 0 | 0
New Construction | CZ05 | cDXGF | Generators | 0 | 0
New Construction | CZ05 | cDXGF | Total End Uses | 927464.46 | 453530.24
New Construction | CZ06 | cDXGF | Heating | 0 | 114736.13
New Construction | CZ06 | cDXGF | Cooling | 150218.82 | 0
New Construction | CZ06 | cDXGF | Interior Lighting | 157550.42 | 0
New Construction | CZ06 | cDXGF | Exterior Lighting | 0 | 0
New Construction | CZ06 | cDXGF | Interior Equipment | 268954.85 | 0
New Construction | CZ06 | cDXGF | Exterior Equipment | 0 | 0
New Construction | CZ06 | cDXGF | Fans | 428103.91 | 0
New Construction | CZ06 | cDXGF | Pumps | 0 | 0
New Construction | CZ06 | cDXGF | Heat Rejection | 0 | 0
New Construction | CZ06 | cDXGF | Humidification | 0 | 0
New Construction | CZ06 | cDXGF | Heat Recovery | 0 | 0
New Construction | CZ06 | cDXGF | Water Systems | 0 | 52290.98
New Construction | CZ06 | cDXGF | Refrigeration | 0 | 0
New Construction | CZ06 | cDXGF | Generators | 0 | 0
New Construction | CZ06 | cDXGF | Total End Uses | 1004827.99 | 167027.11
New Construction | CZ07 | cDXGF | Heating | 0 | 107382.13
New Construction | CZ07 | cDXGF | Cooling | 172101.8 | 0
New Construction | CZ07 | cDXGF | Interior Lighting | 157550.42 | 0
New Construction | CZ07 | cDXGF | Exterior Lighting | 0 | 0
New Construction | CZ07 | cDXGF | Interior Equipment | 268954.85 | 0
New Construction | CZ07 | cDXGF | Exterior Equipment | 0 | 0
New Construction | CZ07 | cDXGF | Fans | 423285.81 | 0
New Construction | CZ07 | cDXGF | Pumps | 0 | 0
New Construction | CZ07 | cDXGF | Heat Rejection | 0 | 0
New Construction | CZ07 | cDXGF | Humidification | 0 | 0
New Construction | CZ07 | cDXGF | Heat Recovery | 0 | 0
New Construction | CZ07 | cDXGF | Water Systems | 0 | 51604.65
New Construction | CZ07 | cDXGF | Refrigeration | 0 | 0
New Construction | CZ07 | cDXGF | Generators | 0 | 0
New Construction | CZ07 | cDXGF | Total End Uses | 1021892.88 | 158986.79
New Construction | CZ08 | cDXGF | Heating | 0 | 147323.14
New Construction | CZ08 | cDXGF | Cooling | 224155.75 | 0
New Construction | CZ08 | cDXGF | Interior Lighting | 157550.42 | 0
New Construction | CZ08 | cDXGF | Exterior Lighting | 0 | 0
New Construction | CZ08 | cDXGF | Interior Equipment | 268954.85 | 0
New Construction | CZ08 | cDXGF | Exterior Equipment | 0 | 0
New Construction | CZ08 | cDXGF | Fans | 435028.4 | 0
New Construction | CZ08 | cDXGF | Pumps | 0 | 0
New Construction | CZ08 | cDXGF | Heat Rejection | 0 | 0
New Construction | CZ08 | cDXGF | Humidification | 0 | 0
New Construction | CZ08 | cDXGF | Heat Recovery | 0 | 0
New Construction | CZ08 | cDXGF | Water Systems | 0 | 51548.94
New Construction | CZ08 | cDXGF | Refrigeration | 0 | 0
New Construction | CZ08 | cDXGF | Generators | 0 | 0
New Construction | CZ08 | cDXGF | Total End Uses | 1085689.42 | 198872.07
New Construction | CZ09 | cDXGF | Heating | 0 | 114369.07
New Construction | CZ09 | cDXGF | Cooling | 249433.22 | 0
New Construction | CZ09 | cDXGF | Interior Lighting | 157550.42 | 0
New Construction | CZ09 | cDXGF | Exterior Lighting | 0 | 0
New Construction | CZ09 | cDXGF | Interior Equipment | 268954.85 | 0
New Construction | CZ09 | cDXGF | Exterior Equipment | 0 | 0
New Construction | CZ09 | cDXGF | Fans | 430694.77 | 0
New Construction | CZ09 | cDXGF | Pumps | 0 | 0
New Construction | CZ09 | cDXGF | Heat Rejection | 0 | 0
New Construction | CZ09 | cDXGF | Humidification | 0 | 0
New Construction | CZ09 | cDXGF | Heat Recovery | 0 | 0
New Construction | CZ09 | cDXGF | Water Systems | 0 | 50872.77
New Construction | CZ09 | cDXGF | Refrigeration | 0 | 0
New Construction | CZ09 | cDXGF | Generators | 0 | 0
New Construction | CZ09 | cDXGF | Total End Uses | 1106633.27 | 165241.83
New Construction | CZ10 | cDXGF | Heating | 0 | 225634.72
New Construction | CZ10 | cDXGF | Cooling | 370246.91 | 0
New Construction | CZ10 | cDXGF | Interior Lighting | 157550.42 | 0
New Construction | CZ10 | cDXGF | Exterior Lighting | 0 | 0
New Construction | CZ10 | cDXGF | Interior Equipment | 268954.85 | 0
New Construction | CZ10 | cDXGF | Exterior Equipment | 0 | 0
New Construction | CZ10 | cDXGF | Fans | 443380.22 | 0
New Construction | CZ10 | cDXGF | Pumps | 0 | 0
New Construction | CZ10 | cDXGF | Heat Rejection | 0 | 0
New Construction | CZ10 | cDXGF | Humidification | 0 | 0
New Construction | CZ10 | cDXGF | Heat Recovery | 0 | 0
New Construction | CZ10 | cDXGF | Water Systems | 0 | 50494.13
New Construction | CZ10 | cDXGF | Refrigeration | 0 | 0
New Construction | CZ10 | cDXGF | Generators | 0 | 0
New Construction | CZ10 | cDXGF | Total End Uses | 1240132.4 | 276128.85
New Construction | CZ11 | cDXGF | Heating | 0 | 535097.71
New Construction | CZ11 | cDXGF | Cooling | 400721.13 | 0
New Construction | CZ11 | cDXGF | Interior Lighting | 157550.42 | 0
New Construction | CZ11 | cDXGF | Exterior Lighting | 0 | 0
New Construction | CZ11 | cDXGF | Interior Equipment | 268954.85 | 0
New Construction | CZ11 | cDXGF | Exterior Equipment | 0 | 0
New Construction | CZ11 | cDXGF | Fans | 445641.38 | 0
New Construction | CZ11 | cDXGF | Pumps | 0 | 0
New Construction | CZ11 | cDXGF | Heat Rejection | 0 | 0
New Construction | CZ11 | cDXGF | Humidification | 0 | 0
New Construction | CZ11 | cDXGF | Heat Recovery | 0 | 0
New Construction | CZ11 | cDXGF | Water Systems | 0 | 51601.5
New Construction | CZ11 | cDXGF | Refrigeration | 0 | 0
New Construction | CZ11 | cDXGF | Generators | 0 | 0
New Construction | CZ11 | cDXGF | Total End Uses | 1272867.78 | 586699.21
New Construction | CZ12 | cDXGF | Heating | 0 | 499270.57
New Construction | CZ12 | cDXGF | Cooling | 321065.75 | 0
New Construction | CZ12 | cDXGF | Interior Lighting | 157550.42 | 0
New Construction | CZ12 | cDXGF | Exterior Lighting | 0 | 0
New Construction | CZ12 | cDXGF | Interior Equipment | 268954.85 | 0
New Construction | CZ12 | cDXGF | Exterior Equipment | 0 | 0
New Construction | CZ12 | cDXGF | Fans | 430793.66 | 0
New Construction | CZ12 | cDXGF | Pumps | 0 | 0
New Construction | CZ12 | cDXGF | Heat Rejection | 0 | 0
New Construction | CZ12 | cDXGF | Humidification | 0 | 0
New Construction | CZ12 | cDXGF | Heat Recovery | 0 | 0
New Construction | CZ12 | cDXGF | Water Systems | 0 | 53014.47
New Construction | CZ12 | cDXGF | Refrigeration | 0 | 0
New Construction | CZ12 | cDXGF | Generators | 0 | 0
New Construction | CZ12 | cDXGF | Total End Uses | 1178364.67 | 552285.04
New Construction | CZ13 | cDXGF | Heating | 0 | 439127.17
New Construction | CZ13 | cDXGF | Cooling | 440805.44 | 0
New Construction | CZ13 | cDXGF | Interior Lighting | 157550.42 | 0
New Construction | CZ13 | cDXGF | Exterior Lighting | 0 | 0
New Construction | CZ13 | cDXGF | Interior Equipment | 268954.85 | 0
New Construction | CZ13 | cDXGF | Exterior Equipment | 0 | 0
New Construction | CZ13 | cDXGF | Fans | 443928.04 | 0
New Construction | CZ13 | cDXGF | Pumps | 0 | 0
New Construction | CZ13 | cDXGF | Heat Rejection | 0 | 0
New Construction | CZ13 | cDXGF | Humidification | 0 | 0
New Construction | CZ13 | cDXGF | Heat Recovery | 0 | 0
New Construction | CZ13 | cDXGF | Water Systems | 0 | 50192.14
New Construction | CZ13 | cDXGF | Refrigeration | 0 | 0
New Construction | CZ13 | cDXGF | Generators | 0 | 0
New Construction | CZ13 | cDXGF | Total End Uses | 1311238.74 | 489319.31
New Construction | CZ14 | cDXGF | Heating | 0 | 289162.82
New Construction | CZ14 | cDXGF | Cooling | 573079.18 | 0
New Construction | CZ14 | cDXGF | Interior Lighting | 157550.42 | 0
New Construction | CZ14 | cDXGF | Exterior Lighting | 0 | 0
New Construction | CZ14 | cDXGF | Interior Equipment | 268954.85 | 0
New Construction | CZ14 | cDXGF | Exterior Equipment | 0 | 0
New Construction | CZ14 | cDXGF | Fans | 478985.04 | 0
New Construction | CZ14 | cDXGF | Pumps | 0 | 0
New Construction | CZ14 | cDXGF | Heat Rejection | 0 | 0
New Construction | CZ14 | cDXGF | Humidification | 0 | 0
New Construction | CZ14 | cDXGF | Heat Recovery | 0 | 0
New Construction | CZ14 | cDXGF | Water Systems | 0 | 47533.19
New Construction | CZ14 | cDXGF | Refrigeration | 0 | 0
New Construction | CZ14 | cDXGF | Generators | 0 | 0
New Construction | CZ14 | cDXGF | Total End Uses | 1478569.48 | 336696.01
New Construction | CZ15 | cDXGF | Heating | 0 | 96058.61
New Construction | CZ15 | cDXGF | Cooling | 781983.58 | 0
New Construction | CZ15 | cDXGF | Interior Lighting | 157550.42 | 0
New Construction | CZ15 | cDXGF | Exterior Lighting | 0 | 0
New Construction | CZ15 | cDXGF | Interior Equipment | 268954.85 | 0
New Construction | CZ15 | cDXGF | Exterior Equipment | 0 | 0
New Construction | CZ15 | cDXGF | Fans | 455061.38 | 0
New Construction | CZ15 | cDXGF | Pumps | 0 | 0
New Construction | CZ15 | cDXGF | Heat Rejection | 0 | 0
New Construction | CZ15 | cDXGF | Humidification | 0 | 0
New Construction | CZ15 | cDXGF | Heat Recovery | 0 | 0
New Construction | CZ15 | cDXGF | Water Systems | 0 | 42416.28
New Construction | CZ15 | cDXGF | Refrigeration | 0 | 0
New Construction | CZ15 | cDXGF | Generators | 0 | 0
New Construction | CZ15 | cDXGF | Total End Uses | 1663550.23 | 138474.89
New Construction | CZ16 | cDXGF | Heating | 0 | 681505.51
New Construction | CZ16 | cDXGF | Cooling | 369309.09 | 0
New Construction | CZ16 | cDXGF | Interior Lighting | 157550.42 | 0
New Construction | CZ16 | cDXGF | Exterior Lighting | 0 | 0
New Construction | CZ16 | cDXGF | Interior Equipment | 268954.85 | 0
New Construction | CZ16 | cDXGF | Exterior Equipment | 0 | 0
New Construction | CZ16 | cDXGF | Fans | 502774.89 | 0
New Construction | CZ16 | cDXGF | Pumps | 0 | 0
New Construction | CZ16 | cDXGF | Heat Rejection | 0 | 0
New Construction | CZ16 | cDXGF | Humidification | 0 | 0
New Construction | CZ16 | cDXGF | Heat Recovery | 0 | 0
New Construction | CZ16 | cDXGF | Water Systems | 0 | 55996.32
New Construction | CZ16 | cDXGF | Refrigeration | 0 | 0
New Construction | CZ16 | cDXGF | Generators | 0 | 0
New Construction | CZ16 | cDXGF | Total End Uses | 1298589.24 | 737501.83
Existing | CZ01 | cDXHP | Heating | 244539.24 | 0
Existing | CZ01 | cDXHP | Cooling | 4303.05 | 0
Existing | CZ01 | cDXHP | Interior Lighting | 313883.4 | 0
Existing | CZ01 | cDXHP | Exterior Lighting | 0 | 0
Existing | CZ01 | cDXHP | Interior Equipment | 268954.85 | 0
Existing | CZ01 | cDXHP | Exterior Equipment | 0 | 0
Existing | CZ01 | cDXHP | Fans | 461292.89 | 0
Existing | CZ01 | cDXHP | Pumps | 0 | 0
Existing | CZ01 | cDXHP | Heat Rejection | 0 | 0
Existing | CZ01 | cDXHP | Humidification | 0 | 0
Existing | CZ01 | cDXHP | Heat Recovery | 0 | 0
Existing | CZ01 | cDXHP | Water Systems | 0 | 61668.62
Existing | CZ01 | cDXHP | Refrigeration | 0 | 0
Existing | CZ01 | cDXHP | Generators | 0 | 0
Existing | CZ01 | cDXHP | Total End Uses | 1292973.43 | 61668.62
Existing | CZ02 | cDXHP | Heating | 149451.65 | 0
Existing | CZ02 | cDXHP | Cooling | 165699.22 | 0
Existing | CZ02 | cDXHP | Interior Lighting | 313883.4 | 0
Existing | CZ02 | cDXHP | Exterior Lighting | 0 | 0
Existing | CZ02 | cDXHP | Interior Equipment | 268954.85 | 0
Existing | CZ02 | cDXHP | Exterior Equipment | 0 | 0
Existing | CZ02 | cDXHP | Fans | 528867.03 | 0
Existing | CZ02 | cDXHP | Pumps | 0 | 0
Existing | CZ02 | cDXHP | Heat Rejection | 0 | 0
Existing | CZ02 | cDXHP | Humidification | 0 | 0
Existing | CZ02 | cDXHP | Heat Recovery | 0 | 0
Existing | CZ02 | cDXHP | Water Systems | 0 | 56801.63
Existing | CZ02 | cDXHP | Refrigeration | 0 | 0
Existing | CZ02 | cDXHP | Generators | 0 | 0
Existing | CZ02 | cDXHP | Total End Uses | 1426856.15 | 56801.63
Existing | CZ03 | cDXHP | Heating | 101145.3 | 0
Existing | CZ03 | cDXHP | Cooling | 85167.16 | 0
Existing | CZ03 | cDXHP | Interior Lighting | 313883.4 | 0
Existing | CZ03 | cDXHP | Exterior Lighting | 0 | 0
Existing | CZ03 | cDXHP | Interior Equipment | 268954.85 | 0
Existing | CZ03 | cDXHP | Exterior Equipment | 0 | 0
Existing | CZ03 | cDXHP | Fans | 507173.85 | 0
Existing | CZ03 | cDXHP | Pumps | 0 | 0
Existing | CZ03 | cDXHP | Heat Rejection | 0 | 0
Existing | CZ03 | cDXHP | Humidification | 0 | 0
Existing | CZ03 | cDXHP | Heat Recovery | 0 | 0
Existing | CZ03 | cDXHP | Water Systems | 0 | 56582.08
Existing | CZ03 | cDXHP | Refrigeration | 0 | 0
Existing | CZ03 | cDXHP | Generators | 0 | 0
Existing | CZ03 | cDXHP | Total End Uses | 1276324.55 | 56582.08
Existing | CZ04 | cDXHP | Heating | 88392.56 | 0
Existing | CZ04 | cDXHP | Cooling | 199291 | 0
Existing | CZ04 | cDXHP | Interior Lighting | 313883.4 | 0
Existing | CZ04 | cDXHP | Exterior Lighting | 0 | 0
Existing | CZ04 | cDXHP | Interior Equipment | 268954.85 | 0
Existing | CZ04 | cDXHP | Exterior Equipment | 0 | 0
Existing | CZ04 | cDXHP | Fans | 532895.85 | 0
Existing | CZ04 | cDXHP | Pumps | 0 | 0
Existing | CZ04 | cDXHP | Heat Rejection | 0 | 0
Existing | CZ04 | cDXHP | Humidification | 0 | 0
Existing | CZ04 | cDXHP | Heat Recovery | 0 | 0
Existing | CZ04 | cDXHP | Water Systems | 0 | 54708.17
Existing | CZ04 | cDXHP | Refrigeration | 0 | 0
Existing | CZ04 | cDXHP | Generators | 0 | 0
Existing | CZ04 | cDXHP | Total End Uses | 1403417.67 | 54708.17
Existing | CZ05 | cDXHP | Heating | 98252.64 | 0
Existing | CZ05 | cDXHP | Cooling | 115143.27 | 0
Existing | CZ05 | cDXHP | Interior Lighting | 313883.4 | 0
Existing | CZ05 | cDXHP | Exterior Lighting | 0 | 0
Existing | CZ05 | cDXHP | Interior Equipment | 268954.85 | 0
Existing | CZ05 | cDXHP | Exterior Equipment | 0 | 0
Existing | CZ05 | cDXHP | Fans | 510865.97 | 0
Existing | CZ05 | cDXHP | Pumps | 0 | 0
Existing | CZ05 | cDXHP | Heat Rejection | 0 | 0
Existing | CZ05 | cDXHP | Humidification | 0 | 0
Existing | CZ05 | cDXHP | Heat Recovery | 0 | 0
Existing | CZ05 | cDXHP | Water Systems | 0 | 56579.63
Existing | CZ05 | cDXHP | Refrigeration | 0 | 0
Existing | CZ05 | cDXHP | Generators | 0 | 0
Existing | CZ05 | cDXHP | Total End Uses | 1307100.13 | 56579.63
Existing | CZ06 | cDXHP | Heating | 24939.69 | 0
Existing | CZ06 | cDXHP | Cooling | 176127.24 | 0
Existing | CZ06 | cDXHP | Interior Lighting | 313883.4 | 0
Existing | CZ06 | cDXHP | Exterior Lighting | 0 | 0
Existing | CZ06 | cDXHP | Interior Equipment | 268954.85 | 0
Existing | CZ06 | cDXHP | Exterior Equipment | 0 | 0
Existing | CZ06 | cDXHP | Fans | 523431.51 | 0
Existing | CZ06 | cDXHP | Pumps | 0 | 0
Existing | CZ06 | cDXHP | Heat Rejection | 0 | 0
Existing | CZ06 | cDXHP | Humidification | 0 | 0
Existing | CZ06 | cDXHP | Heat Recovery | 0 | 0
Existing | CZ06 | cDXHP | Water Systems | 0 | 52275.71
Existing | CZ06 | cDXHP | Refrigeration | 0 | 0
Existing | CZ06 | cDXHP | Generators | 0 | 0
Existing | CZ06 | cDXHP | Total End Uses | 1307336.7 | 52275.71
Existing | CZ07 | cDXHP | Heating | 23151.24 | 0
Existing | CZ07 | cDXHP | Cooling | 207347.64 | 0
Existing | CZ07 | cDXHP | Interior Lighting | 313883.4 | 0
Existing | CZ07 | cDXHP | Exterior Lighting | 0 | 0
Existing | CZ07 | cDXHP | Interior Equipment | 268954.85 | 0
Existing | CZ07 | cDXHP | Exterior Equipment | 0 | 0
Existing | CZ07 | cDXHP | Fans | 515110.1 | 0
Existing | CZ07 | cDXHP | Pumps | 0 | 0
Existing | CZ07 | cDXHP | Heat Rejection | 0 | 0
Existing | CZ07 | cDXHP | Humidification | 0 | 0
Existing | CZ07 | cDXHP | Heat Recovery | 0 | 0
Existing | CZ07 | cDXHP | Water Systems | 0 | 51636.37
Existing | CZ07 | cDXHP | Refrigeration | 0 | 0
Existing | CZ07 | cDXHP | Generators | 0 | 0
Existing | CZ07 | cDXHP | Total End Uses | 1328447.23 | 51636.37
Existing | CZ08 | cDXHP | Heating | 33768.04 | 0
Existing | CZ08 | cDXHP | Cooling | 272193.85 | 0
Existing | CZ08 | cDXHP | Interior Lighting | 313883.4 | 0
Existing | CZ08 | cDXHP | Exterior Lighting | 0 | 0
Existing | CZ08 | cDXHP | Interior Equipment | 268954.85 | 0
Existing | CZ08 | cDXHP | Exterior Equipment | 0 | 0
Existing | CZ08 | cDXHP | Fans | 539790.12 | 0
Existing | CZ08 | cDXHP | Pumps | 0 | 0
Existing | CZ08 | cDXHP | Heat Rejection | 0 | 0
Existing | CZ08 | cDXHP | Humidification | 0 | 0
Existing | CZ08 | cDXHP | Heat Recovery | 0 | 0
Existing | CZ08 | cDXHP | Water Systems | 0 | 51562.76
Existing | CZ08 | cDXHP | Refrigeration | 0 | 0
Existing | CZ08 | cDXHP | Generators | 0 | 0
Existing | CZ08 | cDXHP | Total End Uses | 1428590.26 | 51562.76
Existing | CZ09 | cDXHP | Heating | 27976.88 | 0
Existing | CZ09 | cDXHP | Cooling | 315111.31 | 0
Existing | CZ09 | cDXHP | Interior Lighting | 313883.4 | 0
Existing | CZ09 | cDXHP | Exterior Lighting | 0 | 0
Existing | CZ09 | cDXHP | Interior Equipment | 268954.85 | 0
Existing | CZ09 | cDXHP | Exterior Equipment | 0 | 0
Existing | CZ09 | cDXHP | Fans | 566953.99 | 0
Existing | CZ09 | cDXHP | Pumps | 0 | 0
Existing | CZ09 | cDXHP | Heat Rejection | 0 | 0
Existing | CZ09 | cDXHP | Humidification | 0 | 0
Existing | CZ09 | cDXHP | Heat Recovery | 0 | 0
Existing | CZ09 | cDXHP | Water Systems | 0 | 50879.39
Existing | CZ09 | cDXHP | Refrigeration | 0 | 0
Existing | CZ09 | cDXHP | Generators | 0 | 0
Existing | CZ09 | cDXHP | Total End Uses | 1492880.44 | 50879.39
Existing | CZ10 | cDXHP | Heating | 57332.27 | 0
Existing | CZ10 | cDXHP | Cooling | 436360.87 | 0
Existing | CZ10 | cDXHP | Interior Lighting | 313883.4 | 0
Existing | CZ10 | cDXHP | Exterior Lighting | 0 | 0
Existing | CZ10 | cDXHP | Interior Equipment | 268954.85 | 0
Existing | CZ10 | cDXHP | Exterior Equipment | 0 | 0
Existing | CZ10 | cDXHP | Fans | 557506.29 | 0
Existing | CZ10 | cDXHP | Pumps | 0 | 0
Existing | CZ10 | cDXHP | Heat Rejection | 0 | 0
Existing | CZ10 | cDXHP | Humidification | 0 | 0
Existing | CZ10 | cDXHP | Heat Recovery | 0 | 0
Existing | CZ10 | cDXHP | Water Systems | 0 | 50485.57
Existing | CZ10 | cDXHP | Refrigeration | 0 | 0
Existing | CZ10 | cDXHP | Generators | 0 | 0
Existing | CZ10 | cDXHP | Total End Uses | 1634037.68 | 50485.57
Existing | CZ11 | cDXHP | Heating | 139723.11 | 0
Existing | CZ11 | cDXHP | Cooling | 477587.17 | 0
Existing | CZ11 | cDXHP | Interior Lighting | 313883.4 | 0
Existing | CZ11 | cDXHP | Exterior Lighting | 0 | 0
Existing | CZ11 | cDXHP | Interior Equipment | 268954.85 | 0
Existing | CZ11 | cDXHP | Exterior Equipment | 0 | 0
Existing | CZ11 | cDXHP | Fans | 582249.53 | 0
Existing | CZ11 | cDXHP | Pumps | 0 | 0
Existing | CZ11 | cDXHP | Heat Rejection | 0 | 0
Existing | CZ11 | cDXHP | Humidification | 0 | 0
Existing | CZ11 | cDXHP | Heat Recovery | 0 | 0
Existing | CZ11 | cDXHP | Water Systems | 0 | 51585.97
Existing | CZ11 | cDXHP | Refrigeration | 0 | 0
Existing | CZ11 | cDXHP | Generators | 0 | 0
Existing | CZ11 | cDXHP | Total End Uses | 1782398.06 | 51585.97
Existing | CZ12 | cDXHP | Heating | 130386.69 | 0
Existing | CZ12 | cDXHP | Cooling | 383275.57 | 0
Existing | CZ12 | cDXHP | Interior Lighting | 313883.4 | 0
Existing | CZ12 | cDXHP | Exterior Lighting | 0 | 0
Existing | CZ12 | cDXHP | Interior Equipment | 268954.85 | 0
Existing | CZ12 | cDXHP | Exterior Equipment | 0 | 0
Existing | CZ12 | cDXHP | Fans | 555868.15 | 0
Existing | CZ12 | cDXHP | Pumps | 0 | 0
Existing | CZ12 | cDXHP | Heat Rejection | 0 | 0
Existing | CZ12 | cDXHP | Humidification | 0 | 0
Existing | CZ12 | cDXHP | Heat Recovery | 0 | 0
Existing | CZ12 | cDXHP | Water Systems | 0 | 52976.79
Existing | CZ12 | cDXHP | Refrigeration | 0 | 0
Existing | CZ12 | cDXHP | Generators | 0 | 0
Existing | CZ12 | cDXHP | Total End Uses | 1652368.66 | 52976.79
Existing | CZ13 | cDXHP | Heating | 112392.72 | 0
Existing | CZ13 | cDXHP | Cooling | 525148.57 | 0
Existing | CZ13 | cDXHP | Interior Lighting | 313883.4 | 0
Existing | CZ13 | cDXHP | Exterior Lighting | 0 | 0
Existing | CZ13 | cDXHP | Interior Equipment | 268954.85 | 0
Existing | CZ13 | cDXHP | Exterior Equipment | 0 | 0
Existing | CZ13 | cDXHP | Fans | 574158.93 | 0
Existing | CZ13 | cDXHP | Pumps | 0 | 0
Existing | CZ13 | cDXHP | Heat Rejection | 0 | 0
Existing | CZ13 | cDXHP | Humidification | 0 | 0
Existing | CZ13 | cDXHP | Heat Recovery | 0 | 0
Existing | CZ13 | cDXHP | Water Systems | 0 | 50140.58
Existing | CZ13 | cDXHP | Refrigeration | 0 | 0
Existing | CZ13 | cDXHP | Generators | 0 | 0
Existing | CZ13 | cDXHP | Total End Uses | 1794538.48 | 50140.58
Existing | CZ14 | cDXHP | Heating | 73977.62 | 0
Existing | CZ14 | cDXHP | Cooling | 674549.15 | 0
Existing | CZ14 | cDXHP | Interior Lighting | 313883.4 | 0
Existing | CZ14 | cDXHP | Exterior Lighting | 0 | 0
Existing | CZ14 | cDXHP | Interior Equipment | 268954.85 | 0
Existing | CZ14 | cDXHP | Exterior Equipment | 0 | 0
Existing | CZ14 | cDXHP | Fans | 618641.05 | 0
Existing | CZ14 | cDXHP | Pumps | 0 | 0
Existing | CZ14 | cDXHP | Heat Rejection | 0 | 0
Existing | CZ14 | cDXHP | Humidification | 0 | 0
Existing | CZ14 | cDXHP | Heat Recovery | 0 | 0
Existing | CZ14 | cDXHP | Water Systems | 0 | 47667.71
Existing | CZ14 | cDXHP | Refrigeration | 0 | 0
Existing | CZ14 | cDXHP | Generators | 0 | 0
Existing | CZ14 | cDXHP | Total End Uses | 1950006.07 | 47667.71
Existing | CZ15 | cDXHP | Heating | 24145.12 | 0
Existing | CZ15 | cDXHP | Cooling | 930876.76 | 0
Existing | CZ15 | cDXHP | Interior Lighting | 313883.4 | 0
Existing | CZ15 | cDXHP | Exterior Lighting | 0 | 0
Existing | CZ15 | cDXHP | Interior Equipment | 268954.85 | 0
Existing | CZ15 | cDXHP | Exterior Equipment | 0 | 0
Existing | CZ15 | cDXHP | Fans | 588559.76 | 0
Existing | CZ15 | cDXHP | Pumps | 0 | 0
Existing | CZ15 | cDXHP | Heat Rejection | 0 | 0
Existing | CZ15 | cDXHP | Humidification | 0 | 0
Existing | CZ15 | cDXHP | Heat Recovery | 0 | 0
Existing | CZ15 | cDXHP | Water Systems | 0 | 42529.82
Existing | CZ15 | cDXHP | Refrigeration | 0 | 0
Existing | CZ15 | cDXHP | Generators | 0 | 0
Existing | CZ15 | cDXHP | Total End Uses | 2126419.88 | 42529.82
Existing | CZ16 | cDXHP | Heating | 212278.09 | 0
Existing | CZ16 | cDXHP | Cooling | 434350.32 | 0
Existing | CZ16 | cDXHP | Interior Lighting | 313883.4 | 0
Existing | CZ16 | cDXHP | Exterior Lighting | 0 | 0
Existing | CZ16 | cDXHP | Interior Equipment | 268954.85 | 0
Existing | CZ16 | cDXHP | Exterior Equipment | 0 | 0
Existing | CZ16 | cDXHP | Fans | 642136.3 | 0
Existing | CZ16 | cDXHP | Pumps | 0 | 0
Existing | CZ16 | cDXHP | Heat Rejection | 0 | 0
Existing | CZ16 | cDXHP | Humidification | 0 | 0
Existing | CZ16 | cDXHP | Heat Recovery | 0 | 0
Existing | CZ16 | cDXHP | Water Systems | 0 | 55935.14
Existing | CZ16 | cDXHP | Refrigeration | 0 | 0
Existing | CZ16 | cDXHP | Generators | 0 | 0
Existing | CZ16 | cDXHP | Total End Uses | 1871602.95 | 55935.14
New Construction | CZ01 | cDXHP | Heating | 239563.71 | 0
New Construction | CZ01 | cDXHP | Cooling | 3492.85 | 0
New Construction | CZ01 | cDXHP | Interior Lighting | 157550.42 | 0
New Construction | CZ01 | cDXHP | Exterior Lighting | 0 | 0
New Construction | CZ01 | cDXHP | Interior Equipment | 268954.85 | 0
New Construction | CZ01 | cDXHP | Exterior Equipment | 0 | 0
New Construction | CZ01 | cDXHP | Fans | 384198.71 | 0
New Construction | CZ01 | cDXHP | Pumps | 0 | 0
New Construction | CZ01 | cDXHP | Heat Rejection | 0 | 0
New Construction | CZ01 | cDXHP | Humidification | 0 | 0
New Construction | CZ01 | cDXHP | Heat Recovery | 0 | 0
New Construction | CZ01 | cDXHP | Water Systems | 0 | 61716.23
New Construction | CZ01 | cDXHP | Refrigeration | 0 | 0
New Construction | CZ01 | cDXHP | Generators | 0 | 0
New Construction | CZ01 | cDXHP | Total End Uses | 1053760.54 | 61716.23
New Construction | CZ02 | cDXHP | Heating | 139429.94 | 0
New Construction | CZ02 | cDXHP | Cooling | 137609.62 | 0
New Construction | CZ02 | cDXHP | Interior Lighting | 157550.42 | 0
New Construction | CZ02 | cDXHP | Exterior Lighting | 0 | 0
New Construction | CZ02 | cDXHP | Interior Equipment | 268954.85 | 0
New Construction | CZ02 | cDXHP | Exterior Equipment | 0 | 0
New Construction | CZ02 | cDXHP | Fans | 415418.57 | 0
New Construction | CZ02 | cDXHP | Pumps | 0 | 0
New Construction | CZ02 | cDXHP | Heat Rejection | 0 | 0
New Construction | CZ02 | cDXHP | Humidification | 0 | 0
New Construction | CZ02 | cDXHP | Heat Recovery | 0 | 0
New Construction | CZ02 | cDXHP | Water Systems | 0 | 56811.72
New Construction | CZ02 | cDXHP | Refrigeration | 0 | 0
New Construction | CZ02 | cDXHP | Generators | 0 | 0
New Construction | CZ02 | cDXHP | Total End Uses | 1118963.4 | 56811.72
New Construction | CZ03 | cDXHP | Heating | 99849.62 | 0
New Construction | CZ03 | cDXHP | Cooling | 70452.88 | 0
New Construction | CZ03 | cDXHP | Interior Lighting | 157550.42 | 0
New Construction | CZ03 | cDXHP | Exterior Lighting | 0 | 0
New Construction | CZ03 | cDXHP | Interior Equipment | 268954.85 | 0
New Construction | CZ03 | cDXHP | Exterior Equipment | 0 | 0
New Construction | CZ03 | cDXHP | Fans | 408617.54 | 0
New Construction | CZ03 | cDXHP | Pumps | 0 | 0
New Construction | CZ03 | cDXHP | Heat Rejection | 0 | 0
New Construction | CZ03 | cDXHP | Humidification | 0 | 0
New Construction | CZ03 | cDXHP | Heat Recovery | 0 | 0
New Construction | CZ03 | cDXHP | Water Systems | 0 | 56582.89
New Construction | CZ03 | cDXHP | Refrigeration | 0 | 0
New Construction | CZ03 | cDXHP | Generators | 0 | 0
New Construction | CZ03 | cDXHP | Total End Uses | 1005425.31 | 56582.89
New Construction | CZ04 | cDXHP | Heating | 84969.21 | 0
New Construction | CZ04 | cDXHP | Cooling | 163387.61 | 0
New Construction | CZ04 | cDXHP | Interior Lighting | 157550.42 | 0
New Construction | CZ04 | cDXHP | Exterior Lighting | 0 | 0
New Construction | CZ04 | cDXHP | Interior Equipment | 268954.85 | 0
New Construction | CZ04 | cDXHP | Exterior Equipment | 0 | 0
New Construction | CZ04 | cDXHP | Fans | 418375.41 | 0
New Construction | CZ04 | cDXHP | Pumps | 0 | 0
New Construction | CZ04 | cDXHP | Heat Rejection | 0 | 0
New Construction | CZ04 | cDXHP | Humidification | 0 | 0
New Construction | CZ04 | cDXHP | Heat Recovery | 0 | 0
New Construction | CZ04 | cDXHP | Water Systems | 0 | 54723.08
New Construction | CZ04 | cDXHP | Refrigeration | 0 | 0
New Construction | CZ04 | cDXHP | Generators | 0 | 0
New Construction | CZ04 | cDXHP | Total End Uses | 1093237.49 | 54723.08
New Construction | CZ05 | cDXHP | Heating | 93523.94 | 0
New Construction | CZ05 | cDXHP | Cooling | 93391.31 | 0
New Construction | CZ05 | cDXHP | Interior Lighting | 157550.42 | 0
New Construction | CZ05 | cDXHP | Exterior Lighting | 0 | 0
New Construction | CZ05 | cDXHP | Interior Equipment | 268954.85 | 0
New Construction | CZ05 | cDXHP | Exterior Equipment | 0 | 0
New Construction | CZ05 | cDXHP | Fans | 408070.85 | 0
New Construction | CZ05 | cDXHP | Pumps | 0 | 0
New Construction | CZ05 | cDXHP | Heat Rejection | 0 | 0
New Construction | CZ05 | cDXHP | Humidification | 0 | 0
New Construction | CZ05 | cDXHP | Heat Recovery | 0 | 0
New Construction | CZ05 | cDXHP | Water Systems | 0 | 56587.52
New Construction | CZ05 | cDXHP | Refrigeration | 0 | 0
New Construction | CZ05 | cDXHP | Generators | 0 | 0
New Construction | CZ05 | cDXHP | Total End Uses | 1021491.37 | 56587.52
New Construction | CZ06 | cDXHP | Heating | 26328.44 | 0
New Construction | CZ06 | cDXHP | Cooling | 142220 | 0
New Construction | CZ06 | cDXHP | Interior Lighting | 157550.42 | 0
New Construction | CZ06 | cDXHP | Exterior Lighting | 0 | 0
New Construction | CZ06 | cDXHP | Interior Equipment | 268954.85 | 0
New Construction | CZ06 | cDXHP | Exterior Equipment | 0 | 0
New Construction | CZ06 | cDXHP | Fans | 428103.91 | 0
New Construction | CZ06 | cDXHP | Pumps | 0 | 0
New Construction | CZ06 | cDXHP | Heat Rejection | 0 | 0
New Construction | CZ06 | cDXHP | Humidification | 0 | 0
New Construction | CZ06 | cDXHP | Heat Recovery | 0 | 0
New Construction | CZ06 | cDXHP | Water Systems | 0 | 52290.98
New Construction | CZ06 | cDXHP | Refrigeration | 0 | 0
New Construction | CZ06 | cDXHP | Generators | 0 | 0
New Construction | CZ06 | cDXHP | Total End Uses | 1023157.62 | 52290.98
New Construction | CZ07 | cDXHP | Heating | 24618.49 | 0
New Construction | CZ07 | cDXHP | Cooling | 167761.67 | 0
New Construction | CZ07 | cDXHP | Interior Lighting | 157550.42 | 0
New Construction | CZ07 | cDXHP | Exterior Lighting | 0 | 0
New Construction | CZ07 | cDXHP | Interior Equipment | 268954.85 | 0
New Construction | CZ07 | cDXHP | Exterior Equipment | 0 | 0
New Construction | CZ07 | cDXHP | Fans | 423285.81 | 0
New Construction | CZ07 | cDXHP | Pumps | 0 | 0
New Construction | CZ07 | cDXHP | Heat Rejection | 0 | 0
New Construction | CZ07 | cDXHP | Humidification | 0 | 0
New Construction | CZ07 | cDXHP | Heat Recovery | 0 | 0
New Construction | CZ07 | cDXHP | Water Systems | 0 | 51604.65
New Construction | CZ07 | cDXHP | Refrigeration | 0 | 0
New Construction | CZ07 | cDXHP | Generators | 0 | 0
New Construction | CZ07 | cDXHP | Total End Uses | 1042171.23 | 51604.65
New Construction | CZ08 | cDXHP | Heating | 34094.16 | 0
New Construction | CZ08 | cDXHP | Cooling | 224020.99 | 0
New Construction | CZ08 | cDXHP | Interior Lighting | 157550.42 | 0
New Construction | CZ08 | cDXHP | Exterior Lighting | 0 | 0
New Construction | CZ08 | cDXHP | Interior Equipment | 268954.85 | 0
New Construction | CZ08 | cDXHP | Exterior Equipment | 0 | 0
New Construction | CZ08 | cDXHP | Fans | 435028.4 | 0
New Construction | CZ08 | cDXHP | Pumps | 0 | 0
New Construction | CZ08 | cDXHP | Heat Rejection | 0 | 0
New Construction | CZ08 | cDXHP | Humidification | 0 | 0
New Construction | CZ08 | cDXHP | Heat Recovery | 0 | 0
New Construction | CZ08 | cDXHP | Water Systems | 0 | 51548.94
New Construction | CZ08 | cDXHP | Refrigeration | 0 | 0
New Construction | CZ08 | cDXHP | Generators | 0 | 0
New Construction | CZ08 | cDXHP | Total End Uses | 1119648.82 | 51548.94
New Construction | CZ09 | cDXHP | Heating | 26491.72 | 0
New Construction | CZ09 | cDXHP | Cooling | 248196.74 | 0
New Construction | CZ09 | cDXHP | Interior Lighting | 157550.42 | 0
New Construction | CZ09 | cDXHP | Exterior Lighting | 0 | 0
New Construction | CZ09 | cDXHP | Interior Equipment | 268954.85 | 0
New Construction | CZ09 | cDXHP | Exterior Equipment | 0 | 0
New Construction | CZ09 | cDXHP | Fans | 430694.77 | 0
New Construction | CZ09 | cDXHP | Pumps | 0 | 0
New Construction | CZ09 | cDXHP | Heat Rejection | 0 | 0
New Construction | CZ09 | cDXHP | Humidification | 0 | 0
New Construction | CZ09 | cDXHP | Heat Recovery | 0 | 0
New Construction | CZ09 | cDXHP | Water Systems | 0 | 50872.77
New Construction | CZ09 | cDXHP | Refrigeration | 0 | 0
New Construction | CZ09 | cDXHP | Generators | 0 | 0
New Construction | CZ09 | cDXHP | Total End Uses | 1131888.49 | 50872.77
New Construction | CZ10 | cDXHP | Heating | 54332.67 | 0
New Construction | CZ10 | cDXHP | Cooling | 370140.47 | 0
New Construction | CZ10 | cDXHP | Interior Lighting | 157550.42 | 0
New Construction | CZ10 | cDXHP | Exterior Lighting | 0 | 0
New Construction | CZ10 | cDXHP | Interior Equipment | 268954.85 | 0
New Construction | CZ10 | cDXHP | Exterior Equipment | 0 | 0
New Construction | CZ10 | cDXHP | Fans | 443380.22 | 0
New Construction | CZ10 | cDXHP | Pumps | 0 | 0
New Construction | CZ10 | cDXHP | Heat Rejection | 0 | 0
New Construction | CZ10 | cDXHP | Humidification | 0 | 0
New Construction | CZ10 | cDXHP | Heat Recovery | 0 | 0
New Construction | CZ10 | cDXHP | Water Systems | 0 | 50494.13
New Construction | CZ10 | cDXHP | Refrigeration | 0 | 0
New Construction | CZ10 | cDXHP | Generators | 0 | 0
New Construction | CZ10 | cDXHP | Total End Uses | 1294358.62 | 50494.13
New Construction | CZ11 | cDXHP | Heating | 131625.16 | 0
New Construction | CZ11 | cDXHP | Cooling | 400561.29 | 0
New Construction | CZ11 | cDXHP | Interior Lighting | 157550.42 | 0
New Construction | CZ11 | cDXHP | Exterior Lighting | 0 | 0
New Construction | CZ11 | cDXHP | Interior Equipment | 268954.85 | 0
New Construction | CZ11 | cDXHP | Exterior Equipment | 0 | 0
New Construction | CZ11 | cDXHP | Fans | 445641.38 | 0
New Construction | CZ11 | cDXHP | Pumps | 0 | 0
New Construction | CZ11 | cDXHP | Heat Rejection | 0 | 0
New Construction | CZ11 | cDXHP | Humidification | 0 | 0
New Construction | CZ11 | cDXHP | Heat Recovery | 0 | 0
New Construction | CZ11 | cDXHP | Water Systems | 0 | 51599.01
New Construction | CZ11 | cDXHP | Refrigeration | 0 | 0
New Construction | CZ11 | cDXHP | Generators | 0 | 0
New Construction | CZ11 | cDXHP | Total End Uses | 1404333.09 | 51599.01
New Construction | CZ12 | cDXHP | Heating | 121793.05 | 0
New Construction | CZ12 | cDXHP | Cooling | 320885.77 | 0
New Construction | CZ12 | cDXHP | Interior Lighting | 157550.42 | 0
New Construction | CZ12 | cDXHP | Exterior Lighting | 0 | 0
New Construction | CZ12 | cDXHP | Interior Equipment | 268954.85 | 0
New Construction | CZ12 | cDXHP | Exterior Equipment | 0 | 0
New Construction | CZ12 | cDXHP | Fans | 430793.66 | 0
New Construction | CZ12 | cDXHP | Pumps | 0 | 0
New Construction | CZ12 | cDXHP | Heat Rejection | 0 | 0
New Construction | CZ12 | cDXHP | Humidification | 0 | 0
New Construction | CZ12 | cDXHP | Heat Recovery | 0 | 0
New Construction | CZ12 | cDXHP | Water Systems | 0 | 53012.54
New Construction | CZ12 | cDXHP | Refrigeration | 0 | 0
New Construction | CZ12 | cDXHP | Generators | 0 | 0
New Construction | CZ12 | cDXHP | Total End Uses | 1299977.75 | 53012.54
New Construction | CZ13 | cDXHP | Heating | 107562 | 0
New Construction | CZ13 | cDXHP | Cooling | 440670.3 | 0
New Construction | CZ13 | cDXHP | Interior Lighting | 157550.42 | 0
New Construction | CZ13 | cDXHP | Exterior Lighting | 0 | 0
New Construction | CZ13 | cDXHP | Interior Equipment | 268954.85 | 0
New Construction | CZ13 | cDXHP | Exterior Equipment | 0 | 0
New Construction | CZ13 | cDXHP | Fans | 443928.04 | 0
New Construction | CZ13 | cDXHP | Pumps | 0 | 0
New Construction | CZ13 | cDXHP | Heat Rejection | 0 | 0
New Construction | CZ13 | cDXHP | Humidification | 0 | 0
New Construction | CZ13 | cDXHP | Heat Recovery | 0 | 0
New Construction | CZ13 | cDXHP | Water Systems | 0 | 50189.97
New Construction | CZ13 | cDXHP | Refrigeration | 0 | 0
New Construction | CZ13 | cDXHP | Generators | 0 | 0
New Construction | CZ13 | cDXHP | Total End Uses | 1418665.6 | 50189.97
New Construction | CZ14 | cDXHP | Heating | 71007.07 | 0
New Construction | CZ14 | cDXHP | Cooling | 572988.19 | 0
New Construction | CZ14 | cDXHP | Interior Lighting | 157550.42 | 0
New Construction | CZ14 | cDXHP | Exterior Lighting | 0 | 0
New Construction | CZ14 | cDXHP | Interior Equipment | 268954.85 | 0
New Construction | CZ14 | cDXHP | Exterior Equipment | 0 | 0
New Construction | CZ14 | cDXHP | Fans | 478985.04 | 0
New Construction | CZ14 | cDXHP | Pumps | 0 | 0
New Construction | CZ14 | cDXHP | Heat Rejection | 0 | 0
New Construction | CZ14 | cDXHP | Humidification | 0 | 0
New Construction | CZ14 | cDXHP | Heat Recovery | 0 | 0
New Construction | CZ14 | cDXHP | Water Systems | 0 | 47533.19
New Construction | CZ14 | cDXHP | Refrigeration | 0 | 0
New Construction | CZ14 | cDXHP | Generators | 0 | 0
New Construction | CZ14 | cDXHP | Total End Uses | 1549485.56 | 47533.19
New Construction | CZ15 | cDXHP | Heating | 22732.24 | 0
New Construction | CZ15 | cDXHP | Cooling | 781943.63 | 0
New Construction | CZ15 | cDXHP | Interior Lighting | 157550.42 | 0
New Construction | CZ15 | cDXHP | Exterior Lighting | 0 | 0
New Construction | CZ15 | cDXHP | Interior Equipment | 268954.85 | 0
New Construction | CZ15 | cDXHP | Exterior Equipment | 0 | 0
New Construction | CZ15 | cDXHP | Fans | 455061.38 | 0
New Construction | CZ15 | cDXHP | Pumps | 0 | 0
New Construction | CZ15 | cDXHP | Heat Rejection | 0 | 0
New Construction | CZ15 | cDXHP | Humidification | 0 | 0
New Construction | CZ15 | cDXHP | Heat Recovery | 0 | 0
New Construction | CZ15 | cDXHP | Water Systems | 0 | 42416.28
New Construction | CZ15 | cDXHP | Refrigeration | 0 | 0
New Construction | CZ15 | cDXHP | Generators | 0 | 0
New Construction | CZ15 | cDXHP | Total End Uses | 1686242.52 | 42416.28
New Construction | CZ16 | cDXHP | Heating | 193999.59 | 0
New Construction | CZ16 | cDXHP | Cooling | 369847.64 | 0
New Construction | CZ16 | cDXHP | Interior Lighting | 157550.42 | 0
New Construction | CZ16 | cDXHP | Exterior Lighting | 0 | 0
New Construction | CZ16 | cDXHP | Interior Equipment | 268954.85 | 0
New Construction | CZ16 | cDXHP | Exterior Equipment | 0 | 0
New Construction | CZ16 | cDXHP | Fans | 502774.89 | 0
New Construction | CZ16 | cDXHP | Pumps | 0 | 0
New Construction | CZ16 | cDXHP | Heat Rejection | 0 | 0
New Construction | CZ16 | cDXHP | Humidification | 0 | 0
New Construction | CZ16 | cDXHP | Heat Recovery | 0 | 0
New Construction | CZ16 | cDXHP | Water Systems | 0 | 55994.17
New Construction | CZ16 | cDXHP | Refrigeration | 0 | 0
New Construction | CZ16 | cDXHP | Generators | 0 | 0
New Construction | CZ16 | cDXHP | Total End Uses | 1493127.38 | 55994.17
Existing | CZ01 | cDXOH | Heating | 0 | 0
Existing | CZ01 | cDXOH | Cooling | 4068.5 | 0
Existing | CZ01 | cDXOH | Interior Lighting | 313883.4 | 0
Existing | CZ01 | cDXOH | Exterior Lighting | 0 | 0
Existing | CZ01 | cDXOH | Interior Equipment | 268954.85 | 0
Existing | CZ01 | cDXOH | Exterior Equipment | 0 | 0
Existing | CZ01 | cDXOH | Fans | 474958.85 | 0
Existing | CZ01 | cDXOH | Pumps | 0 | 0
Existing | CZ01 | cDXOH | Heat Rejection | 0 | 0
Existing | CZ01 | cDXOH | Humidification | 0 | 0
Existing | CZ01 | cDXOH | Heat Recovery | 0 | 0
Existing | CZ01 | cDXOH | Water Systems | 0 | 61650.16
Existing | CZ01 | cDXOH | Refrigeration | 0 | 0
Existing | CZ01 | cDXOH | Generators | 0 | 0
Existing | CZ01 | cDXOH | Total End Uses | 1061865.6 | 61650.16
Existing | CZ02 | cDXOH | Heating | 0 | 0
Existing | CZ02 | cDXOH | Cooling | 162876.19 | 0
Existing | CZ02 | cDXOH | Interior Lighting | 313883.4 | 0
Existing | CZ02 | cDXOH | Exterior Lighting | 0 | 0
Existing | CZ02 | cDXOH | Interior Equipment | 268954.85 | 0
Existing | CZ02 | cDXOH | Exterior Equipment | 0 | 0
Existing | CZ02 | cDXOH | Fans | 537354.54 | 0
Existing | CZ02 | cDXOH | Pumps | 0 | 0
Existing | CZ02 | cDXOH | Heat Rejection | 0 | 0
Existing | CZ02 | cDXOH | Humidification | 0 | 0
Existing | CZ02 | cDXOH | Heat Recovery | 0 | 0
Existing | CZ02 | cDXOH | Water Systems | 0 | 56803.73
Existing | CZ02 | cDXOH | Refrigeration | 0 | 0
Existing | CZ02 | cDXOH | Generators | 0 | 0
Existing | CZ02 | cDXOH | Total End Uses | 1283068.98 | 56803.73
Existing | CZ03 | cDXOH | Heating | 0 | 0
Existing | CZ03 | cDXOH | Cooling | 84051.2 | 0
Existing | CZ03 | cDXOH | Interior Lighting | 313883.4 | 0
Existing | CZ03 | cDXOH | Exterior Lighting | 0 | 0
Existing | CZ03 | cDXOH | Interior Equipment | 268954.85 | 0
Existing | CZ03 | cDXOH | Exterior Equipment | 0 | 0
Existing | CZ03 | cDXOH | Fans | 509307.84 | 0
Existing | CZ03 | cDXOH | Pumps | 0 | 0
Existing | CZ03 | cDXOH | Heat Rejection | 0 | 0
Existing | CZ03 | cDXOH | Humidification | 0 | 0
Existing | CZ03 | cDXOH | Heat Recovery | 0 | 0
Existing | CZ03 | cDXOH | Water Systems | 0 | 56578.21
Existing | CZ03 | cDXOH | Refrigeration | 0 | 0
Existing | CZ03 | cDXOH | Generators | 0 | 0
Existing | CZ03 | cDXOH | Total End Uses | 1176197.3 | 56578.21
Existing | CZ04 | cDXOH | Heating | 0 | 0
Existing | CZ04 | cDXOH | Cooling | 197620.82 | 0
Existing | CZ04 | cDXOH | Interior Lighting | 313883.4 | 0
Existing | CZ04 | cDXOH | Exterior Lighting | 0 | 0
Existing | CZ04 | cDXOH | Interior Equipment | 268954.85 | 0
Existing | CZ04 | cDXOH | Exterior Equipment | 0 | 0
Existing | CZ04 | cDXOH | Fans | 534427.38 | 0
Existing | CZ04 | cDXOH | Pumps | 0 | 0
Existing | CZ04 | cDXOH | Heat Rejection | 0 | 0
Existing | CZ04 | cDXOH | Humidification | 0 | 0
Existing | CZ04 | cDXOH | Heat Recovery | 0 | 0
Existing | CZ04 | cDXOH | Water Systems | 0 | 54706.55
Existing | CZ04 | cDXOH | Refrigeration | 0 | 0
Existing | CZ04 | cDXOH | Generators | 0 | 0
Existing | CZ04 | cDXOH | Total End Uses | 1314886.46 | 54706.55
Existing | CZ05 | cDXOH | Heating | 0 | 0
Existing | CZ05 | cDXOH | Cooling | 111439.63 | 0
Existing | CZ05 | cDXOH | Interior Lighting | 313883.4 | 0
Existing | CZ05 | cDXOH | Exterior Lighting | 0 | 0
Existing | CZ05 | cDXOH | Interior Equipment | 268954.85 | 0
Existing | CZ05 | cDXOH | Exterior Equipment | 0 | 0
Existing | CZ05 | cDXOH | Fans | 512939.23 | 0
Existing | CZ05 | cDXOH | Pumps | 0 | 0
Existing | CZ05 | cDXOH | Heat Rejection | 0 | 0
Existing | CZ05 | cDXOH | Humidification | 0 | 0
Existing | CZ05 | cDXOH | Heat Recovery | 0 | 0
Existing | CZ05 | cDXOH | Water Systems | 0 | 56573.67
Existing | CZ05 | cDXOH | Refrigeration | 0 | 0
Existing | CZ05 | cDXOH | Generators | 0 | 0
Existing | CZ05 | cDXOH | Total End Uses | 1207217.11 | 56573.67
Existing | CZ06 | cDXOH | Heating | 0 | 0
Existing | CZ06 | cDXOH | Cooling | 184204.83 | 0
Existing | CZ06 | cDXOH | Interior Lighting | 313883.4 | 0
Existing | CZ06 | cDXOH | Exterior Lighting | 0 | 0
Existing | CZ06 | cDXOH | Interior Equipment | 268954.85 | 0
Existing | CZ06 | cDXOH | Exterior Equipment | 0 | 0
Existing | CZ06 | cDXOH | Fans | 523431.51 | 0
Existing | CZ06 | cDXOH | Pumps | 0 | 0
Existing | CZ06 | cDXOH | Heat Rejection | 0 | 0
Existing | CZ06 | cDXOH | Humidification | 0 | 0
Existing | CZ06 | cDXOH | Heat Recovery | 0 | 0
Existing | CZ06 | cDXOH | Water Systems | 0 | 52273.52
Existing | CZ06 | cDXOH | Refrigeration | 0 | 0
Existing | CZ06 | cDXOH | Generators | 0 | 0
Existing | CZ06 | cDXOH | Total End Uses | 1290474.59 | 52273.52
Existing | CZ07 | cDXOH | Heating | 0 | 0
Existing | CZ07 | cDXOH | Cooling | 212282.13 | 0
Existing | CZ07 | cDXOH | Interior Lighting | 313883.4 | 0
Existing | CZ07 | cDXOH | Exterior Lighting | 0 | 0
Existing | CZ07 | cDXOH | Interior Equipment | 268954.85 | 0
Existing | CZ07 | cDXOH | Exterior Equipment | 0 | 0
Existing | CZ07 | cDXOH | Fans | 515151.2 | 0
Existing | CZ07 | cDXOH | Pumps | 0 | 0
Existing | CZ07 | cDXOH | Heat Rejection | 0 | 0
Existing | CZ07 | cDXOH | Humidification | 0 | 0
Existing | CZ07 | cDXOH | Heat Recovery | 0 | 0
Existing | CZ07 | cDXOH | Water Systems | 0 | 51635.63
Existing | CZ07 | cDXOH | Refrigeration | 0 | 0
Existing | CZ07 | cDXOH | Generators | 0 | 0
Existing | CZ07 | cDXOH | Total End Uses | 1310271.57 | 51635.63
Existing | CZ08 | cDXOH | Heating | 0 | 0
Existing | CZ08 | cDXOH | Cooling | 271528.27 | 0
Existing | CZ08 | cDXOH | Interior Lighting | 313883.4 | 0
Existing | CZ08 | cDXOH | Exterior Lighting | 0 | 0
Existing | CZ08 | cDXOH | Interior Equipment | 268954.85 | 0
Existing | CZ08 | cDXOH | Exterior Equipment | 0 | 0
Existing | CZ08 | cDXOH | Fans | 539919.1 | 0
Existing | CZ08 | cDXOH | Pumps | 0 | 0
Existing | CZ08 | cDXOH | Heat Rejection | 0 | 0
Existing | CZ08 | cDXOH | Humidification | 0 | 0
Existing | CZ08 | cDXOH | Heat Recovery | 0 | 0
Existing | CZ08 | cDXOH | Water Systems | 0 | 51561.33
Existing | CZ08 | cDXOH | Refrigeration | 0 | 0
Existing | CZ08 | cDXOH | Generators | 0 | 0
Existing | CZ08 | cDXOH | Total End Uses | 1394285.62 | 51561.33
Existing | CZ09 | cDXOH | Heating | 0 | 0
Existing | CZ09 | cDXOH | Cooling | 316334.58 | 0
Existing | CZ09 | cDXOH | Interior Lighting | 313883.4 | 0
Existing | CZ09 | cDXOH | Exterior Lighting | 0 | 0
Existing | CZ09 | cDXOH | Interior Equipment | 268954.85 | 0
Existing | CZ09 | cDXOH | Exterior Equipment | 0 | 0
Existing | CZ09 | cDXOH | Fans | 567089.33 | 0
Existing | CZ09 | cDXOH | Pumps | 0 | 0
Existing | CZ09 | cDXOH | Heat Rejection | 0 | 0
Existing | CZ09 | cDXOH | Humidification | 0 | 0
Existing | CZ09 | cDXOH | Heat Recovery | 0 | 0
Existing | CZ09 | cDXOH | Water Systems | 0 | 50876.32
Existing | CZ09 | cDXOH | Refrigeration | 0 | 0
Existing | CZ09 | cDXOH | Generators | 0 | 0
Existing | CZ09 | cDXOH | Total End Uses | 1466262.16 | 50876.32
Existing | CZ10 | cDXOH | Heating | 0 | 0
Existing | CZ10 | cDXOH | Cooling | 434127.41 | 0
Existing | CZ10 | cDXOH | Interior Lighting | 313883.4 | 0
Existing | CZ10 | cDXOH | Exterior Lighting | 0 | 0
Existing | CZ10 | cDXOH | Interior Equipment | 268954.85 | 0
Existing | CZ10 | cDXOH | Exterior Equipment | 0 | 0
Existing | CZ10 | cDXOH | Fans | 558723.21 | 0
Existing | CZ10 | cDXOH | Pumps | 0 | 0
Existing | CZ10 | cDXOH | Heat Rejection | 0 | 0
Existing | CZ10 | cDXOH | Humidification | 0 | 0
Existing | CZ10 | cDXOH | Heat Recovery | 0 | 0
Existing | CZ10 | cDXOH | Water Systems | 0 | 50480.91
Existing | CZ10 | cDXOH | Refrigeration | 0 | 0
Existing | CZ10 | cDXOH | Generators | 0 | 0
Existing | CZ10 | cDXOH | Total End Uses | 1575688.87 | 50480.91
Existing | CZ11 | cDXOH | Heating | 0 | 0
Existing | CZ11 | cDXOH | Cooling | 475711.11 | 0
Existing | CZ11 | cDXOH | Interior Lighting | 313883.4 | 0
Existing | CZ11 | cDXOH | Exterior Lighting | 0 | 0
Existing | CZ11 | cDXOH | Interior Equipment | 268954.85 | 0
Existing | CZ11 | cDXOH | Exterior Equipment | 0 | 0
Existing | CZ11 | cDXOH | Fans | 593440.16 | 0
Existing | CZ11 | cDXOH | Pumps | 0 | 0
Existing | CZ11 | cDXOH | Heat Rejection | 0 | 0
Existing | CZ11 | cDXOH | Humidification | 0 | 0
Existing | CZ11 | cDXOH | Heat Recovery | 0 | 0
Existing | CZ11 | cDXOH | Water Systems | 0 | 51588.87
Existing | CZ11 | cDXOH | Refrigeration | 0 | 0
Existing | CZ11 | cDXOH | Generators | 0 | 0
Existing | CZ11 | cDXOH | Total End Uses | 1651989.52 | 51588.87
Existing | CZ12 | cDXOH | Heating | 0 | 0
Existing | CZ12 | cDXOH | Cooling | 381239.26 | 0
Existing | CZ12 | cDXOH | Interior Lighting | 313883.4 | 0
Existing | CZ12 | cDXOH | Exterior Lighting | 0 | 0
Existing | CZ12 | cDXOH | Interior Equipment | 268954.85 | 0
Existing | CZ12 | cDXOH | Exterior Equipment | 0 | 0
Existing | CZ12 | cDXOH | Fans | 566086.8 | 0
Existing | CZ12 | cDXOH | Pumps | 0 | 0
Existing | CZ12 | cDXOH | Heat Rejection | 0 | 0
Existing | CZ12 | cDXOH | Humidification | 0 | 0
Existing | CZ12 | cDXOH | Heat Recovery | 0 | 0
Existing | CZ12 | cDXOH | Water Systems | 0 | 52968.86
Existing | CZ12 | cDXOH | Refrigeration | 0 | 0
Existing | CZ12 | cDXOH | Generators | 0 | 0
Existing | CZ12 | cDXOH | Total End Uses | 1530164.32 | 52968.86
Existing | CZ13 | cDXOH | Heating | 0 | 0
Existing | CZ13 | cDXOH | Cooling | 523648.56 | 0
Existing | CZ13 | cDXOH | Interior Lighting | 313883.4 | 0
Existing | CZ13 | cDXOH | Exterior Lighting | 0 | 0
Existing | CZ13 | cDXOH | Interior Equipment | 268954.85 | 0
Existing | CZ13 | cDXOH | Exterior Equipment | 0 | 0
Existing | CZ13 | cDXOH | Fans | 580868.3 | 0
Existing | CZ13 | cDXOH | Pumps | 0 | 0
Existing | CZ13 | cDXOH | Heat Rejection | 0 | 0
Existing | CZ13 | cDXOH | Humidification | 0 | 0
Existing | CZ13 | cDXOH | Heat Recovery | 0 | 0
Existing | CZ13 | cDXOH | Water Systems | 0 | 50138.05
Existing | CZ13 | cDXOH | Refrigeration | 0 | 0
Existing | CZ13 | cDXOH | Generators | 0 | 0
Existing | CZ13 | cDXOH | Total End Uses | 1687355.11 | 50138.05
Existing | CZ14 | cDXOH | Heating | 0 | 0
Existing | CZ14 | cDXOH | Cooling | 672971.96 | 0
Existing | CZ14 | cDXOH | Interior Lighting | 313883.4 | 0
Existing | CZ14 | cDXOH | Exterior Lighting | 0 | 0
Existing | CZ14 | cDXOH | Interior Equipment | 268954.85 | 0
Existing | CZ14 | cDXOH | Exterior Equipment | 0 | 0
Existing | CZ14 | cDXOH | Fans | 622596.53 | 0
Existing | CZ14 | cDXOH | Pumps | 0 | 0
Existing | CZ14 | cDXOH | Heat Rejection | 0 | 0
Existing | CZ14 | cDXOH | Humidification | 0 | 0
Existing | CZ14 | cDXOH | Heat Recovery | 0 | 0
Existing | CZ14 | cDXOH | Water Systems | 0 | 47663.97
Existing | CZ14 | cDXOH | Refrigeration | 0 | 0
Existing | CZ14 | cDXOH | Generators | 0 | 0
Existing | CZ14 | cDXOH | Total End Uses | 1878406.74 | 47663.97
Existing | CZ15 | cDXOH | Heating | 0 | 0
Existing | CZ15 | cDXOH | Cooling | 929153.89 | 0
Existing | CZ15 | cDXOH | Interior Lighting | 313883.4 | 0
Existing | CZ15 | cDXOH | Exterior Lighting | 0 | 0
Existing | CZ15 | cDXOH | Interior Equipment | 268954.85 | 0
Existing | CZ15 | cDXOH | Exterior Equipment | 0 | 0
Existing | CZ15 | cDXOH | Fans | 588792.12 | 0
Existing | CZ15 | cDXOH | Pumps | 0 | 0
Existing | CZ15 | cDXOH | Heat Rejection | 0 | 0
Existing | CZ15 | cDXOH | Humidification | 0 | 0
Existing | CZ15 | cDXOH | Heat Recovery | 0 | 0
Existing | CZ15 | cDXOH | Water Systems | 0 | 42527.4
Existing | CZ15 | cDXOH | Refrigeration | 0 | 0
Existing | CZ15 | cDXOH | Generators | 0 | 0
Existing | CZ15 | cDXOH | Total End Uses | 2100784.26 | 42527.4
Existing | CZ16 | cDXOH | Heating | 0 | 0
Existing | CZ16 | cDXOH | Cooling | 429554.08 | 0
Existing | CZ16 | cDXOH | Interior Lighting | 313883.4 | 0
Existing | CZ16 | cDXOH | Exterior Lighting | 0 | 0
Existing | CZ16 | cDXOH | Interior Equipment | 268954.85 | 0
Existing | CZ16 | cDXOH | Exterior Equipment | 0 | 0
Existing | CZ16 | cDXOH | Fans | 680998 | 0
Existing | CZ16 | cDXOH | Pumps | 0 | 0
Existing | CZ16 | cDXOH | Heat Rejection | 0 | 0
Existing | CZ16 | cDXOH | Humidification | 0 | 0
Existing | CZ16 | cDXOH | Heat Recovery | 0 | 0
Existing | CZ16 | cDXOH | Water Systems | 0 | 55922.01
Existing | CZ16 | cDXOH | Refrigeration | 0 | 0
Existing | CZ16 | cDXOH | Generators | 0 | 0
Existing | CZ16 | cDXOH | Total End Uses | 1693390.33 | 55922.01
New Construction | CZ01 | cDXOH | Heating | 0 | 0
New Construction | CZ01 | cDXOH | Cooling | 3072.72 | 0
New Construction | CZ01 | cDXOH | Interior Lighting | 157550.42 | 0
New Construction | CZ01 | cDXOH | Exterior Lighting | 0 | 0
New Construction | CZ01 | cDXOH | Interior Equipment | 268954.85 | 0
New Construction | CZ01 | cDXOH | Exterior Equipment | 0 | 0
New Construction | CZ01 | cDXOH | Fans | 393113.78 | 0
New Construction | CZ01 | cDXOH | Pumps | 0 | 0
New Construction | CZ01 | cDXOH | Heat Rejection | 0 | 0
New Construction | CZ01 | cDXOH | Humidification | 0 | 0
New Construction | CZ01 | cDXOH | Heat Recovery | 0 | 0
New Construction | CZ01 | cDXOH | Water Systems | 0 | 61639.74
New Construction | CZ01 | cDXOH | Refrigeration | 0 | 0
New Construction | CZ01 | cDXOH | Generators | 0 | 0
New Construction | CZ01 | cDXOH | Total End Uses | 822691.77 | 61639.74
New Construction | CZ02 | cDXOH | Heating | 0 | 0
New Construction | CZ02 | cDXOH | Cooling | 133194.69 | 0
New Construction | CZ02 | cDXOH | Interior Lighting | 157550.42 | 0
New Construction | CZ02 | cDXOH | Exterior Lighting | 0 | 0
New Construction | CZ02 | cDXOH | Interior Equipment | 268954.85 | 0
New Construction | CZ02 | cDXOH | Exterior Equipment | 0 | 0
New Construction | CZ02 | cDXOH | Fans | 421155.75 | 0
New Construction | CZ02 | cDXOH | Pumps | 0 | 0
New Construction | CZ02 | cDXOH | Heat Rejection | 0 | 0
New Construction | CZ02 | cDXOH | Humidification | 0 | 0
New Construction | CZ02 | cDXOH | Heat Recovery | 0 | 0
New Construction | CZ02 | cDXOH | Water Systems | 0 | 56760.08
New Construction | CZ02 | cDXOH | Refrigeration | 0 | 0
New Construction | CZ02 | cDXOH | Generators | 0 | 0
New Construction | CZ02 | cDXOH | Total End Uses | 980855.7 | 56760.08
New Construction | CZ03 | cDXOH | Heating | 0 | 0
New Construction | CZ03 | cDXOH | Cooling | 68298.45 | 0
New Construction | CZ03 | cDXOH | Interior Lighting | 157550.42 | 0
New Construction | CZ03 | cDXOH | Exterior Lighting | 0 | 0
New Construction | CZ03 | cDXOH | Interior Equipment | 268954.85 | 0
New Construction | CZ03 | cDXOH | Exterior Equipment | 0 | 0
New Construction | CZ03 | cDXOH | Fans | 410947.48 | 0
New Construction | CZ03 | cDXOH | Pumps | 0 | 0
New Construction | CZ03 | cDXOH | Heat Rejection | 0 | 0
New Construction | CZ03 | cDXOH | Humidification | 0 | 0
New Construction | CZ03 | cDXOH | Heat Recovery | 0 | 0
New Construction | CZ03 | cDXOH | Water Systems | 0 | 56521.52
New Construction | CZ03 | cDXOH | Refrigeration | 0 | 0
New Construction | CZ03 | cDXOH | Generators | 0 | 0
New Construction | CZ03 | cDXOH | Total End Uses | 905751.19 | 56521.52
New Construction | CZ04 | cDXOH | Heating | 0 | 0
New Construction | CZ04 | cDXOH | Cooling | 160449.21 | 0
New Construction | CZ04 | cDXOH | Interior Lighting | 157550.42 | 0
New Construction | CZ04 | cDXOH | Exterior Lighting | 0 | 0
New Construction | CZ04 | cDXOH | Interior Equipment | 268954.85 | 0
New Construction | CZ04 | cDXOH | Exterior Equipment | 0 | 0
New Construction | CZ04 | cDXOH | Fans | 420006.9 | 0
New Construction | CZ04 | cDXOH | Pumps | 0 | 0
New Construction | CZ04 | cDXOH | Heat Rejection | 0 | 0
New Construction | CZ04 | cDXOH | Humidification | 0 | 0
New Construction | CZ04 | cDXOH | Heat Recovery | 0 | 0
New Construction | CZ04 | cDXOH | Water Systems | 0 | 54686.8
New Construction | CZ04 | cDXOH | Refrigeration | 0 | 0
New Construction | CZ04 | cDXOH | Generators | 0 | 0
New Construction | CZ04 | cDXOH | Total End Uses | 1006961.38 | 54686.8
New Construction | CZ05 | cDXOH | Heating | 0 | 0
New Construction | CZ05 | cDXOH | Cooling | 88149.14 | 0
New Construction | CZ05 | cDXOH | Interior Lighting | 157550.42 | 0
New Construction | CZ05 | cDXOH | Exterior Lighting | 0 | 0
New Construction | CZ05 | cDXOH | Interior Equipment | 268954.85 | 0
New Construction | CZ05 | cDXOH | Exterior Equipment | 0 | 0
New Construction | CZ05 | cDXOH | Fans | 411122.24 | 0
New Construction | CZ05 | cDXOH | Pumps | 0 | 0
New Construction | CZ05 | cDXOH | Heat Rejection | 0 | 0
New Construction | CZ05 | cDXOH | Humidification | 0 | 0
New Construction | CZ05 | cDXOH | Heat Recovery | 0 | 0
New Construction | CZ05 | cDXOH | Water Systems | 0 | 56560.74
New Construction | CZ05 | cDXOH | Refrigeration | 0 | 0
New Construction | CZ05 | cDXOH | Generators | 0 | 0
New Construction | CZ05 | cDXOH | Total End Uses | 925776.65 | 56560.74
New Construction | CZ06 | cDXOH | Heating | 0 | 0
New Construction | CZ06 | cDXOH | Cooling | 149417.71 | 0
New Construction | CZ06 | cDXOH | Interior Lighting | 157550.42 | 0
New Construction | CZ06 | cDXOH | Exterior Lighting | 0 | 0
New Construction | CZ06 | cDXOH | Interior Equipment | 268954.85 | 0
New Construction | CZ06 | cDXOH | Exterior Equipment | 0 | 0
New Construction | CZ06 | cDXOH | Fans | 428103.91 | 0
New Construction | CZ06 | cDXOH | Pumps | 0 | 0
New Construction | CZ06 | cDXOH | Heat Rejection | 0 | 0
New Construction | CZ06 | cDXOH | Humidification | 0 | 0
New Construction | CZ06 | cDXOH | Heat Recovery | 0 | 0
New Construction | CZ06 | cDXOH | Water Systems | 0 | 52302.2
New Construction | CZ06 | cDXOH | Refrigeration | 0 | 0
New Construction | CZ06 | cDXOH | Generators | 0 | 0
New Construction | CZ06 | cDXOH | Total End Uses | 1004026.88 | 52302.2
New Construction | CZ07 | cDXOH | Heating | 0 | 0
New Construction | CZ07 | cDXOH | Cooling | 171286.3 | 0
New Construction | CZ07 | cDXOH | Interior Lighting | 157550.42 | 0
New Construction | CZ07 | cDXOH | Exterior Lighting | 0 | 0
New Construction | CZ07 | cDXOH | Interior Equipment | 268954.85 | 0
New Construction | CZ07 | cDXOH | Exterior Equipment | 0 | 0
New Construction | CZ07 | cDXOH | Fans | 423354.25 | 0
New Construction | CZ07 | cDXOH | Pumps | 0 | 0
New Construction | CZ07 | cDXOH | Heat Rejection | 0 | 0
New Construction | CZ07 | cDXOH | Humidification | 0 | 0
New Construction | CZ07 | cDXOH | Heat Recovery | 0 | 0
New Construction | CZ07 | cDXOH | Water Systems | 0 | 51615.89
New Construction | CZ07 | cDXOH | Refrigeration | 0 | 0
New Construction | CZ07 | cDXOH | Generators | 0 | 0
New Construction | CZ07 | cDXOH | Total End Uses | 1021145.82 | 51615.89
New Construction | CZ08 | cDXOH | Heating | 0 | 0
New Construction | CZ08 | cDXOH | Cooling | 222562.76 | 0
New Construction | CZ08 | cDXOH | Interior Lighting | 157550.42 | 0
New Construction | CZ08 | cDXOH | Exterior Lighting | 0 | 0
New Construction | CZ08 | cDXOH | Interior Equipment | 268954.85 | 0
New Construction | CZ08 | cDXOH | Exterior Equipment | 0 | 0
New Construction | CZ08 | cDXOH | Fans | 435239.19 | 0
New Construction | CZ08 | cDXOH | Pumps | 0 | 0
New Construction | CZ08 | cDXOH | Heat Rejection | 0 | 0
New Construction | CZ08 | cDXOH | Humidification | 0 | 0
New Construction | CZ08 | cDXOH | Heat Recovery | 0 | 0
New Construction | CZ08 | cDXOH | Water Systems | 0 | 51558.64
New Construction | CZ08 | cDXOH | Refrigeration | 0 | 0
New Construction | CZ08 | cDXOH | Generators | 0 | 0
New Construction | CZ08 | cDXOH | Total End Uses | 1084307.21 | 51558.64
New Construction | CZ09 | cDXOH | Heating | 0 | 0
New Construction | CZ09 | cDXOH | Cooling | 248201.69 | 0
New Construction | CZ09 | cDXOH | Interior Lighting | 157550.42 | 0
New Construction | CZ09 | cDXOH | Exterior Lighting | 0 | 0
New Construction | CZ09 | cDXOH | Interior Equipment | 268954.85 | 0
New Construction | CZ09 | cDXOH | Exterior Equipment | 0 | 0
New Construction | CZ09 | cDXOH | Fans | 430764.39 | 0
New Construction | CZ09 | cDXOH | Pumps | 0 | 0
New Construction | CZ09 | cDXOH | Heat Rejection | 0 | 0
New Construction | CZ09 | cDXOH | Humidification | 0 | 0
New Construction | CZ09 | cDXOH | Heat Recovery | 0 | 0
New Construction | CZ09 | cDXOH | Water Systems | 0 | 50875.91
New Construction | CZ09 | cDXOH | Refrigeration | 0 | 0
New Construction | CZ09 | cDXOH | Generators | 0 | 0
New Construction | CZ09 | cDXOH | Total End Uses | 1105471.34 | 50875.91
New Construction | CZ10 | cDXOH | Heating | 0 | 0
New Construction | CZ10 | cDXOH | Cooling | 367268.11 | 0
New Construction | CZ10 | cDXOH | Interior Lighting | 157550.42 | 0
New Construction | CZ10 | cDXOH | Exterior Lighting | 0 | 0
New Construction | CZ10 | cDXOH | Interior Equipment | 268954.85 | 0
New Construction | CZ10 | cDXOH | Exterior Equipment | 0 | 0
New Construction | CZ10 | cDXOH | Fans | 445029.66 | 0
New Construction | CZ10 | cDXOH | Pumps | 0 | 0
New Construction | CZ10 | cDXOH | Heat Rejection | 0 | 0
New Construction | CZ10 | cDXOH | Humidification | 0 | 0
New Construction | CZ10 | cDXOH | Heat Recovery | 0 | 0
New Construction | CZ10 | cDXOH | Water Systems | 0 | 50528.91
New Construction | CZ10 | cDXOH | Refrigeration | 0 | 0
New Construction | CZ10 | cDXOH | Generators | 0 | 0
New Construction | CZ10 | cDXOH | Total End Uses | 1238803.04 | 50528.91
New Construction | CZ11 | cDXOH | Heating | 0 | 0
New Construction | CZ11 | cDXOH | Cooling | 397979.48 | 0
New Construction | CZ11 | cDXOH | Interior Lighting | 157550.42 | 0
New Construction | CZ11 | cDXOH | Exterior Lighting | 0 | 0
New Construction | CZ11 | cDXOH | Interior Equipment | 268954.85 | 0
New Construction | CZ11 | cDXOH | Exterior Equipment | 0 | 0
New Construction | CZ11 | cDXOH | Fans | 451983.18 | 0
New Construction | CZ11 | cDXOH | Pumps | 0 | 0
New Construction | CZ11 | cDXOH | Heat Rejection | 0 | 0
New Construction | CZ11 | cDXOH | Humidification | 0 | 0
New Construction | CZ11 | cDXOH | Heat Recovery | 0 | 0
New Construction | CZ11 | cDXOH | Water Systems | 0 | 51555.42
New Construction | CZ11 | cDXOH | Refrigeration | 0 | 0
New Construction | CZ11 | cDXOH | Generators | 0 | 0
New Construction | CZ11 | cDXOH | Total End Uses | 1276467.93 | 51555.42
New Construction | CZ12 | cDXOH | Heating | 0 | 0
New Construction | CZ12 | cDXOH | Cooling | 318244.17 | 0
New Construction | CZ12 | cDXOH | Interior Lighting | 157550.42 | 0
New Construction | CZ12 | cDXOH | Exterior Lighting | 0 | 0
New Construction | CZ12 | cDXOH | Interior Equipment | 268954.85 | 0
New Construction | CZ12 | cDXOH | Exterior Equipment | 0 | 0
New Construction | CZ12 | cDXOH | Fans | 436757.94 | 0
New Construction | CZ12 | cDXOH | Pumps | 0 | 0
New Construction | CZ12 | cDXOH | Heat Rejection | 0 | 0
New Construction | CZ12 | cDXOH | Humidification | 0 | 0
New Construction | CZ12 | cDXOH | Heat Recovery | 0 | 0
New Construction | CZ12 | cDXOH | Water Systems | 0 | 52949.69
New Construction | CZ12 | cDXOH | Refrigeration | 0 | 0
New Construction | CZ12 | cDXOH | Generators | 0 | 0
New Construction | CZ12 | cDXOH | Total End Uses | 1181507.38 | 52949.69
New Construction | CZ13 | cDXOH | Heating | 0 | 0
New Construction | CZ13 | cDXOH | Cooling | 438618.04 | 0
New Construction | CZ13 | cDXOH | Interior Lighting | 157550.42 | 0
New Construction | CZ13 | cDXOH | Exterior Lighting | 0 | 0
New Construction | CZ13 | cDXOH | Interior Equipment | 268954.85 | 0
New Construction | CZ13 | cDXOH | Exterior Equipment | 0 | 0
New Construction | CZ13 | cDXOH | Fans | 448753.36 | 0
New Construction | CZ13 | cDXOH | Pumps | 0 | 0
New Construction | CZ13 | cDXOH | Heat Rejection | 0 | 0
New Construction | CZ13 | cDXOH | Humidification | 0 | 0
New Construction | CZ13 | cDXOH | Heat Recovery | 0 | 0
New Construction | CZ13 | cDXOH | Water Systems | 0 | 50155.16
New Construction | CZ13 | cDXOH | Refrigeration | 0 | 0
New Construction | CZ13 | cDXOH | Generators | 0 | 0
New Construction | CZ13 | cDXOH | Total End Uses | 1313876.67 | 50155.16
New Construction | CZ14 | cDXOH | Heating | 0 | 0
New Construction | CZ14 | cDXOH | Cooling | 570562.64 | 0
New Construction | CZ14 | cDXOH | Interior Lighting | 157550.42 | 0
New Construction | CZ14 | cDXOH | Exterior Lighting | 0 | 0
New Construction | CZ14 | cDXOH | Interior Equipment | 268954.85 | 0
New Construction | CZ14 | cDXOH | Exterior Equipment | 0 | 0
New Construction | CZ14 | cDXOH | Fans | 482417.64 | 0
New Construction | CZ14 | cDXOH | Pumps | 0 | 0
New Construction | CZ14 | cDXOH | Heat Rejection | 0 | 0
New Construction | CZ14 | cDXOH | Humidification | 0 | 0
New Construction | CZ14 | cDXOH | Heat Recovery | 0 | 0
New Construction | CZ14 | cDXOH | Water Systems | 0 | 47519.2
New Construction | CZ14 | cDXOH | Refrigeration | 0 | 0
New Construction | CZ14 | cDXOH | Generators | 0 | 0
New Construction | CZ14 | cDXOH | Total End Uses | 1479485.55 | 47519.2
New Construction | CZ15 | cDXOH | Heating | 0 | 0
New Construction | CZ15 | cDXOH | Cooling | 779648.12 | 0
New Construction | CZ15 | cDXOH | Interior Lighting | 157550.42 | 0
New Construction | CZ15 | cDXOH | Exterior Lighting | 0 | 0
New Construction | CZ15 | cDXOH | Interior Equipment | 268954.85 | 0
New Construction | CZ15 | cDXOH | Exterior Equipment | 0 | 0
New Construction | CZ15 | cDXOH | Fans | 455499.07 | 0
New Construction | CZ15 | cDXOH | Pumps | 0 | 0
New Construction | CZ15 | cDXOH | Heat Rejection | 0 | 0
New Construction | CZ15 | cDXOH | Humidification | 0 | 0
New Construction | CZ15 | cDXOH | Heat Recovery | 0 | 0
New Construction | CZ15 | cDXOH | Water Systems | 0 | 42417.6
New Construction | CZ15 | cDXOH | Refrigeration | 0 | 0
New Construction | CZ15 | cDXOH | Generators | 0 | 0
New Construction | CZ15 | cDXOH | Total End Uses | 1661652.45 | 42417.6
New Construction | CZ16 | cDXOH | Heating | 0 | 0
New Construction | CZ16 | cDXOH | Cooling | 364845.12 | 0
New Construction | CZ16 | cDXOH | Interior Lighting | 157550.42 | 0
New Construction | CZ16 | cDXOH | Exterior Lighting | 0 | 0
New Construction | CZ16 | cDXOH | Interior Equipment | 268954.85 | 0
New Construction | CZ16 | cDXOH | Exterior Equipment | 0 | 0
New Construction | CZ16 | cDXOH | Fans | 523943.85 | 0
New Construction | CZ16 | cDXOH | Pumps | 0 | 0
New Construction | CZ16 | cDXOH | Heat Rejection | 0 | 0
New Construction | CZ16 | cDXOH | Humidification | 0 | 0
New Construction | CZ16 | cDXOH | Heat Recovery | 0 | 0
New Construction | CZ16 | cDXOH | Water Systems | 0 | 55936.56
New Construction | CZ16 | cDXOH | Refrigeration | 0 | 0
New Construction | CZ16 | cDXOH | Generators | 0 | 0
New Construction | CZ16 | cDXOH | Total End Uses | 1315294.24 | 55936.56
Existing | CZ01 | cPVVG | Heating | 0 | 1234354.53
Existing | CZ01 | cPVVG | Cooling | 6271.85 | 0
Existing | CZ01 | cPVVG | Interior Lighting | 313883.4 | 0
Existing | CZ01 | cPVVG | Exterior Lighting | 0 | 0
Existing | CZ01 | cPVVG | Interior Equipment | 268954.85 | 0
Existing | CZ01 | cPVVG | Exterior Equipment | 0 | 0
Existing | CZ01 | cPVVG | Fans | 193626.55 | 0
Existing | CZ01 | cPVVG | Pumps | 0 | 0
Existing | CZ01 | cPVVG | Heat Rejection | 0 | 0
Existing | CZ01 | cPVVG | Humidification | 0 | 0
Existing | CZ01 | cPVVG | Heat Recovery | 0 | 0
Existing | CZ01 | cPVVG | Water Systems | 0 | 61672.01
Existing | CZ01 | cPVVG | Refrigeration | 0 | 0
Existing | CZ01 | cPVVG | Generators | 0 | 0
Existing | CZ01 | cPVVG | Total End Uses | 782736.65 | 1296026.53
Existing | CZ02 | cPVVG | Heating | 0 | 782517.91
Existing | CZ02 | cPVVG | Cooling | 160729.34 | 0
Existing | CZ02 | cPVVG | Interior Lighting | 313883.4 | 0
Existing | CZ02 | cPVVG | Exterior Lighting | 0 | 0
Existing | CZ02 | cPVVG | Interior Equipment | 268954.85 | 0
Existing | CZ02 | cPVVG | Exterior Equipment | 0 | 0
Existing | CZ02 | cPVVG | Fans | 216976.06 | 0
Existing | CZ02 | cPVVG | Pumps | 0 | 0
Existing | CZ02 | cPVVG | Heat Rejection | 0 | 0
Existing | CZ02 | cPVVG | Humidification | 0 | 0
Existing | CZ02 | cPVVG | Heat Recovery | 0 | 0
Existing | CZ02 | cPVVG | Water Systems | 0 | 56806.2
Existing | CZ02 | cPVVG | Refrigeration | 0 | 0
Existing | CZ02 | cPVVG | Generators | 0 | 0
Existing | CZ02 | cPVVG | Total End Uses | 960543.65 | 839324.1
Existing | CZ03 | cPVVG | Heating | 0 | 590695.29
Existing | CZ03 | cPVVG | Cooling | 89391.7 | 0
Existing | CZ03 | cPVVG | Interior Lighting | 313883.4 | 0
Existing | CZ03 | cPVVG | Exterior Lighting | 0 | 0
Existing | CZ03 | cPVVG | Interior Equipment | 268954.85 | 0
Existing | CZ03 | cPVVG | Exterior Equipment | 0 | 0
Existing | CZ03 | cPVVG | Fans | 197520.79 | 0
Existing | CZ03 | cPVVG | Pumps | 0 | 0
Existing | CZ03 | cPVVG | Heat Rejection | 0 | 0
Existing | CZ03 | cPVVG | Humidification | 0 | 0
Existing | CZ03 | cPVVG | Heat Recovery | 0 | 0
Existing | CZ03 | cPVVG | Water Systems | 0 | 56580.67
Existing | CZ03 | cPVVG | Refrigeration | 0 | 0
Existing | CZ03 | cPVVG | Generators | 0 | 0
Existing | CZ03 | cPVVG | Total End Uses | 869750.73 | 647275.96
Existing | CZ04 | cPVVG | Heating | 0 | 512371.21
Existing | CZ04 | cPVVG | Cooling | 192811.95 | 0
Existing | CZ04 | cPVVG | Interior Lighting | 313883.4 | 0
Existing | CZ04 | cPVVG | Exterior Lighting | 0 | 0
Existing | CZ04 | cPVVG | Interior Equipment | 268954.85 | 0
Existing | CZ04 | cPVVG | Exterior Equipment | 0 | 0
Existing | CZ04 | cPVVG | Fans | 224136.84 | 0
Existing | CZ04 | cPVVG | Pumps | 0 | 0
Existing | CZ04 | cPVVG | Heat Rejection | 0 | 0
Existing | CZ04 | cPVVG | Humidification | 0 | 0
Existing | CZ04 | cPVVG | Heat Recovery | 0 | 0
Existing | CZ04 | cPVVG | Water Systems | 0 | 54706.46
Existing | CZ04 | cPVVG | Refrigeration | 0 | 0
Existing | CZ04 | cPVVG | Generators | 0 | 0
Existing | CZ04 | cPVVG | Total End Uses | 999787.03 | 567077.66
Existing | CZ05 | cPVVG | Heating | 0 | 566644.98
Existing | CZ05 | cPVVG | Cooling | 115501.18 | 0
Existing | CZ05 | cPVVG | Interior Lighting | 313883.4 | 0
Existing | CZ05 | cPVVG | Exterior Lighting | 0 | 0
Existing | CZ05 | cPVVG | Interior Equipment | 268954.85 | 0
Existing | CZ05 | cPVVG | Exterior Equipment | 0 | 0
Existing | CZ05 | cPVVG | Fans | 206650.03 | 0
Existing | CZ05 | cPVVG | Pumps | 0 | 0
Existing | CZ05 | cPVVG | Heat Rejection | 0 | 0
Existing | CZ05 | cPVVG | Humidification | 0 | 0
Existing | CZ05 | cPVVG | Heat Recovery | 0 | 0
Existing | CZ05 | cPVVG | Water Systems | 0 | 56577.63
Existing | CZ05 | cPVVG | Refrigeration | 0 | 0
Existing | CZ05 | cPVVG | Generators | 0 | 0
Existing | CZ05 | cPVVG | Total End Uses | 904989.46 | 623222.61
Existing | CZ06 | cPVVG | Heating | 0 | 176872.04
Existing | CZ06 | cPVVG | Cooling | 179674.87 | 0
Existing | CZ06 | cPVVG | Interior Lighting | 313883.4 | 0
Existing | CZ06 | cPVVG | Exterior Lighting | 0 | 0
Existing | CZ06 | cPVVG | Interior Equipment | 268954.85 | 0
Existing | CZ06 | cPVVG | Exterior Equipment | 0 | 0
Existing | CZ06 | cPVVG | Fans | 224900.43 | 0
Existing | CZ06 | cPVVG | Pumps | 0 | 0
Existing | CZ06 | cPVVG | Heat Rejection | 0 | 0
Existing | CZ06 | cPVVG | Humidification | 0 | 0
Existing | CZ06 | cPVVG | Heat Recovery | 0 | 0
Existing | CZ06 | cPVVG | Water Systems | 0 | 52273.54
Existing | CZ06 | cPVVG | Refrigeration | 0 | 0
Existing | CZ06 | cPVVG | Generators | 0 | 0
Existing | CZ06 | cPVVG | Total End Uses | 987413.54 | 229145.57
Existing | CZ07 | cPVVG | Heating | 0 | 162847.22
Existing | CZ07 | cPVVG | Cooling | 200830.51 | 0
Existing | CZ07 | cPVVG | Interior Lighting | 313883.4 | 0
Existing | CZ07 | cPVVG | Exterior Lighting | 0 | 0
Existing | CZ07 | cPVVG | Interior Equipment | 268954.85 | 0
Existing | CZ07 | cPVVG | Exterior Equipment | 0 | 0
Existing | CZ07 | cPVVG | Fans | 222804.38 | 0
Existing | CZ07 | cPVVG | Pumps | 0 | 0
Existing | CZ07 | cPVVG | Heat Rejection | 0 | 0
Existing | CZ07 | cPVVG | Humidification | 0 | 0
Existing | CZ07 | cPVVG | Heat Recovery | 0 | 0
Existing | CZ07 | cPVVG | Water Systems | 0 | 51633.66
Existing | CZ07 | cPVVG | Refrigeration | 0 | 0
Existing | CZ07 | cPVVG | Generators | 0 | 0
Existing | CZ07 | cPVVG | Total End Uses | 1006473.13 | 214480.87
Existing | CZ08 | cPVVG | Heating | 0 | 219107.94
Existing | CZ08 | cPVVG | Cooling | 262667.67 | 0
Existing | CZ08 | cPVVG | Interior Lighting | 313883.4 | 0
Existing | CZ08 | cPVVG | Exterior Lighting | 0 | 0
Existing | CZ08 | cPVVG | Interior Equipment | 268954.85 | 0
Existing | CZ08 | cPVVG | Exterior Equipment | 0 | 0
Existing | CZ08 | cPVVG | Fans | 238040.96 | 0
Existing | CZ08 | cPVVG | Pumps | 0 | 0
Existing | CZ08 | cPVVG | Heat Rejection | 0 | 0
Existing | CZ08 | cPVVG | Humidification | 0 | 0
Existing | CZ08 | cPVVG | Heat Recovery | 0 | 0
Existing | CZ08 | cPVVG | Water Systems | 0 | 51563.09
Existing | CZ08 | cPVVG | Refrigeration | 0 | 0
Existing | CZ08 | cPVVG | Generators | 0 | 0
Existing | CZ08 | cPVVG | Total End Uses | 1083546.88 | 270671.02
Existing | CZ09 | cPVVG | Heating | 0 | 189314.78
Existing | CZ09 | cPVVG | Cooling | 301335.3 | 0
Existing | CZ09 | cPVVG | Interior Lighting | 313883.4 | 0
Existing | CZ09 | cPVVG | Exterior Lighting | 0 | 0
Existing | CZ09 | cPVVG | Interior Equipment | 268954.85 | 0
Existing | CZ09 | cPVVG | Exterior Equipment | 0 | 0
Existing | CZ09 | cPVVG | Fans | 257075.95 | 0
Existing | CZ09 | cPVVG | Pumps | 0 | 0
Existing | CZ09 | cPVVG | Heat Rejection | 0 | 0
Existing | CZ09 | cPVVG | Humidification | 0 | 0
Existing | CZ09 | cPVVG | Heat Recovery | 0 | 0
Existing | CZ09 | cPVVG | Water Systems | 0 | 50878.77
Existing | CZ09 | cPVVG | Refrigeration | 0 | 0
Existing | CZ09 | cPVVG | Generators | 0 | 0
Existing | CZ09 | cPVVG | Total End Uses | 1141249.5 | 240193.55
Existing | CZ10 | cPVVG | Heating | 0 | 324396.88
Existing | CZ10 | cPVVG | Cooling | 415133.31 | 0
Existing | CZ10 | cPVVG | Interior Lighting | 313883.4 | 0
Existing | CZ10 | cPVVG | Exterior Lighting | 0 | 0
Existing | CZ10 | cPVVG | Interior Equipment | 268954.85 | 0
Existing | CZ10 | cPVVG | Exterior Equipment | 0 | 0
Existing | CZ10 | cPVVG | Fans | 266884.11 | 0
Existing | CZ10 | cPVVG | Pumps | 0 | 0
Existing | CZ10 | cPVVG | Heat Rejection | 0 | 0
Existing | CZ10 | cPVVG | Humidification | 0 | 0
Existing | CZ10 | cPVVG | Heat Recovery | 0 | 0
Existing | CZ10 | cPVVG | Water Systems | 0 | 50483.76
Existing | CZ10 | cPVVG | Refrigeration | 0 | 0
Existing | CZ10 | cPVVG | Generators | 0 | 0
Existing | CZ10 | cPVVG | Total End Uses | 1264855.66 | 374880.64
Existing | CZ11 | cPVVG | Heating | 0 | 711725.18
Existing | CZ11 | cPVVG | Cooling | 458344.95 | 0
Existing | CZ11 | cPVVG | Interior Lighting | 313883.4 | 0
Existing | CZ11 | cPVVG | Exterior Lighting | 0 | 0
Existing | CZ11 | cPVVG | Interior Equipment | 268954.85 | 0
Existing | CZ11 | cPVVG | Exterior Equipment | 0 | 0
Existing | CZ11 | cPVVG | Fans | 281572.47 | 0
Existing | CZ11 | cPVVG | Pumps | 0 | 0
Existing | CZ11 | cPVVG | Heat Rejection | 0 | 0
Existing | CZ11 | cPVVG | Humidification | 0 | 0
Existing | CZ11 | cPVVG | Heat Recovery | 0 | 0
Existing | CZ11 | cPVVG | Water Systems | 0 | 51587.74
Existing | CZ11 | cPVVG | Refrigeration | 0 | 0
Existing | CZ11 | cPVVG | Generators | 0 | 0
Existing | CZ11 | cPVVG | Total End Uses | 1322755.67 | 763312.92
Existing | CZ12 | cPVVG | Heating | 0 | 666084.82
Existing | CZ12 | cPVVG | Cooling | 366957.59 | 0
Existing | CZ12 | cPVVG | Interior Lighting | 313883.4 | 0
Existing | CZ12 | cPVVG | Exterior Lighting | 0 | 0
Existing | CZ12 | cPVVG | Interior Equipment | 268954.85 | 0
Existing | CZ12 | cPVVG | Exterior Equipment | 0 | 0
Existing | CZ12 | cPVVG | Fans | 257523.57 | 0
Existing | CZ12 | cPVVG | Pumps | 0 | 0
Existing | CZ12 | cPVVG | Heat Rejection | 0 | 0
Existing | CZ12 | cPVVG | Humidification | 0 | 0
Existing | CZ12 | cPVVG | Heat Recovery | 0 | 0
Existing | CZ12 | cPVVG | Water Systems | 0 | 52978.73
Existing | CZ12 | cPVVG | Refrigeration | 0 | 0
Existing | CZ12 | cPVVG | Generators | 0 | 0
Existing | CZ12 | cPVVG | Total End Uses | 1207319.41 | 719063.55
Existing | CZ13 | cPVVG | Heating | 0 | 579183.31
Existing | CZ13 | cPVVG | Cooling | 504640.25 | 0
Existing | CZ13 | cPVVG | Interior Lighting | 313883.4 | 0
Existing | CZ13 | cPVVG | Exterior Lighting | 0 | 0
Existing | CZ13 | cPVVG | Interior Equipment | 268954.85 | 0
Existing | CZ13 | cPVVG | Exterior Equipment | 0 | 0
Existing | CZ13 | cPVVG | Fans | 286364.18 | 0
Existing | CZ13 | cPVVG | Pumps | 0 | 0
Existing | CZ13 | cPVVG | Heat Rejection | 0 | 0
Existing | CZ13 | cPVVG | Humidification | 0 | 0
Existing | CZ13 | cPVVG | Heat Recovery | 0 | 0
Existing | CZ13 | cPVVG | Water Systems | 0 | 50140.76
Existing | CZ13 | cPVVG | Refrigeration | 0 | 0
Existing | CZ13 | cPVVG | Generators | 0 | 0
Existing | CZ13 | cPVVG | Total End Uses | 1373842.69 | 629324.07
Existing | CZ14 | cPVVG | Heating | 0 | 403719.32
Existing | CZ14 | cPVVG | Cooling | 648356.55 | 0
Existing | CZ14 | cPVVG | Interior Lighting | 313883.4 | 0
Existing | CZ14 | cPVVG | Exterior Lighting | 0 | 0
Existing | CZ14 | cPVVG | Interior Equipment | 268954.85 | 0
Existing | CZ14 | cPVVG | Exterior Equipment | 0 | 0
Existing | CZ14 | cPVVG | Fans | 325690.98 | 0
Existing | CZ14 | cPVVG | Pumps | 0 | 0
Existing | CZ14 | cPVVG | Heat Rejection | 0 | 0
Existing | CZ14 | cPVVG | Humidification | 0 | 0
Existing | CZ14 | cPVVG | Heat Recovery | 0 | 0
Existing | CZ14 | cPVVG | Water Systems | 0 | 47669.99
Existing | CZ14 | cPVVG | Refrigeration | 0 | 0
Existing | CZ14 | cPVVG | Generators | 0 | 0
Existing | CZ14 | cPVVG | Total End Uses | 1556885.77 | 451389.31
Existing | CZ15 | cPVVG | Heating | 0 | 147651.25
Existing | CZ15 | cPVVG | Cooling | 902352.21 | 0
Existing | CZ15 | cPVVG | Interior Lighting | 313883.4 | 0
Existing | CZ15 | cPVVG | Exterior Lighting | 0 | 0
Existing | CZ15 | cPVVG | Interior Equipment | 268954.85 | 0
Existing | CZ15 | cPVVG | Exterior Equipment | 0 | 0
Existing | CZ15 | cPVVG | Fans | 354595.57 | 0
Existing | CZ15 | cPVVG | Pumps | 0 | 0
Existing | CZ15 | cPVVG | Heat Rejection | 0 | 0
Existing | CZ15 | cPVVG | Humidification | 0 | 0
Existing | CZ15 | cPVVG | Heat Recovery | 0 | 0
Existing | CZ15 | cPVVG | Water Systems | 0 | 42530.25
Existing | CZ15 | cPVVG | Refrigeration | 0 | 0
Existing | CZ15 | cPVVG | Generators | 0 | 0
Existing | CZ15 | cPVVG | Total End Uses | 1839786.03 | 190181.51
Existing | CZ16 | cPVVG | Heating | 0 | 901356.74
Existing | CZ16 | cPVVG | Cooling | 409993.51 | 0
Existing | CZ16 | cPVVG | Interior Lighting | 313883.4 | 0
Existing | CZ16 | cPVVG | Exterior Lighting | 0 | 0
Existing | CZ16 | cPVVG | Interior Equipment | 268954.85 | 0
Existing | CZ16 | cPVVG | Exterior Equipment | 0 | 0
Existing | CZ16 | cPVVG | Fans | 301347.6 | 0
Existing | CZ16 | cPVVG | Pumps | 0 | 0
Existing | CZ16 | cPVVG | Heat Rejection | 0 | 0
Existing | CZ16 | cPVVG | Humidification | 0 | 0
Existing | CZ16 | cPVVG | Heat Recovery | 0 | 0
Existing | CZ16 | cPVVG | Water Systems | 0 | 55938.37
Existing | CZ16 | cPVVG | Refrigeration | 0 | 0
Existing | CZ16 | cPVVG | Generators | 0 | 0
Existing | CZ16 | cPVVG | Total End Uses | 1294179.35 | 957295.1
New Construction | CZ01 | cPVVG | Heating | 0 | 1107261.53
New Construction | CZ01 | cPVVG | Cooling | 4121.83 | 0
New Construction | CZ01 | cPVVG | Interior Lighting | 157550.42 | 0
New Construction | CZ01 | cPVVG | Exterior Lighting | 0 | 0
New Construction | CZ01 | cPVVG | Interior Equipment | 268954.85 | 0
New Construction | CZ01 | cPVVG | Exterior Equipment | 0 | 0
New Construction | CZ01 | cPVVG | Fans | 245954.17 | 0
New Construction | CZ01 | cPVVG | Pumps | 0 | 0
New Construction | CZ01 | cPVVG | Heat Rejection | 0 | 0
New Construction | CZ01 | cPVVG | Humidification | 0 | 0
New Construction | CZ01 | cPVVG | Heat Recovery | 0 | 0
New Construction | CZ01 | cPVVG | Water Systems | 0 | 61733.73
New Construction | CZ01 | cPVVG | Refrigeration | 0 | 0
New Construction | CZ01 | cPVVG | Generators | 0 | 0
New Construction | CZ01 | cPVVG | Total End Uses | 676581.28 | 1168995.26
New Construction | CZ02 | cPVVG | Heating | 0 | 657970.99
New Construction | CZ02 | cPVVG | Cooling | 132777.71 | 0
New Construction | CZ02 | cPVVG | Interior Lighting | 157550.42 | 0
New Construction | CZ02 | cPVVG | Exterior Lighting | 0 | 0
New Construction | CZ02 | cPVVG | Interior Equipment | 268954.85 | 0
New Construction | CZ02 | cPVVG | Exterior Equipment | 0 | 0
New Construction | CZ02 | cPVVG | Fans | 238828.17 | 0
New Construction | CZ02 | cPVVG | Pumps | 0 | 0
New Construction | CZ02 | cPVVG | Heat Rejection | 0 | 0
New Construction | CZ02 | cPVVG | Humidification | 0 | 0
New Construction | CZ02 | cPVVG | Heat Recovery | 0 | 0
New Construction | CZ02 | cPVVG | Water Systems | 0 | 56821.55
New Construction | CZ02 | cPVVG | Refrigeration | 0 | 0
New Construction | CZ02 | cPVVG | Generators | 0 | 0
New Construction | CZ02 | cPVVG | Total End Uses | 798111.16 | 714792.54
New Construction | CZ03 | cPVVG | Heating | 0 | 503953
New Construction | CZ03 | cPVVG | Cooling | 70740.37 | 0
New Construction | CZ03 | cPVVG | Interior Lighting | 157550.42 | 0
New Construction | CZ03 | cPVVG | Exterior Lighting | 0 | 0
New Construction | CZ03 | cPVVG | Interior Equipment | 268954.85 | 0
New Construction | CZ03 | cPVVG | Exterior Equipment | 0 | 0
New Construction | CZ03 | cPVVG | Fans | 235288.65 | 0
New Construction | CZ03 | cPVVG | Pumps | 0 | 0
New Construction | CZ03 | cPVVG | Heat Rejection | 0 | 0
New Construction | CZ03 | cPVVG | Humidification | 0 | 0
New Construction | CZ03 | cPVVG | Heat Recovery | 0 | 0
New Construction | CZ03 | cPVVG | Water Systems | 0 | 56583.18
New Construction | CZ03 | cPVVG | Refrigeration | 0 | 0
New Construction | CZ03 | cPVVG | Generators | 0 | 0
New Construction | CZ03 | cPVVG | Total End Uses | 732534.29 | 560536.18
New Construction | CZ04 | cPVVG | Heating | 0 | 430755.12
New Construction | CZ04 | cPVVG | Cooling | 157575.66 | 0
New Construction | CZ04 | cPVVG | Interior Lighting | 157550.42 | 0
New Construction | CZ04 | cPVVG | Exterior Lighting | 0 | 0
New Construction | CZ04 | cPVVG | Interior Equipment | 268954.85 | 0
New Construction | CZ04 | cPVVG | Exterior Equipment | 0 | 0
New Construction | CZ04 | cPVVG | Fans | 240571.25 | 0
New Construction | CZ04 | cPVVG | Pumps | 0 | 0
New Construction | CZ04 | cPVVG | Heat Rejection | 0 | 0
New Construction | CZ04 | cPVVG | Humidification | 0 | 0
New Construction | CZ04 | cPVVG | Heat Recovery | 0 | 0
New Construction | CZ04 | cPVVG | Water Systems | 0 | 54739.99
New Construction | CZ04 | cPVVG | Refrigeration | 0 | 0
New Construction | CZ04 | cPVVG | Generators | 0 | 0
New Construction | CZ04 | cPVVG | Total End Uses | 824652.18 | 485495.11
New Construction | CZ05 | cPVVG | Heating | 0 | 463186.75
New Construction | CZ05 | cPVVG | Cooling | 91115.91 | 0
New Construction | CZ05 | cPVVG | Interior Lighting | 157550.42 | 0
New Construction | CZ05 | cPVVG | Exterior Lighting | 0 | 0
New Construction | CZ05 | cPVVG | Interior Equipment | 268954.85 | 0
New Construction | CZ05 | cPVVG | Exterior Equipment | 0 | 0
New Construction | CZ05 | cPVVG | Fans | 236819.93 | 0
New Construction | CZ05 | cPVVG | Pumps | 0 | 0
New Construction | CZ05 | cPVVG | Heat Rejection | 0 | 0
New Construction | CZ05 | cPVVG | Humidification | 0 | 0
New Construction | CZ05 | cPVVG | Heat Recovery | 0 | 0
New Construction | CZ05 | cPVVG | Water Systems | 0 | 56576.28
New Construction | CZ05 | cPVVG | Refrigeration | 0 | 0
New Construction | CZ05 | cPVVG | Generators | 0 | 0
New Construction | CZ05 | cPVVG | Total End Uses | 754441.11 | 519763.03
New Construction | CZ06 | cPVVG | Heating | 0 | 153086.08
New Construction | CZ06 | cPVVG | Cooling | 144561.58 | 0
New Construction | CZ06 | cPVVG | Interior Lighting | 157550.42 | 0
New Construction | CZ06 | cPVVG | Exterior Lighting | 0 | 0
New Construction | CZ06 | cPVVG | Interior Equipment | 268954.85 | 0
New Construction | CZ06 | cPVVG | Exterior Equipment | 0 | 0
New Construction | CZ06 | cPVVG | Fans | 232297.72 | 0
New Construction | CZ06 | cPVVG | Pumps | 0 | 0
New Construction | CZ06 | cPVVG | Heat Rejection | 0 | 0
New Construction | CZ06 | cPVVG | Humidification | 0 | 0
New Construction | CZ06 | cPVVG | Heat Recovery | 0 | 0
New Construction | CZ06 | cPVVG | Water Systems | 0 | 52287.85
New Construction | CZ06 | cPVVG | Refrigeration | 0 | 0
New Construction | CZ06 | cPVVG | Generators | 0 | 0
New Construction | CZ06 | cPVVG | Total End Uses | 803364.58 | 205373.93
New Construction | CZ07 | cPVVG | Heating | 0 | 143094
New Construction | CZ07 | cPVVG | Cooling | 160701.38 | 0
New Construction | CZ07 | cPVVG | Interior Lighting | 157550.42 | 0
New Construction | CZ07 | cPVVG | Exterior Lighting | 0 | 0
New Construction | CZ07 | cPVVG | Interior Equipment | 268954.85 | 0
New Construction | CZ07 | cPVVG | Exterior Equipment | 0 | 0
New Construction | CZ07 | cPVVG | Fans | 240024.64 | 0
New Construction | CZ07 | cPVVG | Pumps | 0 | 0
New Construction | CZ07 | cPVVG | Heat Rejection | 0 | 0
New Construction | CZ07 | cPVVG | Humidification | 0 | 0
New Construction | CZ07 | cPVVG | Heat Recovery | 0 | 0
New Construction | CZ07 | cPVVG | Water Systems | 0 | 51609.95
New Construction | CZ07 | cPVVG | Refrigeration | 0 | 0
New Construction | CZ07 | cPVVG | Generators | 0 | 0
New Construction | CZ07 | cPVVG | Total End Uses | 827231.29 | 194703.95
New Construction | CZ08 | cPVVG | Heating | 0 | 191561.06
New Construction | CZ08 | cPVVG | Cooling | 215450.87 | 0
New Construction | CZ08 | cPVVG | Interior Lighting | 157550.42 | 0
New Construction | CZ08 | cPVVG | Exterior Lighting | 0 | 0
New Construction | CZ08 | cPVVG | Interior Equipment | 268954.85 | 0
New Construction | CZ08 | cPVVG | Exterior Equipment | 0 | 0
New Construction | CZ08 | cPVVG | Fans | 238028.67 | 0
New Construction | CZ08 | cPVVG | Pumps | 0 | 0
New Construction | CZ08 | cPVVG | Heat Rejection | 0 | 0
New Construction | CZ08 | cPVVG | Humidification | 0 | 0
New Construction | CZ08 | cPVVG | Heat Recovery | 0 | 0
New Construction | CZ08 | cPVVG | Water Systems | 0 | 51550.32
New Construction | CZ08 | cPVVG | Refrigeration | 0 | 0
New Construction | CZ08 | cPVVG | Generators | 0 | 0
New Construction | CZ08 | cPVVG | Total End Uses | 879984.82 | 243111.38
New Construction | CZ09 | cPVVG | Heating | 0 | 149995.63
New Construction | CZ09 | cPVVG | Cooling | 238058.38 | 0
New Construction | CZ09 | cPVVG | Interior Lighting | 157550.42 | 0
New Construction | CZ09 | cPVVG | Exterior Lighting | 0 | 0
New Construction | CZ09 | cPVVG | Interior Equipment | 268954.85 | 0
New Construction | CZ09 | cPVVG | Exterior Equipment | 0 | 0
New Construction | CZ09 | cPVVG | Fans | 242649.15 | 0
New Construction | CZ09 | cPVVG | Pumps | 0 | 0
New Construction | CZ09 | cPVVG | Heat Rejection | 0 | 0
New Construction | CZ09 | cPVVG | Humidification | 0 | 0
New Construction | CZ09 | cPVVG | Heat Recovery | 0 | 0
New Construction | CZ09 | cPVVG | Water Systems | 0 | 50858.24
New Construction | CZ09 | cPVVG | Refrigeration | 0 | 0
New Construction | CZ09 | cPVVG | Generators | 0 | 0
New Construction | CZ09 | cPVVG | Total End Uses | 907212.8 | 200853.87
New Construction | CZ10 | cPVVG | Heating | 0 | 268118.93
New Construction | CZ10 | cPVVG | Cooling | 355188.93 | 0
New Construction | CZ10 | cPVVG | Interior Lighting | 157550.42 | 0
New Construction | CZ10 | cPVVG | Exterior Lighting | 0 | 0
New Construction | CZ10 | cPVVG | Interior Equipment | 268954.85 | 0
New Construction | CZ10 | cPVVG | Exterior Equipment | 0 | 0
New Construction | CZ10 | cPVVG | Fans | 242952.53 | 0
New Construction | CZ10 | cPVVG | Pumps | 0 | 0
New Construction | CZ10 | cPVVG | Heat Rejection | 0 | 0
New Construction | CZ10 | cPVVG | Humidification | 0 | 0
New Construction | CZ10 | cPVVG | Heat Recovery | 0 | 0
New Construction | CZ10 | cPVVG | Water Systems | 0 | 50494.32
New Construction | CZ10 | cPVVG | Refrigeration | 0 | 0
New Construction | CZ10 | cPVVG | Generators | 0 | 0
New Construction | CZ10 | cPVVG | Total End Uses | 1024646.73 | 318613.25
New Construction | CZ11 | cPVVG | Heating | 0 | 613036.42
New Construction | CZ11 | cPVVG | Cooling | 388697.54 | 0
New Construction | CZ11 | cPVVG | Interior Lighting | 157550.42 | 0
New Construction | CZ11 | cPVVG | Exterior Lighting | 0 | 0
New Construction | CZ11 | cPVVG | Interior Equipment | 268954.85 | 0
New Construction | CZ11 | cPVVG | Exterior Equipment | 0 | 0
New Construction | CZ11 | cPVVG | Fans | 252885.63 | 0
New Construction | CZ11 | cPVVG | Pumps | 0 | 0
New Construction | CZ11 | cPVVG | Heat Rejection | 0 | 0
New Construction | CZ11 | cPVVG | Humidification | 0 | 0
New Construction | CZ11 | cPVVG | Heat Recovery | 0 | 0
New Construction | CZ11 | cPVVG | Water Systems | 0 | 51618.31
New Construction | CZ11 | cPVVG | Refrigeration | 0 | 0
New Construction | CZ11 | cPVVG | Generators | 0 | 0
New Construction | CZ11 | cPVVG | Total End Uses | 1068088.43 | 664654.72
New Construction | CZ12 | cPVVG | Heating | 0 | 573268.9
New Construction | CZ12 | cPVVG | Cooling | 310690.57 | 0
New Construction | CZ12 | cPVVG | Interior Lighting | 157550.42 | 0
New Construction | CZ12 | cPVVG | Exterior Lighting | 0 | 0
New Construction | CZ12 | cPVVG | Interior Equipment | 268954.85 | 0
New Construction | CZ12 | cPVVG | Exterior Equipment | 0 | 0
New Construction | CZ12 | cPVVG | Fans | 252710.23 | 0
New Construction | CZ12 | cPVVG | Pumps | 0 | 0
New Construction | CZ12 | cPVVG | Heat Rejection | 0 | 0
New Construction | CZ12 | cPVVG | Humidification | 0 | 0
New Construction | CZ12 | cPVVG | Heat Recovery | 0 | 0
New Construction | CZ12 | cPVVG | Water Systems | 0 | 53002.53
New Construction | CZ12 | cPVVG | Refrigeration | 0 | 0
New Construction | CZ12 | cPVVG | Generators | 0 | 0
New Construction | CZ12 | cPVVG | Total End Uses | 989906.07 | 626271.42
New Construction | CZ13 | cPVVG | Heating | 0 | 506389.2
New Construction | CZ13 | cPVVG | Cooling | 427528.73 | 0
New Construction | CZ13 | cPVVG | Interior Lighting | 157550.42 | 0
New Construction | CZ13 | cPVVG | Exterior Lighting | 0 | 0
New Construction | CZ13 | cPVVG | Interior Equipment | 268954.85 | 0
New Construction | CZ13 | cPVVG | Exterior Equipment | 0 | 0
New Construction | CZ13 | cPVVG | Fans | 259397.1 | 0
New Construction | CZ13 | cPVVG | Pumps | 0 | 0
New Construction | CZ13 | cPVVG | Heat Rejection | 0 | 0
New Construction | CZ13 | cPVVG | Humidification | 0 | 0
New Construction | CZ13 | cPVVG | Heat Recovery | 0 | 0
New Construction | CZ13 | cPVVG | Water Systems | 0 | 50220.18
New Construction | CZ13 | cPVVG | Refrigeration | 0 | 0
New Construction | CZ13 | cPVVG | Generators | 0 | 0
New Construction | CZ13 | cPVVG | Total End Uses | 1113431.1 | 556609.37
New Construction | CZ14 | cPVVG | Heating | 0 | 345621.97
New Construction | CZ14 | cPVVG | Cooling | 554654.51 | 0
New Construction | CZ14 | cPVVG | Interior Lighting | 157550.42 | 0
New Construction | CZ14 | cPVVG | Exterior Lighting | 0 | 0
New Construction | CZ14 | cPVVG | Interior Equipment | 268954.85 | 0
New Construction | CZ14 | cPVVG | Exterior Equipment | 0 | 0
New Construction | CZ14 | cPVVG | Fans | 261391.8 | 0
New Construction | CZ14 | cPVVG | Pumps | 0 | 0
New Construction | CZ14 | cPVVG | Heat Rejection | 0 | 0
New Construction | CZ14 | cPVVG | Humidification | 0 | 0
New Construction | CZ14 | cPVVG | Heat Recovery | 0 | 0
New Construction | CZ14 | cPVVG | Water Systems | 0 | 47584.77
New Construction | CZ14 | cPVVG | Refrigeration | 0 | 0
New Construction | CZ14 | cPVVG | Generators | 0 | 0
New Construction | CZ14 | cPVVG | Total End Uses | 1242551.58 | 393206.74
New Construction | CZ15 | cPVVG | Heating | 0 | 124393.05
New Construction | CZ15 | cPVVG | Cooling | 764353.07 | 0
New Construction | CZ15 | cPVVG | Interior Lighting | 157550.42 | 0
New Construction | CZ15 | cPVVG | Exterior Lighting | 0 | 0
New Construction | CZ15 | cPVVG | Interior Equipment | 268954.85 | 0
New Construction | CZ15 | cPVVG | Exterior Equipment | 0 | 0
New Construction | CZ15 | cPVVG | Fans | 307475.14 | 0
New Construction | CZ15 | cPVVG | Pumps | 0 | 0
New Construction | CZ15 | cPVVG | Heat Rejection | 0 | 0
New Construction | CZ15 | cPVVG | Humidification | 0 | 0
New Construction | CZ15 | cPVVG | Heat Recovery | 0 | 0
New Construction | CZ15 | cPVVG | Water Systems | 0 | 42348.53
New Construction | CZ15 | cPVVG | Refrigeration | 0 | 0
New Construction | CZ15 | cPVVG | Generators | 0 | 0
New Construction | CZ15 | cPVVG | Total End Uses | 1498333.48 | 166741.58
New Construction | CZ16 | cPVVG | Heating | 0 | 819556.93
New Construction | CZ16 | cPVVG | Cooling | 351592.23 | 0
New Construction | CZ16 | cPVVG | Interior Lighting | 157550.42 | 0
New Construction | CZ16 | cPVVG | Exterior Lighting | 0 | 0
New Construction | CZ16 | cPVVG | Interior Equipment | 268954.85 | 0
New Construction | CZ16 | cPVVG | Exterior Equipment | 0 | 0
New Construction | CZ16 | cPVVG | Fans | 239926.94 | 0
New Construction | CZ16 | cPVVG | Pumps | 0 | 0
New Construction | CZ16 | cPVVG | Heat Rejection | 0 | 0
New Construction | CZ16 | cPVVG | Humidification | 0 | 0
New Construction | CZ16 | cPVVG | Heat Recovery | 0 | 0
New Construction | CZ16 | cPVVG | Water Systems | 0 | 55999.14
New Construction | CZ16 | cPVVG | Refrigeration | 0 | 0
New Construction | CZ16 | cPVVG | Generators | 0 | 0
New Construction | CZ16 | cPVVG | Total End Uses | 1018024.44 | 875556.07

## PV
PV - Religious assembly buildings (NA)

## EV Charger
EV Charger - Religious assembly buildings (NA)

## Raw_building (hidden)
Building Type | Building Category | Roof Type | Window Wall Ratio (%)
Religious assembly buildings | Nonresidential | Sloped Roof | 6.98

## Raw_windowdimensionsillheight (hidden)
Window Name | Width [ft] | Height [ft] | Sill Height [ft]
CLASSROOM_NORTH_WINDOW | 44.85 | 1.51 | 9.84
CLASSROOM_WEST_WINDOW | 22.05 | 1.51 | 9.84
OFFICE_EAST_WINDOW | 22.05 | 1.51 | 9.84
OFFICE_NORTH_WINDOW | 44.85 | 1.51 | 9.84
WORSHIP_EAST_WINDOW | 199.84 | 1.51 | 9.84
WORSHIP_SOUTH_WINDOW | 89.83 | 1.51 | 9.84
WORSHIP_WEST_WINDOW | 199.84 | 1.51 | 9.84

## Raw_shadinggeometry (hidden)
Shading Name | Width [ft] | Length [ft]
No Shading

## Raw_zonesummary (hidden)
Vintage | Space | Zone Name | Conditioned | Area (Excluding Plenums and CrawlSpace) (ft2) | Area (Including Plenums and CrawlSpace) (ft2) | Width (ft) | Length (ft) | Volume (ft3) | Multipliers | People (Persons/1000 ft2) | Lighting (Btu/h-ft2) | Plug Loads (Btu/h-ft2) | Outdoor Air Flow per Person (cfm/person) | Outdoor Air Flow per Zone Floor Area (cfm/ft2) | Zone Type | HVAC System Identifier | Schedule Identifier | Height (ft)
Existing | CLASSROOM | CLASSROOM | Yes | 1000 | 1000 | 45.01 | 22.21 | 15000.7 | 1 | 25 | 4.48 | 3.4117 | 0 | 0.38 | Classroom_class | Main | Assembly | 15.0007
Existing | OFFICE | OFFICE | Yes | 1000 | 1000 | 45.01 | 22.21 | 15000.7 | 1 | 5 | 4.2664 | 5.1175 | 0 | 0.15 | Office | Main | Assembly | 15.0007
Existing | WORSHIP | WORSHIP | Yes | 18001.76 | 18001.76 | 200 | 200 | 675098.82 | 1 | 71.43 | 4.7251 | 3.4117 | 0 | 1.07 | Auditorium | Main | Assembly | 37.5018
New Construction | CLASSROOM | CLASSROOM | Yes | 1000 | 1000 | 45.01 | 22.21 | 15000.7 | 1 | 25 | 2.047 | 3.4117 | 0 | 0.38 | Classroom_class | Main | Assembly | 15.0007
New Construction | OFFICE | OFFICE | Yes | 1000 | 1000 | 45.01 | 22.21 | 15000.7 | 1 | 5 | 2.047 | 5.1175 | 0 | 0.15 | Office | Main | Assembly | 15.0007
New Construction | WORSHIP | WORSHIP | Yes | 18001.76 | 18001.76 | 200 | 200 | 675098.82 | 1 | 71.43 | 2.3882 | 3.4117 | 0 | 1.07 | Auditorium | Main | Assembly | 37.5018