## Geometry Summary (hidden)
Abbreviation | Building Type | Shape | Number of Floors | Aspect Ratio | Zone Height_1 | Zone Height_2 | Zone Height_3 | Plenum Height | Floor to Floor Height (feet) | Floor to Ceiling Height (feet)
Asm | Assembly | #VALUE! | 1 | 1 | 12.0006 | na | na | 3.0001 | 12.0006 | 15.0007
ECC | Education - Community College | #VALUE! | 3 | 5.7 | 9.0004 | 13.0006 | na | 4.0002 | 9 / 13 | 13 / 17
EPr | Education - Primary School | #VALUE! | 1 | 2 | 9.0004 | 12.0006 | na | 3.0001 | 9 / 12 | 12 / 15
ERC | Education - Relocatable Classroom | #VALUE! | 1 | 1.7 | 9.0004 | na | na | 3.0001 | 9.0004 | 12.0006
ESe | Education - Secondary School | #VALUE! | 2 | 2.5/1.0 | 9.0004 | 13.0006 | na | 4.0002 | 9 / 13 | 13 / 17
EUn | Education - University | #VALUE! | 4 | 2.0/15.0 | 10.0005 | 9.0004 | 14.0007 | 4.0002 | 9 / 10 / 14 | 13 / 14 / 18
Fin | Financial buildings, incl. banks | #VALUE! | 1 | 1 | 11.0005 | na | na | na | 11.0005 | 11.0005
Gro | Grocery | #VALUE! | 1 | 1 | 25.0012 | na | na | na | 25.0012 | 25.0012
Hsp | Health/Medical - Hospital | #VALUE! | 3 | 1 | 10.007 | 12.9927 | na | 2.9857 | 10 / 13 | 13 / 16
Htl | Lodging - Hotel | #VALUE! | 4 | 6.6 | 8.0004 | 10.5005 | na | 1.5001 | 8 / 11 | 10 / 12
Lib | Libraries | #VALUE! | 1 | 1 | 13.0006 | na | na | na | 13.0006 | 13.0006
MBT | Manufacturing Biotech | #VALUE! | 1 | 6 | 9.0004 | na | na | 6.0003 | 9.0004 | 15.0008
MLI | Manufacturing Light Industrial | #VALUE! | 1 | 1 | 35.0017 | na | na | na | 35.0017 | 35.0017
Mtl | Lodging - Motel | #VALUE! | 2 | 5.1 | 9.0004 | na | na | na | 9.0004 | 9.0004
Nrs | Health/Medical - Nursing Home | #VALUE! | 2 | 10.3 | 12.9986 | 9.0005 | na | 4.0055 | 9 / 13 | 13 / 17
OfL | Office - Large | #VALUE! | 3 | 1.5 | 9.0004 | na | na | 3.0001 | 9.0004 | 12.0006
OfS | Office - Small | #VALUE! | 2 | 1.5 | 9.0004 | na | na | 3.0001 | 9.0004 | 12.0006
Rel | Religious assembly buildings | #VALUE! | 1 | 2.5 | 37.5018 | 15.0007 | na | na | 38 / 15 | 38 / 15
RFF | Restaurant - Fast-Food | #VALUE! | 1 | 1 | 10.0005 | na | na | 3.0002 | 10.0005 | 13.0007
RSD | Restaurant - Sit-Down | #VALUE! | 1 | 1 | 10.0005 | na | na | 3.0001 | 10.0005 | 13.0006
Rt3 | Retail - Multistory Large | #VALUE! | 3 | 1 | 15.0007 | na | na | 5.8002 | 15.0007 | 20.8009
RtL | Retail - Single-Story Large | #VALUE! | 1 | 1 | 20.501 | na | na | na | 20.501 | 20.501
RtS | Retail - Small | #VALUE! | 1 | 1 | 10.0005 | na | na | 2.0001 | 10.0005 | 12.0006
SCn | Storage - Conditioned | #VALUE! | 1 | 1 | 48.0023 | na | na | na | 48.0023 | 48.0023
SUn | Storage - Unconditioned | #VALUE! | 1 | 1 | 48.0023 | na | na | na | 48.0023 | 48.0023
WRf | Warehouse - Refrigerated | #VALUE! | 1 | 1 | 48.0023 | na | na | na | 48.0023 | 48.0023

## Prototype
TRC, Updated Febuary 2026
Restaurant - Fast-Food
Characteristic | Value
Building Type | Restaurant - Fast-Food
Building Category | Nonresidential
Vintages | Two vintages: Existing and New Construction
Shape | #VALUE!
Total Floor Area (ft²) | 1998.29
Aspect Ratio | 1
Number of Floors | 1
Roof Type | Flat Roof
Gross Window to Wall Ratio (%) | 24.99
Shading Geometry | No Shading
Floor to Floor Height (feet) | 10.0005
Floor to Ceiling Height (feet) | 13.0007
Glazing Sill Height (feet) | 3

## Notes
Prototype Overview
Name | Description
Asm | Assembly
ECC | Education - Community College
EPr | Education - Primary School
ERC | Education - Relocatable Classroom
ESe | Education - Secondary School
EUn | Education - University
Fin | Financial buildings, incl. banks
Gro | Grocery
Hsp | Health/Medical - Hospital
Htl | Lodging - Hotel
Lib | Libraries
MBT | Manufacturing Biotech
MLI | Manufacturing Light Industrial
Mtl | Lodging - Motel
Nrs | Health/Medical - Nursing Home
OfL | Office - Large
OfS | Office - Small
Rel | Religious assembly buildings
RFF | Restaurant - Fast-Food
RSD | Restaurant - Sit-Down
Rt3 | Retail - Multistory Large
RtL | Retail - Single-Story Large
RtS | Retail - Small
SCn | Storage - Conditioned
SUn | Storage - Unconditioned
WRf | Warehouse - Refrigerated
Vintages
Existing | Weighted average of Title 24 requirements based on vintages from 1975 to 2022
New Construction | Title 24 2025
Run Begin Day
Begin Month | Begin Day of Month | Day of Week for Start Day
1 | 1 | Sunday
Special Days
Name | Start Date | Duration (days) | Special Day Type
New Years Day | January 1 | 1 | Holiday
Veterans Day | November 11 | 1 | Holiday
Christmas | December 25 | 1 | Holiday
Independence Day | July 4 | 1 | Holiday
MLK Day | 3rd Monday in January | 1 | Holiday
Presidents Day | 3rd Monday in February | 1 | Holiday
Memorial Day | Last Monday in May | 1 | Holiday
Labor Day | 1st Monday in September | 1 | Holiday
Columbus Day | 2nd Monday in October | 1 | Holiday
Thanksgiving | 4th Thursday in November | 1 | Holiday

## Raw_runbeginday (hidden)
Begin Month | Begin Day of Month | Day of Week for Start Day
1 | 1 | Sunday

## Raw_specialdays (hidden)
Name | Start Day | Duration | Special Day Type
New Years Day | January 1 | 1 | Holiday
Veterans Day | November 11 | 1 | Holiday
Christmas | December 25 | 1 | Holiday
Independence Day | July 4 | 1 | Holiday
MLK Day | 3rd Monday in January | 1 | Holiday
Presidents Day | 3rd Monday in February | 1 | Holiday
Memorial Day | Last Monday in May | 1 | Holiday
Labor Day | 1st Monday in September | 1 | Holiday
Columbus Day | 2nd Monday in October | 1 | Holiday
Thanksgiving | 4th Thursday in November | 1 | Holiday

## Climate Zone
Climate Zones - All Prototypes
Climate Zone | Representative City | Weather File Name
CZ01 | Eureka | CA_EUREKA_725940S_CZ2022.epw
CZ02 | Napa | CA_NAPA-CO_724955S_CZ2022.epw
CZ03 | Oakland | CA_OAKLAND-METRO-AP_724930S_CZ2022.epw
CZ04 | San Jose | CA_SAN-JOSE-IAP_724945S_CZ2022.epw
CZ05 | Santa Maria | CA_SANTA-MARIA-PUBLIC-AP_723940S_CZ2022.epw
CZ06 | Los Angeles | CA_LOS-ANGELES-IAP_722950S_CZ2022.epw
CZ07 | San Diego-Lindbergh | CA_SAN-DIEGO-LINDBERGH-FLD_722900S_CZ2022.epw
CZ08 | Long Beach-Daugherty | CA_LONG-BEACH-DAUGHERTY-FLD_722970S_CZ2022.epw
CZ09 | Los Angeles | CA_LOS-ANGELES-DOWNTOWN-USC_722874S_CZ2022.epw
CZ10 | Riverside | CA_RIVERSIDE-MUNI_722869S_CZ2022.epw
CZ11 | Red Bluff | CA_RED-BLUFF-MUNI-AP_725910S_CZ2022.epw
CZ12 | Stockton | CA_STOCKTON-METRO-AP_724920S_CZ2022.epw
CZ13 | Fresno Yosemite | CA_FRESNO-YOSEMITE-IAP_723890S_CZ2022.epw
CZ14 | Daggett Barstow | CA_DAGGETT-BARSTOW-AP_723815S_CZ2022.epw
CZ15 | El Centro | CA_EL-CENTRO-NAF_722810S_CZ2022.epw
CZ16 | Bishop | CA_BISHOP-AP_724800S_CZ2022.epw
Source: California Energy Commission, https://cecgis-caenergy.opendata.arcgis.com/datasets/CAEnergy::california-building-climate-zones/about

## Zones
Zone Summary - Restaurant - Fast-Food
Space | Zone Name | Conditioned [Y/N] | Zone Type | HVAC System Identifier (Main/Alternative/Customized) | Schedule Identifier | Area Fraction | Area (Excluding Plenums and Crawl Space) (ft²) | Volume (ft³) | Multipliers | People (Persons/1,000 ft²) | Note
DINING EL1 ESE PERIM SPC (G.ESE1) | DINING EL1 ESE PERIM SPC (G.ESE1) | Yes | Dining_fast | Main | Restaurant | 39.97% | 798.8 | 7988.42 | 1 | 33.33
EL1 ESE PERIM PLNM (G.ESE5) | EL1 ESE PERIM PLNM (G.ESE5) | No | Plenum | - | Plenum | 0% | 0 | 2396.53 | 1 | 0
EL1 NW PERIM PLNM (G.NW7) | EL1 NW PERIM PLNM (G.NW7) | No | Plenum | - | Plenum | 0% | 0 | 2397.87 | 1 | 0
EL1 NORTH PERIM PLNM (G.N8) | EL1 NORTH PERIM PLNM (G.N8) | No | Plenum | - | Plenum | 0% | 0 | 300.65 | 1 | 0
RESTROOM EL1 NORTH PERIM SPC (G.N4) | RESTROOM EL1 NORTH PERIM SPC (G.N4) | Yes | Restroom | Main | Restaurant | 5.015% | 100.21 | 1002.18 | 1 | 5
EL1 SSW PERIM PLNM (G.SSW6) | EL1 SSW PERIM PLNM (G.SSW6) | No | Plenum | - | Plenum | 0% | 0 | 900.13 | 1 | 0
KITCHEN EL1 NW PERIM SPC (G.NW3) | KITCHEN EL1 NW PERIM SPC (G.NW3) | Yes | Kitchen | Customized | Kitchen | 40% | 799.25 | 7992.89 | 1 | 2.5
LOBBYWAITING EL1 SSW PERIM SPC (G.SSW2) | LOBBYWAITING EL1 SSW PERIM SPC (G.SSW2) | Yes | Lobby | Main | Restaurant | 15.01% | 300.03 | 3000.43 | 1 | 33.33
Total (8 Space) | Total (8 Space) | Total (4 Conditioned zones, 4 Unconditioned Zones) |  |  |  |  | 1998.29

## Envelope
Envelope - Restaurant - Fast-Food
Element | Prototype | Assembly Type | Construction | Unit | Vintage | Selected T24 | Note | CZ01 | CZ02 | CZ03 | CZ04 | CZ05 | CZ06 | CZ07 | CZ08 | CZ09 | CZ10 | CZ11 | CZ12 | CZ13 | CZ14 | CZ15 | CZ16
External Wall | Restaurant - Fast-Food | - | Stucco+Wall Continuous Insulation+Gypsum 5/8in | U-value IP | Existing | Weighted average |  | 0.393 | 0.609 | 0.577 | 0.629 | 0.615 | 0.623 | 0.73 | 0.626 | 0.621 | 0.884 | 0.497 | 0.533 | 0.509 | 0.384 | 0.378 | 0.357
External Wall | Restaurant - Fast-Food | - | Stucco+Wall Continuous Insulation+Gypsum 5/8in | U-value IP | New Construction | 2025 |  | 0.257 | 1.452 | 1.452 | 1.452 | 1.452 | 1.515 | 1.515 | 1.515 | 1.515 | 1.452 | 0.185 | 0.257 | 0.218 | 0.185 | 0.185 | 0.176
Roof | Restaurant - Fast-Food | - | Roof Membrane+Roof Continuous Insulation+Metal Decking | U-value IP | Existing | Weighted average |  | 0.067 | 0.066 | 0.067 | 0.065 | 0.067 | 0.074 | 0.073 | 0.073 | 0.07 | 0.061 | 0.063 | 0.063 | 0.063 | 0.061 | 0.059 | 0.061
Roof | Restaurant - Fast-Food | - | Roof Membrane+Roof Continuous Insulation+Metal Decking | U-value IP | New Construction | 2025 |  | 0.028 | 0.028 | 0.028 | 0.028 | 0.028 | 0.048 | 0.048 | 0.048 | 0.028 | 0.028 | 0.028 | 0.028 | 0.028 | 0.028 | 0.028 | 0.028
Windows | Restaurant - Fast-Food | - | Theoretical Glazing | U-value IP | Existing | Weighted average |  | 1.024 | 1.078 | 1.131 | 1.108 | 1.109 | 1.115 | 1.075 | 1.114 | 1.112 | 0.875 | 0.942 | 0.94 | 0.929 | 0.886 | 0.831 | 0.885
Windows | Restaurant - Fast-Food | - | Theoretical Glazing | U-value IP | New Construction | 2025 |  | 0.36 | 0.36 | 0.36 | 0.36 | 0.36 | 0.36 | 0.36 | 0.36 | 0.34 | 0.36 | 0.34 | 0.34 | 0.34 | 0.34 | 0.34 | 0.36
Windows | Restaurant - Fast-Food | - | Theoretical Glazing | SHGC | Existing | Weighted average |  | 0.70708 | 0.70715 | 0.73753 | 0.71836 | 0.75308 | 0.7254 | 0.72673 | 0.7241 | 0.72365 | 0.5734 | 0.64366 | 0.64394 | 0.6358 | 0.60724 | 0.57129 | 0.62767
Windows | Restaurant - Fast-Food | - | Theoretical Glazing | SHGC | New Construction | 2025 |  | 0.25 | 0.25 | 0.25 | 0.25 | 0.25 | 0.25 | 0.25 | 0.25 | 0.22 | 0.25 | 0.22 | 0.22 | 0.22 | 0.22 | 0.22 | 0.25
Windows | Restaurant - Fast-Food | - | Theoretical Glazing | Visible Transmittance | Existing | Weighted average |  | 0.26089 | 0.26141 | 0.26004 | 0.26231 | 0.26223 | 0.26197 | 0.26576 | 0.26213 | 0.26228 | 0.27816 | 0.26665 | 0.26607 | 0.26793 | 0.27125 | 0.27583 | 0.27139
Windows | Restaurant - Fast-Food | - | Theoretical Glazing | Visible Transmittance | New Construction | 2025 |  | 0.42 | 0.42 | 0.42 | 0.42 | 0.42 | 0.42 | 0.42 | 0.42 | 0.42 | 0.42 | 0.42 | 0.42 | 0.42 | 0.42 | 0.42 | 0.42
Infiltration - Restaurant - Fast-Food
|  |  |  | Element | Unit | Vintage | Note | CZ01 | CZ02 | CZ03 | CZ04 | CZ05 | CZ06 | CZ07 | CZ08 | CZ09 | CZ10 | CZ11 | CZ12 | CZ13 | CZ14 | CZ15 | CZ16
|  |  |  | Infiltration Rate | CFM/ft2 | Existing | Infiltration rate is flow rate per exterior surface area at 10 mph wind speed, modeled proportionally to wind speed. | 0.044801 | 0.044801 | 0.044801 | 0.044801 | 0.044801 | 0.044801 | 0.044801 | 0.044801 | 0.044801 | 0.044801 | 0.044801 | 0.044801 | 0.044801 | 0.044801 | 0.044801 | 0.044801
[6 empty] | New Construction |  | 0.044801 | 0.044801 | 0.044801 | 0.044801 | 0.044801 | 0.044801 | 0.044801 | 0.044801 | 0.044801 | 0.044801 | 0.044801 | 0.044801 | 0.044801 | 0.044801 | 0.044801 | 0.044801

## Raw_envelope (hidden)
Climate Zone | Vintage | Exterior Roof Layers | Roof U-Value [Btu/h-ft2-F] | Exterior Wall Layers | Wall U-Value [Btu/h-ft2-F] | Exterior Window Layers | Window U-Value [Btu/h-ft2-F] | Window SHGC | Window VT
CZ01 | Existing | Roof Membrane+Roof Continuous Insulation+Metal Decking | 0.067 | Stucco+Wall Continuous Insulation+Gypsum 5/8in | 0.393 | Theoretical Glazing | 1.024 | 0.70708 | 0.26089
CZ02 | Existing | Roof Membrane+Roof Continuous Insulation+Metal Decking | 0.066 | Stucco+Wall Continuous Insulation+Gypsum 5/8in | 0.609 | Theoretical Glazing | 1.078 | 0.70715 | 0.26141
CZ03 | Existing | Roof Membrane+Roof Continuous Insulation+Metal Decking | 0.067 | Stucco+Wall Continuous Insulation+Gypsum 5/8in | 0.577 | Theoretical Glazing | 1.131 | 0.73753 | 0.26004
CZ04 | Existing | Roof Membrane+Roof Continuous Insulation+Metal Decking | 0.065 | Stucco+Wall Continuous Insulation+Gypsum 5/8in | 0.629 | Theoretical Glazing | 1.108 | 0.71836 | 0.26231
CZ05 | Existing | Roof Membrane+Roof Continuous Insulation+Metal Decking | 0.067 | Stucco+Wall Continuous Insulation+Gypsum 5/8in | 0.615 | Theoretical Glazing | 1.109 | 0.75308 | 0.26223
CZ06 | Existing | Roof Membrane+Roof Continuous Insulation+Metal Decking | 0.074 | Stucco+Wall Continuous Insulation+Gypsum 5/8in | 0.623 | Theoretical Glazing | 1.115 | 0.7254 | 0.26197
CZ07 | Existing | Roof Membrane+Roof Continuous Insulation+Metal Decking | 0.073 | Stucco+Wall Continuous Insulation+Gypsum 5/8in | 0.73 | Theoretical Glazing | 1.075 | 0.72673 | 0.26576
CZ08 | Existing | Roof Membrane+Roof Continuous Insulation+Metal Decking | 0.073 | Stucco+Wall Continuous Insulation+Gypsum 5/8in | 0.626 | Theoretical Glazing | 1.114 | 0.7241 | 0.26213
CZ09 | Existing | Roof Membrane+Roof Continuous Insulation+Metal Decking | 0.07 | Stucco+Wall Continuous Insulation+Gypsum 5/8in | 0.621 | Theoretical Glazing | 1.112 | 0.72365 | 0.26228
CZ10 | Existing | Roof Membrane+Roof Continuous Insulation+Metal Decking | 0.061 | Stucco+Wall Continuous Insulation+Gypsum 5/8in | 0.884 | Theoretical Glazing | 0.875 | 0.5734 | 0.27816
CZ11 | Existing | Roof Membrane+Roof Continuous Insulation+Metal Decking | 0.063 | Stucco+Wall Continuous Insulation+Gypsum 5/8in | 0.497 | Theoretical Glazing | 0.942 | 0.64366 | 0.26665
CZ12 | Existing | Roof Membrane+Roof Continuous Insulation+Metal Decking | 0.063 | Stucco+Wall Continuous Insulation+Gypsum 5/8in | 0.533 | Theoretical Glazing | 0.94 | 0.64394 | 0.26607
CZ13 | Existing | Roof Membrane+Roof Continuous Insulation+Metal Decking | 0.063 | Stucco+Wall Continuous Insulation+Gypsum 5/8in | 0.509 | Theoretical Glazing | 0.929 | 0.6358 | 0.26793
CZ14 | Existing | Roof Membrane+Roof Continuous Insulation+Metal Decking | 0.061 | Stucco+Wall Continuous Insulation+Gypsum 5/8in | 0.384 | Theoretical Glazing | 0.886 | 0.60724 | 0.27125
CZ15 | Existing | Roof Membrane+Roof Continuous Insulation+Metal Decking | 0.059 | Stucco+Wall Continuous Insulation+Gypsum 5/8in | 0.378 | Theoretical Glazing | 0.831 | 0.57129 | 0.27583
CZ16 | Existing | Roof Membrane+Roof Continuous Insulation+Metal Decking | 0.061 | Stucco+Wall Continuous Insulation+Gypsum 5/8in | 0.357 | Theoretical Glazing | 0.885 | 0.62767 | 0.27139
CZ01 | New Construction | Roof Membrane+Roof Continuous Insulation+Metal Decking | 0.028 | Stucco+Wall Continuous Insulation+Gypsum 5/8in | 0.257 | Theoretical Glazing | 0.36 | 0.25 | 0.42
CZ02 | New Construction | Roof Membrane+Roof Continuous Insulation+Metal Decking | 0.028 | Stucco+Wall Continuous Insulation+Gypsum 5/8in | 1.452 | Theoretical Glazing | 0.36 | 0.25 | 0.42
CZ03 | New Construction | Roof Membrane+Roof Continuous Insulation+Metal Decking | 0.028 | Stucco+Wall Continuous Insulation+Gypsum 5/8in | 1.452 | Theoretical Glazing | 0.36 | 0.25 | 0.42
CZ04 | New Construction | Roof Membrane+Roof Continuous Insulation+Metal Decking | 0.028 | Stucco+Wall Continuous Insulation+Gypsum 5/8in | 1.452 | Theoretical Glazing | 0.36 | 0.25 | 0.42
CZ05 | New Construction | Roof Membrane+Roof Continuous Insulation+Metal Decking | 0.028 | Stucco+Wall Continuous Insulation+Gypsum 5/8in | 1.452 | Theoretical Glazing | 0.36 | 0.25 | 0.42
CZ06 | New Construction | Roof Membrane+Roof Continuous Insulation+Metal Decking | 0.048 | Stucco+Wall Continuous Insulation+Gypsum 5/8in | 1.515 | Theoretical Glazing | 0.36 | 0.25 | 0.42
CZ07 | New Construction | Roof Membrane+Roof Continuous Insulation+Metal Decking | 0.048 | Stucco+Wall Continuous Insulation+Gypsum 5/8in | 1.515 | Theoretical Glazing | 0.36 | 0.25 | 0.42
CZ08 | New Construction | Roof Membrane+Roof Continuous Insulation+Metal Decking | 0.048 | Stucco+Wall Continuous Insulation+Gypsum 5/8in | 1.515 | Theoretical Glazing | 0.36 | 0.25 | 0.42
CZ09 | New Construction | Roof Membrane+Roof Continuous Insulation+Metal Decking | 0.028 | Stucco+Wall Continuous Insulation+Gypsum 5/8in | 1.515 | Theoretical Glazing | 0.34 | 0.22 | 0.42
CZ10 | New Construction | Roof Membrane+Roof Continuous Insulation+Metal Decking | 0.028 | Stucco+Wall Continuous Insulation+Gypsum 5/8in | 1.452 | Theoretical Glazing | 0.36 | 0.25 | 0.42
CZ11 | New Construction | Roof Membrane+Roof Continuous Insulation+Metal Decking | 0.028 | Stucco+Wall Continuous Insulation+Gypsum 5/8in | 0.185 | Theoretical Glazing | 0.34 | 0.22 | 0.42
CZ12 | New Construction | Roof Membrane+Roof Continuous Insulation+Metal Decking | 0.028 | Stucco+Wall Continuous Insulation+Gypsum 5/8in | 0.257 | Theoretical Glazing | 0.34 | 0.22 | 0.42
CZ13 | New Construction | Roof Membrane+Roof Continuous Insulation+Metal Decking | 0.028 | Stucco+Wall Continuous Insulation+Gypsum 5/8in | 0.218 | Theoretical Glazing | 0.34 | 0.22 | 0.42
CZ14 | New Construction | Roof Membrane+Roof Continuous Insulation+Metal Decking | 0.028 | Stucco+Wall Continuous Insulation+Gypsum 5/8in | 0.185 | Theoretical Glazing | 0.34 | 0.22 | 0.42
CZ15 | New Construction | Roof Membrane+Roof Continuous Insulation+Metal Decking | 0.028 | Stucco+Wall Continuous Insulation+Gypsum 5/8in | 0.185 | Theoretical Glazing | 0.34 | 0.22 | 0.42
CZ16 | New Construction | Roof Membrane+Roof Continuous Insulation+Metal Decking | 0.028 | Stucco+Wall Continuous Insulation+Gypsum 5/8in | 0.176 | Theoretical Glazing | 0.36 | 0.25 | 0.42

## Raw_infiltrationcfmft (hidden)
Vintage | CZ01 | CZ02 | CZ03 | CZ04 | CZ05 | CZ06 | CZ07 | CZ08 | CZ09 | CZ10 | CZ11 | CZ12 | CZ13 | CZ14 | CZ15 | CZ16
Existing | 0.044801 | 0.044801 | 0.044801 | 0.044801 | 0.044801 | 0.044801 | 0.044801 | 0.044801 | 0.044801 | 0.044801 | 0.044801 | 0.044801 | 0.044801 | 0.044801 | 0.044801 | 0.044801
New Construction | 0.044801 | 0.044801 | 0.044801 | 0.044801 | 0.044801 | 0.044801 | 0.044801 | 0.044801 | 0.044801 | 0.044801 | 0.044801 | 0.044801 | 0.044801 | 0.044801 | 0.044801 | 0.044801

## Thermostat
Thermostat Setpoints - Restaurant - Fast-Food | [18 empty] | Zone Type
Schedule Identifier | Setpoint | CZ01 | CZ02 | CZ03 | CZ04 | CZ05 | CZ06 | CZ07 | CZ08 | CZ09 | CZ10 | CZ11 | CZ12 | CZ13 | CZ14 | CZ15 | CZ16 | Notes | Kitchen
Kitchen | Heating Setpoint (F) | 70 | 70 | 70 | 70 | 70 | 70 | 70 | 70 | 70 | 70 | 70 | 70 | 70 | 70 | 70 | 70 |  | Restaurant
Kitchen | Heating Setback (F) | 60 | 60 | 60 | 60 | 60 | 60 | 60 | 60 | 60 | 60 | 60 | 60 | 60 | 60 | 60 | 60
Kitchen | Cooling Setpoint (F) | 75 | 75 | 75 | 75 | 75 | 75 | 75 | 75 | 75 | 75 | 75 | 75 | 75 | 75 | 75 | 75
Kitchen | Cooling Setback (F) | 85 | 85 | 85 | 85 | 85 | 85 | 85 | 85 | 85 | 85 | 85 | 85 | 85 | 85 | 85 | 85
Restaurant | Heating Setpoint (F) | 70 | 70 | 70 | 70 | 70 | 70 | 70 | 70 | 70 | 70 | 70 | 70 | 70 | 70 | 70 | 70
Restaurant | Heating Setback (F) | 60 | 60 | 60 | 60 | 60 | 60 | 60 | 60 | 60 | 60 | 60 | 60 | 60 | 60 | 60 | 60
Restaurant | Cooling Setpoint (F) | 75 | 75 | 75 | 75 | 75 | 75 | 75 | 75 | 75 | 75 | 75 | 75 | 75 | 75 | 75 | 75
Restaurant | Cooling Setback (F) | 85 | 85 | 85 | 85 | 85 | 85 | 85 | 85 | 85 | 85 | 85 | 85 | 85 | 85 | 85 | 85

## Raw_thermostatsetpoints (hidden)
Climate Zone | Schedule Identifier | Heating Setpoint (F) | Heating Setback (F) | Cooling Setpoint (F) | Cooling Setback (F)
CZ01 | Kitchen | 70 | 60 | 75 | 85
CZ01 | Restaurant | 70 | 60 | 75 | 85
CZ02 | Kitchen | 70 | 60 | 75 | 85
CZ02 | Restaurant | 70 | 60 | 75 | 85
CZ03 | Kitchen | 70 | 60 | 75 | 85
CZ03 | Restaurant | 70 | 60 | 75 | 85
CZ04 | Kitchen | 70 | 60 | 75 | 85
CZ04 | Restaurant | 70 | 60 | 75 | 85
CZ05 | Kitchen | 70 | 60 | 75 | 85
CZ05 | Restaurant | 70 | 60 | 75 | 85
CZ06 | Kitchen | 70 | 60 | 75 | 85
CZ06 | Restaurant | 70 | 60 | 75 | 85
CZ07 | Kitchen | 70 | 60 | 75 | 85
CZ07 | Restaurant | 70 | 60 | 75 | 85
CZ08 | Kitchen | 70 | 60 | 75 | 85
CZ08 | Restaurant | 70 | 60 | 75 | 85
CZ09 | Kitchen | 70 | 60 | 75 | 85
CZ09 | Restaurant | 70 | 60 | 75 | 85
CZ10 | Kitchen | 70 | 60 | 75 | 85
CZ10 | Restaurant | 70 | 60 | 75 | 85
CZ11 | Kitchen | 70 | 60 | 75 | 85
CZ11 | Restaurant | 70 | 60 | 75 | 85
CZ12 | Kitchen | 70 | 60 | 75 | 85
CZ12 | Restaurant | 70 | 60 | 75 | 85
CZ13 | Kitchen | 70 | 60 | 75 | 85
CZ13 | Restaurant | 70 | 60 | 75 | 85
CZ14 | Kitchen | 70 | 60 | 75 | 85
CZ14 | Restaurant | 70 | 60 | 75 | 85
CZ15 | Kitchen | 70 | 60 | 75 | 85
CZ15 | Restaurant | 70 | 60 | 75 | 85
CZ16 | Kitchen | 70 | 60 | 75 | 85
CZ16 | Restaurant | 70 | 60 | 75 | 85

## HVAC System
HVAC system - Restaurant - Fast-Food
Vintage | System Name | Category | Heating Type* | Cooling Type* | Air Distribution | Heating Efficiency | Cooling Efficiency | Note
Existing | cDXGF | Main | Furnace (gas) | DX-AIR | SZ-CAV | 0.8 | 3.65
Existing | cDXGF | Alternative | - | - | - | - | -
Existing | cDXGF | Customized | Furnace (gas) | DX-AIR | SZ-CAV | 0.8 | 3
New Construction | cDXGF | Main | Furnace (gas) | DX-AIR | SZ-CAV | 0.8 | 3.65
New Construction | cDXGF | Alternative | - | - | - | - | -
New Construction | cDXGF | Customized | Furnace (gas) | DX-AIR | SZ-CAV | 0.8 | 3
Existing | cDXHP | Main | DX-AIR | DX-AIR | SZ-CAV | 3.738 | 3.65
Existing | cDXHP | Alternative | - | - | - | - | -
Existing | cDXHP | Customized | Furnace (gas) | DX-AIR | SZ-CAV | 0.8 | 3
New Construction | cDXHP | Main | DX-AIR | DX-AIR | SZ-CAV | 3.738 | 3.65
New Construction | cDXHP | Alternative | - | - | - | - | -
New Construction | cDXHP | Customized | Furnace (gas) | DX-AIR | SZ-CAV | 0.8 | 3
Existing | cAVVG | Main | Boiler (gas) | Chiller system | MZ-VAV | 0.805 | 3.05
Existing | cAVVG | Alternative | - | - | - | - | -
Existing | cAVVG | Customized | Furnace (gas) | DX-AIR | SZ-CAV | 0.8 | 3
New Construction | cAVVG | Main | Boiler (gas) | Chiller system | MZ-VAV | 0.805 | 3.05
New Construction | cAVVG | Alternative | - | - | - | - | -
New Construction | cAVVG | Customized | Furnace (gas) | DX-AIR | SZ-CAV | 0.8 | 3
Existing | cDXOH | Main | None | DX-AIR | SZ-CAV | - | 3.65
Existing | cDXOH | Alternative | - | - | - | - | -
Existing | cDXOH | Customized | Furnace (gas) | DX-AIR | SZ-CAV | 0.8 | 3
New Construction | cDXOH | Main | None | DX-AIR | SZ-CAV | - | 3.65
New Construction | cDXOH | Alternative | - | - | - | - | -
New Construction | cDXOH | Customized | Furnace (gas) | DX-AIR | SZ-CAV | 0.8 | 3
Existing | cPVVG | Main | Furnace (gas) | DX-AIR | SZ-VAV | 0.8 | 3.65
Existing | cPVVG | Alternative | - | - | - | - | -
Existing | cPVVG | Customized | Furnace (gas) | DX-AIR | SZ-CAV | 0.8 | 3
New Construction | cPVVG | Main | Furnace (gas) | DX-AIR | SZ-VAV | 0.8 | 3.65
New Construction | cPVVG | Alternative | - | - | - | - | -
New Construction | cPVVG | Customized | Furnace (gas) | DX-AIR | SZ-CAV | 0.8 | 3
*DX Heating and cooling COPs are calculated based on coil-only input power and exclude fan power
Fan Power - Restaurant - Fast-Food
Vintage | System Name | HVAC System Identifier | Fan System | Total Static Pressure (TSP) (in w.c.) | Fan Efficiency | Fan Motor and Drive Efficiency | W/cfm | Note
Existing | cAVVG | Main | MZ-VAV | 5.362 | 0.55 | 0.9 | 1.15
Existing | cAVVG | Customized | SZ-CAV | 3.877 | 0.65 | 0.85 | 0.7
New Construction | cAVVG | Main | MZ-VAV | 5.362 | 0.55 | 0.9 | 1.15
New Construction | cAVVG | Customized | SZ-CAV | 3.877 | 0.65 | 0.85 | 0.7
Existing | cDXGF | Main | SZ-CAV | 3.877 | 0.55 | 0.87 | 0.83
Existing | cDXGF | Customized | SZ-CAV | 3.877 | 0.65 | 0.85 | 0.7
New Construction | cDXGF | Main | SZ-CAV | 3.877 | 0.55 | 0.87 | 0.83
New Construction | cDXGF | Customized | SZ-CAV | 3.877 | 0.65 | 0.85 | 0.7
Existing | cDXHP | Main | SZ-CAV | 3.877 | 0.55 | 0.87 | 0.83
Existing | cDXHP | Customized | SZ-CAV | 3.877 | 0.65 | 0.85 | 0.7
New Construction | cDXHP | Main | SZ-CAV | 3.877 | 0.55 | 0.87 | 0.83
New Construction | cDXHP | Customized | SZ-CAV | 3.877 | 0.65 | 0.85 | 0.7
Existing | cDXOH | Main | SZ-CAV | 3.877 | 0.55 | 0.87 | 0.83
Existing | cDXOH | Customized | SZ-CAV | 3.877 | 0.65 | 0.85 | 0.7
New Construction | cDXOH | Main | SZ-CAV | 3.877 | 0.55 | 0.87 | 0.83
New Construction | cDXOH | Customized | SZ-CAV | 3.877 | 0.65 | 0.85 | 0.7
Existing | cPVVG | Main | SZ-VAV | 3.877 | 0.55 | 0.87 | 0.83
Existing | cPVVG | Customized | SZ-CAV | 3.877 | 0.65 | 0.85 | 0.7
New Construction | cPVVG | Main | SZ-VAV | 3.877 | 0.55 | 0.87 | 0.83
New Construction | cPVVG | Customized | SZ-CAV | 3.877 | 0.65 | 0.85 | 0.7

## Raw_fanoverview (hidden)
Vintage | HVAC name | System type | HVAC System Identifier | Total Static Pressure (TSP) (in w.c.) | Fan Efficiency | Fan Motor and Drive Efficiency | W/cfm
Existing | cAVVG | MZ-VAV Fans | Main | 5.362 | 0.55 | 0.9 | 1.15
Existing | cAVVG | SZ-CAV Fans | Customized | 3.877 | 0.65 | 0.85 | 0.7
New Construction | cAVVG | MZ-VAV Fans | Main | 5.362 | 0.55 | 0.9 | 1.15
New Construction | cAVVG | SZ-CAV Fans | Customized | 3.877 | 0.65 | 0.85 | 0.7
Existing | cDXGF | SZ-CAV Fans | Main | 3.877 | 0.55 | 0.87 | 0.83
Existing | cDXGF | SZ-CAV Fans | Customized | 3.877 | 0.65 | 0.85 | 0.7
New Construction | cDXGF | SZ-CAV Fans | Main | 3.877 | 0.55 | 0.87 | 0.83
New Construction | cDXGF | SZ-CAV Fans | Customized | 3.877 | 0.65 | 0.85 | 0.7
Existing | cDXHP | SZ-CAV Fans | Main | 3.877 | 0.55 | 0.87 | 0.83
Existing | cDXHP | SZ-CAV Fans | Customized | 3.877 | 0.65 | 0.85 | 0.7
New Construction | cDXHP | SZ-CAV Fans | Main | 3.877 | 0.55 | 0.87 | 0.83
New Construction | cDXHP | SZ-CAV Fans | Customized | 3.877 | 0.65 | 0.85 | 0.7
Existing | cDXOH | SZ-CAV Fans | Main | 3.877 | 0.55 | 0.87 | 0.83
Existing | cDXOH | SZ-CAV Fans | Customized | 3.877 | 0.65 | 0.85 | 0.7
New Construction | cDXOH | SZ-CAV Fans | Main | 3.877 | 0.55 | 0.87 | 0.83
New Construction | cDXOH | SZ-CAV Fans | Customized | 3.877 | 0.65 | 0.85 | 0.7
Existing | cPVVG | SZ-VAV Fans | Main | 3.877 | 0.55 | 0.87 | 0.83
Existing | cPVVG | SZ-CAV Fans | Customized | 3.877 | 0.65 | 0.85 | 0.7
New Construction | cPVVG | SZ-VAV Fans | Main | 3.877 | 0.55 | 0.87 | 0.83
New Construction | cPVVG | SZ-CAV Fans | Customized | 3.877 | 0.65 | 0.85 | 0.7

## Raw_hvac (hidden)
Vintage | System Name | HVAC System Identifier | Air Distribution | Heating Efficiency | Cooling Efficiency | Cooling Coil Type | Heating Coil Type
Existing | cAVVG | Main | MZ-VAV | 0.805 | 3.05
Existing | cAVVG | Customized | SZ-CAV | 0.8 | 3 | DX-AIR | COMBUSTION
New Construction | cAVVG | Main | MZ-VAV | 0.805 | 3.05
New Construction | cAVVG | Customized | SZ-CAV | 0.8 | 3 | DX-AIR | COMBUSTION
Existing | cDXGF | Main | SZ-CAV | 0.8 | 3.65
Existing | cDXGF | Customized | SZ-CAV | 0.8 | 3 | DX-AIR | COMBUSTION
New Construction | cDXGF | Main | SZ-CAV | 0.8 | 3.65
New Construction | cDXGF | Customized | SZ-CAV | 0.8 | 3 | DX-AIR | COMBUSTION
Existing | cDXHP | Main | SZ-CAV | 3.738 | 3.65
Existing | cDXHP | Customized | SZ-CAV | 0.8 | 3 | DX-AIR | COMBUSTION
New Construction | cDXHP | Main | SZ-CAV | 3.738 | 3.65
New Construction | cDXHP | Customized | SZ-CAV | 0.8 | 3 | DX-AIR | COMBUSTION
Existing | cDXOH | Main | SZ-CAV | - | 3.65
Existing | cDXOH | Customized | SZ-CAV | 0.8 | 3 | DX-AIR | COMBUSTION
New Construction | cDXOH | Main | SZ-CAV | - | 3.65
New Construction | cDXOH | Customized | SZ-CAV | 0.8 | 3 | DX-AIR | COMBUSTION
Existing | cPVVG | Main | SZ-VAV | 0.8 | 3.65
Existing | cPVVG | Customized | SZ-CAV | 0.8 | 3 | DX-AIR | COMBUSTION
New Construction | cPVVG | Main | SZ-VAV | 0.8 | 3.65
New Construction | cPVVG | Customized | SZ-CAV | 0.8 | 3 | DX-AIR | COMBUSTION

## Ventilation
Outdoor Airflow Rate - Restaurant - Fast-Food | [19 empty] | Zone Type
Zone Type | Floor area (ft²) | cfm/person | cfm/ft² | cfm | Notes | [14 empty] | Dining_fast
Dining_fast | 798.8 | 0 | 0.5 | 399.4 | [15 empty] | Kitchen
Kitchen | 799.25 | 0 | 0.15 | 119.8875 | [15 empty] | Lobby
Lobby | 300.03 | 0 | 0.5 | 150.015 | [15 empty] | Restroom
Restroom | 100.21 | 0 | 0 | 0
OA Controller - Restaurant - Fast-Food
Element | Vintage | Unit | CZ01 | CZ02 | CZ03 | CZ04 | CZ05 | CZ06 | CZ07 | CZ08 | CZ09 | CZ10 | CZ11 | CZ12 | CZ13 | CZ14 | CZ15 | CZ16 | Notes
Economizer Maximum Limit Dry-Bulb Temperature | Existing | °F | 75 | 73 | 75 | 73 | 75 | 71 | 69 | 71 | 71 | 73 | 75 | 75 | 75 | 75 | 75 | 75
| New Construction | °F | 75 | 73 | 75 | 73 | 75 | 71 | 69 | 71 | 71 | 73 | 75 | 75 | 75 | 75 | 75 | 75
Exhaust hood - Restaurant - Fast-Food
Type of Hood | Max Exhaust Flow Rate (cfm/ft) | Hood Length (ft) | Hood Exhaust Rate (cfm) | Note
- | - | - | -

## Raw_outdoorairflowrate (hidden)
Zone Type | Floor Area (ft2) | cfm/person | cfm/ft2
Dining_fast | 798.8 | 0 | 0.5
Kitchen | 799.25 | 0 | 0.15
Lobby | 300.03 | 0 | 0.5
Restroom | 100.21 | 0 | 0

## Raw_oacontroller (hidden)
Climate Zone | Vintage | Economizer Maximum Limit Dry-Bulb Temperature (F)
CZ01 | Existing | 75
CZ02 | Existing | 73
CZ03 | Existing | 75
CZ04 | Existing | 73
CZ05 | Existing | 75
CZ06 | Existing | 71
CZ07 | Existing | 69
CZ08 | Existing | 71
CZ09 | Existing | 71
CZ10 | Existing | 73
CZ11 | Existing | 75
CZ12 | Existing | 75
CZ13 | Existing | 75
CZ14 | Existing | 75
CZ15 | Existing | 75
CZ16 | Existing | 75
CZ01 | New Construction | 75
CZ02 | New Construction | 73
CZ03 | New Construction | 75
CZ04 | New Construction | 73
CZ05 | New Construction | 75
CZ06 | New Construction | 71
CZ07 | New Construction | 69
CZ08 | New Construction | 71
CZ09 | New Construction | 71
CZ10 | New Construction | 73
CZ11 | New Construction | 75
CZ12 | New Construction | 75
CZ13 | New Construction | 75
CZ14 | New Construction | 75
CZ15 | New Construction | 75
CZ16 | New Construction | 75

## Water Heater
Water Heater - Restaurant - Fast-Food
Vintage | Fuel type | Burner Efficiency | Maximum Heater Capacity (Btu/hr) | Tank Volume (gallon) | Tank Loss |  | Notes
[5 empty] | Off Cycle (W/K) | On Cycle (W/K)
Existing | Gas | 0.8 | 44486.58 | 9.33 | 1.6282 | 1.6282
New Construction | Gas | 0.8 | 44486.58 | 9.33 | 1.6282 | 1.6282
Peak Hot Water Consumption - Restaurant - Fast-Food
Space | Floor Area (ft²) | Number of People | Hot Water Usage Specification (gal/hr per person) | Peak Hot Water Usage (gal/hr) | Peak Hot Water Usage (gal/min) | Notes
DINING EL1 ESE PERIM SPC (G.ESE1) | 798.8 | 33.33 | 0.92351 | 30.7804 | 0.51301
EL1 ESE PERIM PLNM (G.ESE5) | 0 | 0 | 0 | 0 | 0
EL1 NW PERIM PLNM (G.NW7) | 0 | 0 | 0 | 0 | 0
EL1 NORTH PERIM PLNM (G.N8) | 0 | 0 | 0 | 0 | 0
RESTROOM EL1 NORTH PERIM SPC (G.N4) | 100.21 | 5 | 0 | 0 | 0
EL1 SSW PERIM PLNM (G.SSW6) | 0 | 0 | 0 | 0 | 0
KITCHEN EL1 NW PERIM SPC (G.NW3) | 799.25 | 2.5 | 0.92393 | 2.3098 | 0.038497
LOBBYWAITING EL1 SSW PERIM SPC (G.SSW2) | 300.03 | 33.33 | 0.054011 | 1.8002 | 0.030003
Total (8 Space)

## Raw_waterheater (hidden)
Vintage | Burner Efficiency | Maximum Heater Capacity (Btu/h) | Tank Volume (ft3) | Tank Loss_Off Cycle (W/K) | Tank Loss_On Cycle (W/K)
Existing | 0.8 | 44486.58 | 9.33 | 1.6282 | 1.6282
New Construction | 0.8 | 44486.58 | 9.33 | 1.6282 | 1.6282

## Raw_dhwpeakflowbyzone (hidden)
Space | Peak hot water usage (gal/hr) | Zone Name
Dining EL1 ESE Perim Spc (G.ESE1) | 30.7804 | DINING EL1 ESE PERIM SPC (G.ESE1)
Kitchen EL1 NW Perim Spc (G.NW3) | 2.3098 | KITCHEN EL1 NW PERIM SPC (G.NW3)
LobbyWaiting EL1 SSW Perim Spc (G.SSW2) | 1.8002 | LOBBYWAITING EL1 SSW PERIM SPC (G.SSW2)

## Interior Lights
Interior Lighting - Restaurant - Fast-Food
Vintage | Method | Zone type | Floor area (ft²) | Lighting Power Density (Watts/ft²) | Additional Lighting Power for Portable Lighting (Watts/ft²) | Technology | Notes
Existing | Space by space | Dining_fast | 798.8 | 1.2136 | NA | NA
Existing | Space by space | Kitchen | 799.25 | 1.6492 | NA | NA
Existing | Space by space | Lobby | 300.03 | 1.4617 | NA | NA
Existing | Space by space | Restroom | 100.21 | 0.60144 | NA | NA
New Construction | Space by space | Dining_fast | 798.8 | 0.44995 | NA | NA
New Construction | Space by space | Kitchen | 799.25 | 0.94987 | NA | NA
New Construction | Space by space | Lobby | 300.03 | 0.69991 | NA | NA
New Construction | Space by space | Restroom | 100.21 | 0.64991 | NA | NA

## Ext Lighting
Exterior Lighting - Restaurant - Fast-Food
Vintage | Non-Motion Controlled Luminaires (W) | Motion-Controlled Luminaires (W) | Total (W) | Notes
Existing | NA | NA | NA
New Consturction | NA | NA | NA

## Raw_interiorlights (hidden)
Vintage | Zone Type | Floor Area (ft2) | Lighting Power Density(W/ft2)
Existing | Dining_fast | 798.8 | 1.2136
Existing | Kitchen | 799.25 | 1.6492
Existing | Lobby | 300.03 | 1.4617
Existing | Restroom | 100.21 | 0.60144
New Construction | Dining_fast | 798.8 | 0.44995
New Construction | Kitchen | 799.25 | 0.94987
New Construction | Lobby | 300.03 | 0.69991
New Construction | Restroom | 100.21 | 0.64991

## Equipment
Equipment - Restaurant - Fast-Food
Zone Type | Floor Area (ft²) | Plug Load Intensity (W/ft²) | Gas Power Density (Btu/hr-ft²)
Dining_fast | 798.8 | 0.74991 | 0
Kitchen | 799.25 | 7.7581 | 17.5354
Lobby | 300.03 | 0.49992 | 0
Restroom | 100.21 | 0 | 0
Refrigeration - Restaurant - Fast-Food
Refrigeration System Name | Condenser Fan Power | Refrigeration System Working Fluid | Condenser Type
Elevator - Restaurant - Fast-Food
Vintage | No. of Elevators | Cab Lighting Power Limit | Lighting Shutoff | Cab Fan Control | Fan Power Limit | Regenerative Drive Threshold | Design load (W) | Note
Existing | - | - | - | - | - | - | -
New Construction | - | - | - | - | - | - | -

## Raw_equipment (hidden)
Vintage | Zone Type | Floor Area (ft2) | Plug Load Intensity (W/ft2)
Existing | Dining_fast | 798.8 | 0.74991
Existing | Kitchen | 799.25 | 7.7581
Existing | Lobby | 300.03 | 0.49992
Existing | Restroom | 100.21 | 0
New Construction | Dining_fast | 798.8 | 0.74991
New Construction | Kitchen | 799.25 | 7.7581
New Construction | Lobby | 300.03 | 0.49992
New Construction | Restroom | 100.21 | 0

## Raw_gasequipment (hidden)
Vintage | Zone Name | Gas Loads (Btu/h-ft2) | Zone Type
Existing | Kitchen EL1 NW Perim Spc (G.NW3) | 17.5354 | Kitchen
New Construction | Kitchen EL1 NW Perim Spc (G.NW3) | 17.5354 | Kitchen

## Raw_refrigerationsystem (hidden)
Vintage | Refrigeration System Name | Condenser Fan Power | Working fluid | Condenser Type
No refrigeration system was found

## Schedules
Schedule by Hour - Restaurant - Fast-Food
Schedule Identifier | Space type | Type | Notes | Hour
|  |  |  | 1 | 2 | 3 | 4 | 5 | 6 | 7 | 8 | 9 | 10 | 11 | 12 | 13 | 14 | 15 | 16 | 17 | 18 | 19 | 20 | 21 | 22 | 23 | 24
Cooling Setpoint Schedule | Kitchen | AllOtherDays | Cooling/Heating setpoints are in °F; others are intensity (0–100%) | 75.02 | 75.02 | 75.02 | 84.92 | 84.92 | 84.92 | 84.92 | 84.92 | 84.92 | 75.02 | 75.02 | 75.02 | 75.02 | 75.02 | 75.02 | 75.02 | 75.02 | 75.02 | 75.02 | 75.02 | 75.02 | 75.02 | 75.02 | 75.02
Cooling Setpoint Schedule | Kitchen | Saturdays |  | 75.02 | 75.02 | 75.02 | 84.92 | 84.92 | 84.92 | 84.92 | 84.92 | 75.02 | 75.02 | 75.02 | 75.02 | 75.02 | 75.02 | 75.02 | 75.02 | 75.02 | 75.02 | 75.02 | 75.02 | 75.02 | 75.02 | 75.02 | 75.02
Cooling Setpoint Schedule | Kitchen | Weekdays |  | 75.02 | 75.02 | 75.02 | 84.92 | 84.92 | 84.92 | 75.02 | 75.02 | 75.02 | 75.02 | 75.02 | 75.02 | 75.02 | 75.02 | 75.02 | 75.02 | 75.02 | 75.02 | 75.02 | 75.02 | 75.02 | 75.02 | 75.02 | 75.02
DHW Sch | Kitchen | AllOtherDays |  | 0.25 | 0.2 | 0.2 | 0 | 0 | 0 | 0 | 0 | 0 | 0 | 0.5 | 0.5 | 0.4 | 0.4 | 0.3 | 0.3 | 0.3 | 0.4 | 0.5 | 0.5 | 0.4 | 0.5 | 0.4 | 0.2
DHW Sch | Kitchen | Saturdays |  | 0.2 | 0.15 | 0.15 | 0 | 0 | 0 | 0 | 0 | 0 | 0.5 | 0.45 | 0.5 | 0.5 | 0.45 | 0.4 | 0.4 | 0.35 | 0.4 | 0.55 | 0.55 | 0.5 | 0.55 | 0.4 | 0.3
DHW Sch | Kitchen | Weekdays |  | 0.2 | 0.15 | 0.15 | 0 | 0 | 0 | 0 | 0.6 | 0.55 | 0.45 | 0.4 | 0.45 | 0.4 | 0.35 | 0.3 | 0.3 | 0.3 | 0.4 | 0.55 | 0.6 | 0.5 | 0.55 | 0.45 | 0.25
Elec Equip Sch | Kitchen | AllDays | bar: Hour 1 to Hour 24
Elec Equip Sch | Kitchen | AllOtherDays |  | 0.2 | 0.15 | 0.15 | 0.15 | 0.15 | 0.15 | 0.3 | 0.3 | 0.5 | 0.5 | 0.7 | 0.7 | 0.7 | 0.7 | 0.7 | 0.7 | 0.6 | 0.6 | 0.6 | 0.6 | 0.6 | 0.6 | 0.5 | 0.3
Elec Equip Sch | Kitchen | Saturdays |  | 0.2 | 0.15 | 0.15 | 0.15 | 0.15 | 0.15 | 0.3 | 0.3 | 0.6 | 0.6 | 0.8 | 0.8 | 0.8 | 0.8 | 0.8 | 0.8 | 0.8 | 0.9 | 0.9 | 0.9 | 0.9 | 0.9 | 0.5 | 0.3
Elec Equip Sch | Kitchen | Weekdays |  | 0.15 | 0.15 | 0.15 | 0.15 | 0.15 | 0.2 | 0.4 | 0.4 | 0.6 | 0.6 | 0.9 | 0.9 | 0.9 | 0.9 | 0.9 | 0.9 | 0.9 | 0.9 | 0.9 | 0.9 | 0.9 | 0.9 | 0.5 | 0.3
Heating Setpoint Schedule | Kitchen | AllOtherDays |  | 69.98 | 69.98 | 69.98 | 60.08 | 60.08 | 60.08 | 60.08 | 60.08 | 60.08 | 69.98 | 69.98 | 69.98 | 69.98 | 69.98 | 69.98 | 69.98 | 69.98 | 69.98 | 69.98 | 69.98 | 69.98 | 69.98 | 69.98 | 69.98
Heating Setpoint Schedule | Kitchen | Saturdays |  | 69.98 | 69.98 | 69.98 | 60.08 | 60.08 | 60.08 | 60.08 | 60.08 | 69.98 | 69.98 | 69.98 | 69.98 | 69.98 | 69.98 | 69.98 | 69.98 | 69.98 | 69.98 | 69.98 | 69.98 | 69.98 | 69.98 | 69.98 | 69.98
Heating Setpoint Schedule | Kitchen | Weekdays |  | 69.98 | 69.98 | 69.98 | 60.08 | 60.08 | 60.08 | 69.98 | 69.98 | 69.98 | 69.98 | 69.98 | 69.98 | 69.98 | 69.98 | 69.98 | 69.98 | 69.98 | 69.98 | 69.98 | 69.98 | 69.98 | 69.98 | 69.98 | 69.98
Infiltration Schedule | Kitchen | AllDays | bar: Hour 1 to Hour 24
Lighting Schedule | Kitchen | AllOtherDays |  | 0.2 | 0.15 | 0.15 | 0.15 | 0.15 | 0.15 | 0.3 | 0.3 | 0.45 | 0.45 | 0.65 | 0.65 | 0.65 | 0.65 | 0.65 | 0.65 | 0.55 | 0.55 | 0.55 | 0.55 | 0.55 | 0.55 | 0.45 | 0.3
Lighting Schedule | Kitchen | Saturdays |  | 0.2 | 0.15 | 0.15 | 0.15 | 0.15 | 0.15 | 0.3 | 0.3 | 0.55 | 0.55 | 0.75 | 0.75 | 0.75 | 0.75 | 0.75 | 0.75 | 0.75 | 0.85 | 0.85 | 0.85 | 0.85 | 0.85 | 0.45 | 0.3
Lighting Schedule | Kitchen | Weekdays |  | 0.15 | 0.15 | 0.15 | 0.15 | 0.15 | 0.2 | 0.35 | 0.35 | 0.55 | 0.55 | 0.85 | 0.85 | 0.85 | 0.85 | 0.85 | 0.85 | 0.85 | 0.85 | 0.85 | 0.85 | 0.85 | 0.85 | 0.45 | 0.3
OA Schedule | Kitchen | AllOtherDays |  | 1 | 1 | 1 | 0 | 0 | 0 | 0 | 0 | 0 | 1 | 1 | 1 | 1 | 1 | 1 | 1 | 1 | 1 | 1 | 1 | 1 | 1 | 1 | 1
OA Schedule | Kitchen | Saturdays |  | 1 | 1 | 1 | 0 | 0 | 0 | 0 | 0 | 1 | 1 | 1 | 1 | 1 | 1 | 1 | 1 | 1 | 1 | 1 | 1 | 1 | 1 | 1 | 1
OA Schedule | Kitchen | Weekdays |  | 1 | 1 | 1 | 0 | 0 | 0 | 1 | 1 | 1 | 1 | 1 | 1 | 1 | 1 | 1 | 1 | 1 | 1 | 1 | 1 | 1 | 1 | 1 | 1
Occupant Sch | Kitchen | AllOtherDays |  | 0.2 | 0.2 | 0.05 | 0 | 0 | 0 | 0 | 0 | 0 | 0 | 0.1 | 0.2 | 0.25 | 0.25 | 0.15 | 0.2 | 0.25 | 0.35 | 0.55 | 0.65 | 0.7 | 0.35 | 0.2 | 0.2
Occupant Sch | Kitchen | Saturdays |  | 0.3 | 0.25 | 0.05 | 0 | 0 | 0 | 0 | 0 | 0 | 0.05 | 0.2 | 0.45 | 0.5 | 0.5 | 0.35 | 0.3 | 0.3 | 0.3 | 0.7 | 0.9 | 0.7 | 0.65 | 0.55 | 0.35
Occupant Sch | Kitchen | Weekdays |  | 0.15 | 0.15 | 0.05 | 0 | 0 | 0 | 0 | 0.05 | 0.05 | 0.05 | 0.2 | 0.5 | 0.8 | 0.7 | 0.4 | 0.2 | 0.25 | 0.5 | 0.8 | 0.8 | 0.8 | 0.5 | 0.35 | 0.2
Infiltration Schedule | Plenum | AllDays | bar: Hour 1 to Hour 24
Cooling Setpoint Schedule | Restaurant | AllOtherDays |  | 75.02 | 75.02 | 75.02 | 84.92 | 84.92 | 84.92 | 84.92 | 84.92 | 84.92 | 75.02 | 75.02 | 75.02 | 75.02 | 75.02 | 75.02 | 75.02 | 75.02 | 75.02 | 75.02 | 75.02 | 75.02 | 75.02 | 75.02 | 75.02
Cooling Setpoint Schedule | Restaurant | Saturdays |  | 75.02 | 75.02 | 75.02 | 84.92 | 84.92 | 84.92 | 84.92 | 84.92 | 75.02 | 75.02 | 75.02 | 75.02 | 75.02 | 75.02 | 75.02 | 75.02 | 75.02 | 75.02 | 75.02 | 75.02 | 75.02 | 75.02 | 75.02 | 75.02
Cooling Setpoint Schedule | Restaurant | Weekdays |  | 75.02 | 75.02 | 75.02 | 84.92 | 84.92 | 84.92 | 75.02 | 75.02 | 75.02 | 75.02 | 75.02 | 75.02 | 75.02 | 75.02 | 75.02 | 75.02 | 75.02 | 75.02 | 75.02 | 75.02 | 75.02 | 75.02 | 75.02 | 75.02
DHW Sch | Restaurant | AllOtherDays |  | 0.25 | 0.2 | 0.2 | 0 | 0 | 0 | 0 | 0 | 0 | 0 | 0.5 | 0.5 | 0.4 | 0.4 | 0.3 | 0.3 | 0.3 | 0.4 | 0.5 | 0.5 | 0.4 | 0.5 | 0.4 | 0.2
DHW Sch | Restaurant | Saturdays |  | 0.2 | 0.15 | 0.15 | 0 | 0 | 0 | 0 | 0 | 0 | 0.5 | 0.45 | 0.5 | 0.5 | 0.45 | 0.4 | 0.4 | 0.35 | 0.4 | 0.55 | 0.55 | 0.5 | 0.55 | 0.4 | 0.3
DHW Sch | Restaurant | Weekdays |  | 0.2 | 0.15 | 0.15 | 0 | 0 | 0 | 0 | 0.6 | 0.55 | 0.45 | 0.4 | 0.45 | 0.4 | 0.35 | 0.3 | 0.3 | 0.3 | 0.4 | 0.55 | 0.6 | 0.5 | 0.55 | 0.45 | 0.25
Elec Equip Sch | Restaurant | AllDays | bar: Hour 1 to Hour 24
Elec Equip Sch | Restaurant | AllOtherDays |  | 0.2 | 0.15 | 0.15 | 0.15 | 0.15 | 0.15 | 0.3 | 0.3 | 0.5 | 0.5 | 0.7 | 0.7 | 0.7 | 0.7 | 0.7 | 0.7 | 0.6 | 0.6 | 0.6 | 0.6 | 0.6 | 0.6 | 0.5 | 0.3
Elec Equip Sch | Restaurant | Saturdays |  | 0.2 | 0.15 | 0.15 | 0.15 | 0.15 | 0.15 | 0.3 | 0.3 | 0.6 | 0.6 | 0.8 | 0.8 | 0.8 | 0.8 | 0.8 | 0.8 | 0.8 | 0.9 | 0.9 | 0.9 | 0.9 | 0.9 | 0.5 | 0.3
Elec Equip Sch | Restaurant | Weekdays |  | 0.15 | 0.15 | 0.15 | 0.15 | 0.15 | 0.2 | 0.4 | 0.4 | 0.6 | 0.6 | 0.9 | 0.9 | 0.9 | 0.9 | 0.9 | 0.9 | 0.9 | 0.9 | 0.9 | 0.9 | 0.9 | 0.9 | 0.5 | 0.3
Heating Setpoint Schedule | Restaurant | AllOtherDays |  | 69.98 | 69.98 | 69.98 | 60.08 | 60.08 | 60.08 | 60.08 | 60.08 | 60.08 | 69.98 | 69.98 | 69.98 | 69.98 | 69.98 | 69.98 | 69.98 | 69.98 | 69.98 | 69.98 | 69.98 | 69.98 | 69.98 | 69.98 | 69.98
Heating Setpoint Schedule | Restaurant | Saturdays |  | 69.98 | 69.98 | 69.98 | 60.08 | 60.08 | 60.08 | 60.08 | 60.08 | 69.98 | 69.98 | 69.98 | 69.98 | 69.98 | 69.98 | 69.98 | 69.98 | 69.98 | 69.98 | 69.98 | 69.98 | 69.98 | 69.98 | 69.98 | 69.98
Heating Setpoint Schedule | Restaurant | Weekdays |  | 69.98 | 69.98 | 69.98 | 60.08 | 60.08 | 60.08 | 69.98 | 69.98 | 69.98 | 69.98 | 69.98 | 69.98 | 69.98 | 69.98 | 69.98 | 69.98 | 69.98 | 69.98 | 69.98 | 69.98 | 69.98 | 69.98 | 69.98 | 69.98
Infiltration Schedule | Restaurant | AllDays | bar: Hour 1 to Hour 24
Lighting Schedule | Restaurant | AllOtherDays |  | 0.2 | 0.15 | 0.15 | 0.15 | 0.15 | 0.15 | 0.3 | 0.3 | 0.45 | 0.45 | 0.65 | 0.65 | 0.65 | 0.65 | 0.65 | 0.65 | 0.55 | 0.55 | 0.55 | 0.55 | 0.55 | 0.55 | 0.45 | 0.3
Lighting Schedule | Restaurant | Saturdays |  | 0.2 | 0.15 | 0.15 | 0.15 | 0.15 | 0.15 | 0.3 | 0.3 | 0.55 | 0.55 | 0.75 | 0.75 | 0.75 | 0.75 | 0.75 | 0.75 | 0.75 | 0.85 | 0.85 | 0.85 | 0.85 | 0.85 | 0.45 | 0.3
Lighting Schedule | Restaurant | Weekdays |  | 0.15 | 0.15 | 0.15 | 0.15 | 0.15 | 0.2 | 0.35 | 0.35 | 0.55 | 0.55 | 0.85 | 0.85 | 0.85 | 0.85 | 0.85 | 0.85 | 0.85 | 0.85 | 0.85 | 0.85 | 0.85 | 0.85 | 0.45 | 0.3
OA Schedule | Restaurant | AllOtherDays |  | 1 | 1 | 1 | 0 | 0 | 0 | 0 | 0 | 0 | 1 | 1 | 1 | 1 | 1 | 1 | 1 | 1 | 1 | 1 | 1 | 1 | 1 | 1 | 1
OA Schedule | Restaurant | Saturdays |  | 1 | 1 | 1 | 0 | 0 | 0 | 0 | 0 | 1 | 1 | 1 | 1 | 1 | 1 | 1 | 1 | 1 | 1 | 1 | 1 | 1 | 1 | 1 | 1
OA Schedule | Restaurant | Weekdays |  | 1 | 1 | 1 | 0 | 0 | 0 | 1 | 1 | 1 | 1 | 1 | 1 | 1 | 1 | 1 | 1 | 1 | 1 | 1 | 1 | 1 | 1 | 1 | 1
Occupant Sch | Restaurant | AllOtherDays |  | 0.2 | 0.2 | 0.05 | 0 | 0 | 0 | 0 | 0 | 0 | 0 | 0.1 | 0.2 | 0.25 | 0.25 | 0.15 | 0.2 | 0.25 | 0.35 | 0.55 | 0.65 | 0.7 | 0.35 | 0.2 | 0.2
Occupant Sch | Restaurant | Saturdays |  | 0.3 | 0.25 | 0.05 | 0 | 0 | 0 | 0 | 0 | 0 | 0.05 | 0.2 | 0.45 | 0.5 | 0.5 | 0.35 | 0.3 | 0.3 | 0.3 | 0.7 | 0.9 | 0.7 | 0.65 | 0.55 | 0.35
Occupant Sch | Restaurant | Weekdays |  | 0.15 | 0.15 | 0.05 | 0 | 0 | 0 | 0 | 0.05 | 0.05 | 0.05 | 0.2 | 0.5 | 0.8 | 0.7 | 0.4 | 0.2 | 0.25 | 0.5 | 0.8 | 0.8 | 0.8 | 0.5 | 0.35 | 0.2

## Schedule_Figures
Schedule Figures (linked to Schedules tab)

## Raw_schedule (hidden)
Schedule Identifier | Schedule Name | Type | 1 | 2 | 3 | 4 | 5 | 6 | 7 | 8 | 9 | 10 | 11 | 12 | 13 | 14 | 15 | 16 | 17 | 18 | 19 | 20 | 21 | 22 | 23 | 24
Kitchen | Cooling Setpoint Schedule | AllOtherDays | 75.02 | 75.02 | 75.02 | 84.92 | 84.92 | 84.92 | 84.92 | 84.92 | 84.92 | 75.02 | 75.02 | 75.02 | 75.02 | 75.02 | 75.02 | 75.02 | 75.02 | 75.02 | 75.02 | 75.02 | 75.02 | 75.02 | 75.02 | 75.02
Kitchen | Cooling Setpoint Schedule | Saturdays | 75.02 | 75.02 | 75.02 | 84.92 | 84.92 | 84.92 | 84.92 | 84.92 | 75.02 | 75.02 | 75.02 | 75.02 | 75.02 | 75.02 | 75.02 | 75.02 | 75.02 | 75.02 | 75.02 | 75.02 | 75.02 | 75.02 | 75.02 | 75.02
Kitchen | Cooling Setpoint Schedule | Weekdays | 75.02 | 75.02 | 75.02 | 84.92 | 84.92 | 84.92 | 75.02 | 75.02 | 75.02 | 75.02 | 75.02 | 75.02 | 75.02 | 75.02 | 75.02 | 75.02 | 75.02 | 75.02 | 75.02 | 75.02 | 75.02 | 75.02 | 75.02 | 75.02
Kitchen | DHW Sch | AllOtherDays | 0.25 | 0.2 | 0.2 | 0 | 0 | 0 | 0 | 0 | 0 | 0 | 0.5 | 0.5 | 0.4 | 0.4 | 0.3 | 0.3 | 0.3 | 0.4 | 0.5 | 0.5 | 0.4 | 0.5 | 0.4 | 0.2
Kitchen | DHW Sch | Saturdays | 0.2 | 0.15 | 0.15 | 0 | 0 | 0 | 0 | 0 | 0 | 0.5 | 0.45 | 0.5 | 0.5 | 0.45 | 0.4 | 0.4 | 0.35 | 0.4 | 0.55 | 0.55 | 0.5 | 0.55 | 0.4 | 0.3
Kitchen | DHW Sch | Weekdays | 0.2 | 0.15 | 0.15 | 0 | 0 | 0 | 0 | 0.6 | 0.55 | 0.45 | 0.4 | 0.45 | 0.4 | 0.35 | 0.3 | 0.3 | 0.3 | 0.4 | 0.55 | 0.6 | 0.5 | 0.55 | 0.45 | 0.25
Kitchen | Elec Equip Sch | AllDays | 1 | 1 | 1 | 1 | 1 | 1 | 1 | 1 | 1 | 1 | 1 | 1 | 1 | 1 | 1 | 1 | 1 | 1 | 1 | 1 | 1 | 1 | 1 | 1
Kitchen | Elec Equip Sch | AllOtherDays | 0.2 | 0.15 | 0.15 | 0.15 | 0.15 | 0.15 | 0.3 | 0.3 | 0.5 | 0.5 | 0.7 | 0.7 | 0.7 | 0.7 | 0.7 | 0.7 | 0.6 | 0.6 | 0.6 | 0.6 | 0.6 | 0.6 | 0.5 | 0.3
Kitchen | Elec Equip Sch | Saturdays | 0.2 | 0.15 | 0.15 | 0.15 | 0.15 | 0.15 | 0.3 | 0.3 | 0.6 | 0.6 | 0.8 | 0.8 | 0.8 | 0.8 | 0.8 | 0.8 | 0.8 | 0.9 | 0.9 | 0.9 | 0.9 | 0.9 | 0.5 | 0.3
Kitchen | Elec Equip Sch | Weekdays | 0.15 | 0.15 | 0.15 | 0.15 | 0.15 | 0.2 | 0.4 | 0.4 | 0.6 | 0.6 | 0.9 | 0.9 | 0.9 | 0.9 | 0.9 | 0.9 | 0.9 | 0.9 | 0.9 | 0.9 | 0.9 | 0.9 | 0.5 | 0.3
Kitchen | Heating Setpoint Schedule | AllOtherDays | 69.98 | 69.98 | 69.98 | 60.08 | 60.08 | 60.08 | 60.08 | 60.08 | 60.08 | 69.98 | 69.98 | 69.98 | 69.98 | 69.98 | 69.98 | 69.98 | 69.98 | 69.98 | 69.98 | 69.98 | 69.98 | 69.98 | 69.98 | 69.98
Kitchen | Heating Setpoint Schedule | Saturdays | 69.98 | 69.98 | 69.98 | 60.08 | 60.08 | 60.08 | 60.08 | 60.08 | 69.98 | 69.98 | 69.98 | 69.98 | 69.98 | 69.98 | 69.98 | 69.98 | 69.98 | 69.98 | 69.98 | 69.98 | 69.98 | 69.98 | 69.98 | 69.98
Kitchen | Heating Setpoint Schedule | Weekdays | 69.98 | 69.98 | 69.98 | 60.08 | 60.08 | 60.08 | 69.98 | 69.98 | 69.98 | 69.98 | 69.98 | 69.98 | 69.98 | 69.98 | 69.98 | 69.98 | 69.98 | 69.98 | 69.98 | 69.98 | 69.98 | 69.98 | 69.98 | 69.98
Kitchen | Infiltration Schedule | AllDays | 1 | 1 | 1 | 1 | 1 | 1 | 1 | 1 | 1 | 1 | 1 | 1 | 1 | 1 | 1 | 1 | 1 | 1 | 1 | 1 | 1 | 1 | 1 | 1
Kitchen | Lighting Schedule | AllOtherDays | 0.2 | 0.15 | 0.15 | 0.15 | 0.15 | 0.15 | 0.3 | 0.3 | 0.45 | 0.45 | 0.65 | 0.65 | 0.65 | 0.65 | 0.65 | 0.65 | 0.55 | 0.55 | 0.55 | 0.55 | 0.55 | 0.55 | 0.45 | 0.3
Kitchen | Lighting Schedule | Saturdays | 0.2 | 0.15 | 0.15 | 0.15 | 0.15 | 0.15 | 0.3 | 0.3 | 0.55 | 0.55 | 0.75 | 0.75 | 0.75 | 0.75 | 0.75 | 0.75 | 0.75 | 0.85 | 0.85 | 0.85 | 0.85 | 0.85 | 0.45 | 0.3
Kitchen | Lighting Schedule | Weekdays | 0.15 | 0.15 | 0.15 | 0.15 | 0.15 | 0.2 | 0.35 | 0.35 | 0.55 | 0.55 | 0.85 | 0.85 | 0.85 | 0.85 | 0.85 | 0.85 | 0.85 | 0.85 | 0.85 | 0.85 | 0.85 | 0.85 | 0.45 | 0.3
Kitchen | OA Schedule | AllOtherDays | 1 | 1 | 1 | 0 | 0 | 0 | 0 | 0 | 0 | 1 | 1 | 1 | 1 | 1 | 1 | 1 | 1 | 1 | 1 | 1 | 1 | 1 | 1 | 1
Kitchen | OA Schedule | Saturdays | 1 | 1 | 1 | 0 | 0 | 0 | 0 | 0 | 1 | 1 | 1 | 1 | 1 | 1 | 1 | 1 | 1 | 1 | 1 | 1 | 1 | 1 | 1 | 1
Kitchen | OA Schedule | Weekdays | 1 | 1 | 1 | 0 | 0 | 0 | 1 | 1 | 1 | 1 | 1 | 1 | 1 | 1 | 1 | 1 | 1 | 1 | 1 | 1 | 1 | 1 | 1 | 1
Kitchen | Occupant Sch | AllOtherDays | 0.2 | 0.2 | 0.05 | 0 | 0 | 0 | 0 | 0 | 0 | 0 | 0.1 | 0.2 | 0.25 | 0.25 | 0.15 | 0.2 | 0.25 | 0.35 | 0.55 | 0.65 | 0.7 | 0.35 | 0.2 | 0.2
Kitchen | Occupant Sch | Saturdays | 0.3 | 0.25 | 0.05 | 0 | 0 | 0 | 0 | 0 | 0 | 0.05 | 0.2 | 0.45 | 0.5 | 0.5 | 0.35 | 0.3 | 0.3 | 0.3 | 0.7 | 0.9 | 0.7 | 0.65 | 0.55 | 0.35
Kitchen | Occupant Sch | Weekdays | 0.15 | 0.15 | 0.05 | 0 | 0 | 0 | 0 | 0.05 | 0.05 | 0.05 | 0.2 | 0.5 | 0.8 | 0.7 | 0.4 | 0.2 | 0.25 | 0.5 | 0.8 | 0.8 | 0.8 | 0.5 | 0.35 | 0.2
Plenum | Infiltration Schedule | AllDays | 1 | 1 | 1 | 1 | 1 | 1 | 1 | 1 | 1 | 1 | 1 | 1 | 1 | 1 | 1 | 1 | 1 | 1 | 1 | 1 | 1 | 1 | 1 | 1
Restaurant | Cooling Setpoint Schedule | AllOtherDays | 75.02 | 75.02 | 75.02 | 84.92 | 84.92 | 84.92 | 84.92 | 84.92 | 84.92 | 75.02 | 75.02 | 75.02 | 75.02 | 75.02 | 75.02 | 75.02 | 75.02 | 75.02 | 75.02 | 75.02 | 75.02 | 75.02 | 75.02 | 75.02
Restaurant | Cooling Setpoint Schedule | Saturdays | 75.02 | 75.02 | 75.02 | 84.92 | 84.92 | 84.92 | 84.92 | 84.92 | 75.02 | 75.02 | 75.02 | 75.02 | 75.02 | 75.02 | 75.02 | 75.02 | 75.02 | 75.02 | 75.02 | 75.02 | 75.02 | 75.02 | 75.02 | 75.02
Restaurant | Cooling Setpoint Schedule | Weekdays | 75.02 | 75.02 | 75.02 | 84.92 | 84.92 | 84.92 | 75.02 | 75.02 | 75.02 | 75.02 | 75.02 | 75.02 | 75.02 | 75.02 | 75.02 | 75.02 | 75.02 | 75.02 | 75.02 | 75.02 | 75.02 | 75.02 | 75.02 | 75.02
Restaurant | DHW Sch | AllOtherDays | 0.25 | 0.2 | 0.2 | 0 | 0 | 0 | 0 | 0 | 0 | 0 | 0.5 | 0.5 | 0.4 | 0.4 | 0.3 | 0.3 | 0.3 | 0.4 | 0.5 | 0.5 | 0.4 | 0.5 | 0.4 | 0.2
Restaurant | DHW Sch | Saturdays | 0.2 | 0.15 | 0.15 | 0 | 0 | 0 | 0 | 0 | 0 | 0.5 | 0.45 | 0.5 | 0.5 | 0.45 | 0.4 | 0.4 | 0.35 | 0.4 | 0.55 | 0.55 | 0.5 | 0.55 | 0.4 | 0.3
Restaurant | DHW Sch | Weekdays | 0.2 | 0.15 | 0.15 | 0 | 0 | 0 | 0 | 0.6 | 0.55 | 0.45 | 0.4 | 0.45 | 0.4 | 0.35 | 0.3 | 0.3 | 0.3 | 0.4 | 0.55 | 0.6 | 0.5 | 0.55 | 0.45 | 0.25
Restaurant | Elec Equip Sch | AllDays | 1 | 1 | 1 | 1 | 1 | 1 | 1 | 1 | 1 | 1 | 1 | 1 | 1 | 1 | 1 | 1 | 1 | 1 | 1 | 1 | 1 | 1 | 1 | 1
Restaurant | Elec Equip Sch | AllOtherDays | 0.2 | 0.15 | 0.15 | 0.15 | 0.15 | 0.15 | 0.3 | 0.3 | 0.5 | 0.5 | 0.7 | 0.7 | 0.7 | 0.7 | 0.7 | 0.7 | 0.6 | 0.6 | 0.6 | 0.6 | 0.6 | 0.6 | 0.5 | 0.3
Restaurant | Elec Equip Sch | Saturdays | 0.2 | 0.15 | 0.15 | 0.15 | 0.15 | 0.15 | 0.3 | 0.3 | 0.6 | 0.6 | 0.8 | 0.8 | 0.8 | 0.8 | 0.8 | 0.8 | 0.8 | 0.9 | 0.9 | 0.9 | 0.9 | 0.9 | 0.5 | 0.3
Restaurant | Elec Equip Sch | Weekdays | 0.15 | 0.15 | 0.15 | 0.15 | 0.15 | 0.2 | 0.4 | 0.4 | 0.6 | 0.6 | 0.9 | 0.9 | 0.9 | 0.9 | 0.9 | 0.9 | 0.9 | 0.9 | 0.9 | 0.9 | 0.9 | 0.9 | 0.5 | 0.3
Restaurant | Heating Setpoint Schedule | AllOtherDays | 69.98 | 69.98 | 69.98 | 60.08 | 60.08 | 60.08 | 60.08 | 60.08 | 60.08 | 69.98 | 69.98 | 69.98 | 69.98 | 69.98 | 69.98 | 69.98 | 69.98 | 69.98 | 69.98 | 69.98 | 69.98 | 69.98 | 69.98 | 69.98
Restaurant | Heating Setpoint Schedule | Saturdays | 69.98 | 69.98 | 69.98 | 60.08 | 60.08 | 60.08 | 60.08 | 60.08 | 69.98 | 69.98 | 69.98 | 69.98 | 69.98 | 69.98 | 69.98 | 69.98 | 69.98 | 69.98 | 69.98 | 69.98 | 69.98 | 69.98 | 69.98 | 69.98
Restaurant | Heating Setpoint Schedule | Weekdays | 69.98 | 69.98 | 69.98 | 60.08 | 60.08 | 60.08 | 69.98 | 69.98 | 69.98 | 69.98 | 69.98 | 69.98 | 69.98 | 69.98 | 69.98 | 69.98 | 69.98 | 69.98 | 69.98 | 69.98 | 69.98 | 69.98 | 69.98 | 69.98
Restaurant | Infiltration Schedule | AllDays | 1 | 1 | 1 | 1 | 1 | 1 | 1 | 1 | 1 | 1 | 1 | 1 | 1 | 1 | 1 | 1 | 1 | 1 | 1 | 1 | 1 | 1 | 1 | 1
Restaurant | Lighting Schedule | AllOtherDays | 0.2 | 0.15 | 0.15 | 0.15 | 0.15 | 0.15 | 0.3 | 0.3 | 0.45 | 0.45 | 0.65 | 0.65 | 0.65 | 0.65 | 0.65 | 0.65 | 0.55 | 0.55 | 0.55 | 0.55 | 0.55 | 0.55 | 0.45 | 0.3
Restaurant | Lighting Schedule | Saturdays | 0.2 | 0.15 | 0.15 | 0.15 | 0.15 | 0.15 | 0.3 | 0.3 | 0.55 | 0.55 | 0.75 | 0.75 | 0.75 | 0.75 | 0.75 | 0.75 | 0.75 | 0.85 | 0.85 | 0.85 | 0.85 | 0.85 | 0.45 | 0.3
Restaurant | Lighting Schedule | Weekdays | 0.15 | 0.15 | 0.15 | 0.15 | 0.15 | 0.2 | 0.35 | 0.35 | 0.55 | 0.55 | 0.85 | 0.85 | 0.85 | 0.85 | 0.85 | 0.85 | 0.85 | 0.85 | 0.85 | 0.85 | 0.85 | 0.85 | 0.45 | 0.3
Restaurant | OA Schedule | AllOtherDays | 1 | 1 | 1 | 0 | 0 | 0 | 0 | 0 | 0 | 1 | 1 | 1 | 1 | 1 | 1 | 1 | 1 | 1 | 1 | 1 | 1 | 1 | 1 | 1
Restaurant | OA Schedule | Saturdays | 1 | 1 | 1 | 0 | 0 | 0 | 0 | 0 | 1 | 1 | 1 | 1 | 1 | 1 | 1 | 1 | 1 | 1 | 1 | 1 | 1 | 1 | 1 | 1
Restaurant | OA Schedule | Weekdays | 1 | 1 | 1 | 0 | 0 | 0 | 1 | 1 | 1 | 1 | 1 | 1 | 1 | 1 | 1 | 1 | 1 | 1 | 1 | 1 | 1 | 1 | 1 | 1
Restaurant | Occupant Sch | AllOtherDays | 0.2 | 0.2 | 0.05 | 0 | 0 | 0 | 0 | 0 | 0 | 0 | 0.1 | 0.2 | 0.25 | 0.25 | 0.15 | 0.2 | 0.25 | 0.35 | 0.55 | 0.65 | 0.7 | 0.35 | 0.2 | 0.2
Restaurant | Occupant Sch | Saturdays | 0.3 | 0.25 | 0.05 | 0 | 0 | 0 | 0 | 0 | 0 | 0.05 | 0.2 | 0.45 | 0.5 | 0.5 | 0.35 | 0.3 | 0.3 | 0.3 | 0.7 | 0.9 | 0.7 | 0.65 | 0.55 | 0.35
Restaurant | Occupant Sch | Weekdays | 0.15 | 0.15 | 0.05 | 0 | 0 | 0 | 0 | 0.05 | 0.05 | 0.05 | 0.2 | 0.5 | 0.8 | 0.7 | 0.4 | 0.2 | 0.25 | 0.5 | 0.8 | 0.8 | 0.8 | 0.5 | 0.35 | 0.2

## Energy Usage
Energy Consumption - Restaurant - Fast-Food
Climate Zone | HVAC Type | Vintage | Total Floorspace (Excluding Plenums and Crawl Space) (ft²) | Annual Electricity Intensity (kBtu/ft²) | Annual Gas Intensity (kBtu/ft²) | Notes
CZ01 | cAVVG | Existing | 1998.29 | 73.1075 | 100.9545
CZ01 | cAVVG | New Construction | 1998.29 | 60.9164 | 97.9551
CZ01 | cDXGF | Existing | 1998.29 | 87.1531 | 86.2514
CZ01 | cDXGF | New Construction | 1998.29 | 64.3537 | 90.7678
CZ01 | cDXHP | Existing | 1998.29 | 90.6504 | 72.3165
CZ01 | cDXHP | New Construction | 1998.29 | 68.883 | 72.2683
CZ01 | cDXOH | Existing | 1998.29 | 87.2455 | 72.3793
CZ01 | cDXOH | New Construction | 1998.29 | 64.2552 | 72.3567
CZ01 | cPVVG | Existing | 1998.29 | 73.6629 | 94.2596
CZ01 | cPVVG | New Construction | 1998.29 | 56.5016 | 97.0787
CZ02 | cAVVG | Existing | 1998.29 | 90.3938 | 90.9235
CZ02 | cAVVG | New Construction | 1998.29 | 73.4986 | 96.4281
CZ02 | cDXGF | Existing | 1998.29 | 105.3473 | 78.1025
CZ02 | cDXGF | New Construction | 1998.29 | 83.0543 | 83.9309
CZ02 | cDXHP | Existing | 1998.29 | 107.6918 | 69.3227
CZ02 | cDXHP | New Construction | 1998.29 | 86.6756 | 69.9409
CZ02 | cDXOH | Existing | 1998.29 | 105.4476 | 69.3829
CZ02 | cDXOH | New Construction | 1998.29 | 83.2347 | 70.198
CZ02 | cPVVG | Existing | 1998.29 | 89.2575 | 83.9714
CZ02 | cPVVG | New Construction | 1998.29 | 71.121 | 89.94
CZ03 | cAVVG | Existing | 1998.29 | 82.8758 | 82.1222
CZ03 | cAVVG | New Construction | 1998.29 | 66.8631 | 87.4953
CZ03 | cDXGF | Existing | 1998.29 | 99.7183 | 73.6564
CZ03 | cDXGF | New Construction | 1998.29 | 77.8307 | 77.9837
CZ03 | cDXHP | Existing | 1998.29 | 100.8392 | 69.0675
CZ03 | cDXHP | New Construction | 1998.29 | 79.944 | 69.2825
CZ03 | cDXOH | Existing | 1998.29 | 99.706 | 69.0792
CZ03 | cDXOH | New Construction | 1998.29 | 77.8434 | 69.3761
CZ03 | cPVVG | Existing | 1998.29 | 84.5325 | 77.7653
CZ03 | cPVVG | New Construction | 1998.29 | 66.7494 | 82.8972
CZ04 | cAVVG | Existing | 1998.29 | 94.1863 | 80.0872
CZ04 | cAVVG | New Construction | 1998.29 | 76.1143 | 84.4996
CZ04 | cDXGF | Existing | 1998.29 | 108.9989 | 71.8993
CZ04 | cDXGF | New Construction | 1998.29 | 85.879 | 75.466
CZ04 | cDXHP | Existing | 1998.29 | 109.9621 | 67.8759
CZ04 | cDXHP | New Construction | 1998.29 | 87.6813 | 68.0287
CZ04 | cDXOH | Existing | 1998.29 | 108.9916 | 67.8877
CZ04 | cDXOH | New Construction | 1998.29 | 85.8744 | 68.0936
CZ04 | cPVVG | Existing | 1998.29 | 93.0062 | 75.7753
CZ04 | cPVVG | New Construction | 1998.29 | 74.101 | 79.7518
CZ05 | cAVVG | Existing | 1998.29 | 85.4018 | 81.097
CZ05 | cAVVG | New Construction | 1998.29 | 68.65 | 86.7277
CZ05 | cDXGF | Existing | 1998.29 | 100.8731 | 73.4277
CZ05 | cDXGF | New Construction | 1998.29 | 78.6424 | 77.995
CZ05 | cDXHP | Existing | 1998.29 | 101.9872 | 69.0674
CZ05 | cDXHP | New Construction | 1998.29 | 80.8079 | 69.351
CZ05 | cDXOH | Existing | 1998.29 | 100.8282 | 69.0764
CZ05 | cDXOH | New Construction | 1998.29 | 78.6322 | 69.4245
CZ05 | cPVVG | Existing | 1998.29 | 86.2648 | 77.1425
CZ05 | cPVVG | New Construction | 1998.29 | 67.8973 | 82.6467
CZ06 | cAVVG | Existing | 1998.29 | 96.8314 | 69.4515
CZ06 | cAVVG | New Construction | 1998.29 | 77.5081 | 71.7618
CZ06 | cDXGF | Existing | 1998.29 | 108.5687 | 66.9786
CZ06 | cDXGF | New Construction | 1998.29 | 85.5662 | 68.0797
CZ06 | cDXHP | Existing | 1998.29 | 108.516 | 66.3092
CZ06 | cDXHP | New Construction | 1998.29 | 85.7743 | 66.3083
CZ06 | cDXOH | Existing | 1998.29 | 108.5607 | 66.3099
CZ06 | cDXOH | New Construction | 1998.29 | 85.5434 | 66.3106
CZ06 | cPVVG | Existing | 1998.29 | 94.5058 | 68.1213
CZ06 | cPVVG | New Construction | 1998.29 | 74.9944 | 69.7368
CZ07 | cAVVG | Existing | 1998.29 | 101.6714 | 69.4851
CZ07 | cAVVG | New Construction | 1998.29 | 82.1396 | 73.0051
CZ07 | cDXGF | Existing | 1998.29 | 109.9846 | 66.5226
CZ07 | cDXGF | New Construction | 1998.29 | 86.5638 | 67.5026
CZ07 | cDXHP | Existing | 1998.29 | 109.9639 | 65.902
CZ07 | cDXHP | New Construction | 1998.29 | 86.7517 | 65.8955
CZ07 | cDXOH | Existing | 1998.29 | 109.9762 | 65.9025
CZ07 | cDXOH | New Construction | 1998.29 | 86.5409 | 65.8973
CZ07 | cPVVG | Existing | 1998.29 | 95.6002 | 67.6273
CZ07 | cPVVG | New Construction | 1998.29 | 75.894 | 69.0202
CZ08 | cAVVG | Existing | 1998.29 | 104.7374 | 70.4016
CZ08 | cAVVG | New Construction | 1998.29 | 84.8975 | 73.5752
CZ08 | cDXGF | Existing | 1998.29 | 114.3855 | 66.9777
CZ08 | cDXGF | New Construction | 1998.29 | 91.1049 | 68.3833
CZ08 | cDXHP | Existing | 1998.29 | 114.5574 | 65.8569
CZ08 | cDXHP | New Construction | 1998.29 | 91.5997 | 65.8638
CZ08 | cDXOH | Existing | 1998.29 | 114.3731 | 65.8575
CZ08 | cDXOH | New Construction | 1998.29 | 91.0704 | 65.8705
CZ08 | cPVVG | Existing | 1998.29 | 99.1463 | 68.5319
CZ08 | cPVVG | New Construction | 1998.29 | 79.6044 | 70.4402
CZ09 | cAVVG | Existing | 1998.29 | 110.3591 | 69.4315
CZ09 | cAVVG | New Construction | 1998.29 | 89.0795 | 72.7643
CZ09 | cDXGF | Existing | 1998.29 | 120.0714 | 66.1978
CZ09 | cDXGF | New Construction | 1998.29 | 95.0323 | 67.3062
CZ09 | cDXHP | Existing | 1998.29 | 120.1628 | 65.4194
CZ09 | cDXHP | New Construction | 1998.29 | 95.3781 | 65.4195
CZ09 | cDXOH | Existing | 1998.29 | 120.0605 | 65.4197
CZ09 | cDXOH | New Construction | 1998.29 | 95.0028 | 65.4225
CZ09 | cPVVG | Existing | 1998.29 | 103.7261 | 67.5654
CZ09 | cPVVG | New Construction | 1998.29 | 82.9412 | 69.1857
CZ10 | cAVVG | Existing | 1998.29 | 118.245 | 75.4886
CZ10 | cAVVG | New Construction | 1998.29 | 95.5779 | 77.6024
CZ10 | cDXGF | Existing | 1998.29 | 124.9522 | 68.259
CZ10 | cDXGF | New Construction | 1998.29 | 100.6284 | 70.1997
CZ10 | cDXHP | Existing | 1998.29 | 125.7774 | 65.2053
CZ10 | cDXHP | New Construction | 1998.29 | 101.9174 | 65.3049
CZ10 | cDXOH | Existing | 1998.29 | 124.9471 | 65.2165
CZ10 | cDXOH | New Construction | 1998.29 | 100.6246 | 65.3403
CZ10 | cPVVG | Existing | 1998.29 | 108.7285 | 71.0484
CZ10 | cPVVG | New Construction | 1998.29 | 88.3794 | 73.182
CZ11 | cAVVG | Existing | 1998.29 | 118.2574 | 88.6442
CZ11 | cAVVG | New Construction | 1998.29 | 86.4064 | 82.0857
CZ11 | cDXGF | Existing | 1998.29 | 126.118 | 74.3849
CZ11 | cDXGF | New Construction | 1998.29 | 88.4457 | 75.3798
CZ11 | cDXHP | Existing | 1998.29 | 128.4547 | 65.9224
CZ11 | cDXHP | New Construction | 1998.29 | 90.9805 | 65.8486
CZ11 | cDXOH | Existing | 1998.29 | 126.2697 | 65.9758
CZ11 | cDXOH | New Construction | 1998.29 | 88.3938 | 65.8679
CZ11 | cPVVG | Existing | 1998.29 | 109.4855 | 80.1509
CZ11 | cPVVG | New Construction | 1998.29 | 79.1769 | 79.293
CZ12 | cAVVG | Existing | 1998.29 | 107.8743 | 86.1074
CZ12 | cAVVG | New Construction | 1998.29 | 80.7381 | 82.3983
CZ12 | cDXGF | Existing | 1998.29 | 117.094 | 74.8624
CZ12 | cDXGF | New Construction | 1998.29 | 83.9792 | 76.459
CZ12 | cDXHP | Existing | 1998.29 | 119.2803 | 66.8491
CZ12 | cDXHP | New Construction | 1998.29 | 86.5246 | 66.7593
CZ12 | cDXOH | Existing | 1998.29 | 117.2386 | 66.9164
CZ12 | cDXOH | New Construction | 1998.29 | 83.9523 | 66.819
CZ12 | cPVVG | Existing | 1998.29 | 102.0554 | 79.8205
CZ12 | cPVVG | New Construction | 1998.29 | 75.094 | 80.0988
CZ13 | cAVVG | Existing | 1998.29 | 122.5828 | 81.5267
CZ13 | cAVVG | New Construction | 1998.29 | 89.9078 | 77.8087
CZ13 | cDXGF | Existing | 1998.29 | 128.2088 | 70.7649
CZ13 | cDXGF | New Construction | 1998.29 | 91.1319 | 72.3737
CZ13 | cDXHP | Existing | 1998.29 | 129.7969 | 64.975
CZ13 | cDXHP | New Construction | 1998.29 | 93.1024 | 64.9348
CZ13 | cDXOH | Existing | 1998.29 | 128.2834 | 65.001
CZ13 | cDXOH | New Construction | 1998.29 | 91.0855 | 64.9543
CZ13 | cPVVG | Existing | 1998.29 | 112.7393 | 75.1854
CZ13 | cPVVG | New Construction | 1998.29 | 82.1764 | 75.6194
CZ14 | cAVVG | Existing | 1998.29 | 134.909 | 74.0396
CZ14 | cAVVG | New Construction | 1998.29 | 98.5822 | 72.6658
CZ14 | cDXGF | Existing | 1998.29 | 137.9406 | 66.2965
CZ14 | cDXGF | New Construction | 1998.29 | 98.752 | 67.7164
CZ14 | cDXHP | Existing | 1998.29 | 138.8378 | 63.4005
CZ14 | cDXHP | New Construction | 1998.29 | 100.048 | 63.3822
CZ14 | cDXOH | Existing | 1998.29 | 137.9303 | 63.4051
CZ14 | cDXOH | New Construction | 1998.29 | 98.6864 | 63.3891
CZ14 | cPVVG | Existing | 1998.29 | 121.8038 | 69.1314
CZ14 | cPVVG | New Construction | 1998.29 | 89.2724 | 70.169
CZ15 | cAVVG | Existing | 1998.29 | 153.4853 | 66.1702
CZ15 | cAVVG | New Construction | 1998.29 | 113.1886 | 64.8979
CZ15 | cDXGF | Existing | 1998.29 | 149.9775 | 60.8854
CZ15 | cDXGF | New Construction | 1998.29 | 108.1927 | 61.4492
CZ15 | cDXHP | Existing | 1998.29 | 150.177 | 60.1282
CZ15 | cDXHP | New Construction | 1998.29 | 108.5499 | 60.1158
CZ15 | cDXOH | Existing | 1998.29 | 149.9601 | 60.1286
CZ15 | cDXOH | New Construction | 1998.29 | 108.146 | 60.1186
CZ15 | cPVVG | Existing | 1998.29 | 134.9588 | 61.9421
CZ15 | cPVVG | New Construction | 1998.29 | 99.5353 | 62.4404
CZ16 | cAVVG | Existing | 1998.29 | 117.513 | 97.6921
CZ16 | cAVVG | New Construction | 1998.29 | 86.16 | 89.7818
CZ16 | cDXGF | Existing | 1998.29 | 122.4591 | 80.9965
CZ16 | cDXGF | New Construction | 1998.29 | 88.3134 | 82.8996
CZ16 | cDXHP | Existing | 1998.29 | 126.8935 | 68.937
CZ16 | cDXHP | New Construction | 1998.29 | 93.1987 | 68.7061
CZ16 | cDXOH | Existing | 1998.29 | 122.8192 | 69.1413
CZ16 | cDXOH | New Construction | 1998.29 | 88.4641 | 68.9119
CZ16 | cPVVG | Existing | 1998.29 | 106.2738 | 86.9965
CZ16 | cPVVG | New Construction | 1998.29 | 78.6481 | 87.4204

## Energy Usage_Figures
Energy Figures (from 'Energy Usage' Tab)
cAVVG ¦ Annual Electricity Intensity (kBtu/ft²) |  |  | cAVVG ¦ Annual Gas Intensity (kBtu/ft²)
Climate Zone | Existing | New Construction | Climate Zone | Existing | New Construction
CZ01 | 73.1075 | 60.9164 | CZ01 | 100.9545 | 97.9551
CZ02 | 90.3938 | 73.4986 | CZ02 | 90.9235 | 96.4281
CZ03 | 82.8758 | 66.8631 | CZ03 | 82.1222 | 87.4953
CZ04 | 94.1863 | 76.1143 | CZ04 | 80.0872 | 84.4996
CZ05 | 85.4018 | 68.65 | CZ05 | 81.097 | 86.7277
CZ06 | 96.8314 | 77.5081 | CZ06 | 69.4515 | 71.7618
CZ07 | 101.6714 | 82.1396 | CZ07 | 69.4851 | 73.0051
CZ08 | 104.7374 | 84.8975 | CZ08 | 70.4016 | 73.5752
CZ09 | 110.3591 | 89.0795 | CZ09 | 69.4315 | 72.7643
CZ10 | 118.245 | 95.5779 | CZ10 | 75.4886 | 77.6024
CZ11 | 118.2574 | 86.4064 | CZ11 | 88.6442 | 82.0857
CZ12 | 107.8743 | 80.7381 | CZ12 | 86.1074 | 82.3983
CZ13 | 122.5828 | 89.9078 | CZ13 | 81.5267 | 77.8087
CZ14 | 134.909 | 98.5822 | CZ14 | 74.0396 | 72.6658
CZ15 | 153.4853 | 113.1886 | CZ15 | 66.1702 | 64.8979
CZ16 | 117.513 | 86.16 | CZ16 | 97.6921 | 89.7818
cDXGF ¦ Annual Electricity Intensity (kBtu/ft²) |  |  | cDXGF ¦ Annual Gas Intensity (kBtu/ft²)
Climate Zone | Existing | New Construction | Climate Zone | Existing | New Construction
CZ01 | 87.1531 | 64.3537 | CZ01 | 86.2514 | 90.7678
CZ02 | 105.3473 | 83.0543 | CZ02 | 78.1025 | 83.9309
CZ03 | 99.7183 | 77.8307 | CZ03 | 73.6564 | 77.9837
CZ04 | 108.9989 | 85.879 | CZ04 | 71.8993 | 75.466
CZ05 | 100.8731 | 78.6424 | CZ05 | 73.4277 | 77.995
CZ06 | 108.5687 | 85.5662 | CZ06 | 66.9786 | 68.0797
CZ07 | 109.9846 | 86.5638 | CZ07 | 66.5226 | 67.5026
CZ08 | 114.3855 | 91.1049 | CZ08 | 66.9777 | 68.3833
CZ09 | 120.0714 | 95.0323 | CZ09 | 66.1978 | 67.3062
CZ10 | 124.9522 | 100.6284 | CZ10 | 68.259 | 70.1997
CZ11 | 126.118 | 88.4457 | CZ11 | 74.3849 | 75.3798
CZ12 | 117.094 | 83.9792 | CZ12 | 74.8624 | 76.459
CZ13 | 128.2088 | 91.1319 | CZ13 | 70.7649 | 72.3737
CZ14 | 137.9406 | 98.752 | CZ14 | 66.2965 | 67.7164
CZ15 | 149.9775 | 108.1927 | CZ15 | 60.8854 | 61.4492
CZ16 | 122.4591 | 88.3134 | CZ16 | 80.9965 | 82.8996
cDXHP ¦ Annual Electricity Intensity (kBtu/ft²) |  |  | cDXHP ¦ Annual Gas Intensity (kBtu/ft²)
Climate Zone | Existing | New Construction | Climate Zone | Existing | New Construction
CZ01 | 90.6504 | 68.883 | CZ01 | 72.3165 | 72.2683
CZ02 | 107.6918 | 86.6756 | CZ02 | 69.3227 | 69.9409
CZ03 | 100.8392 | 79.944 | CZ03 | 69.0675 | 69.2825
CZ04 | 109.9621 | 87.6813 | CZ04 | 67.8759 | 68.0287
CZ05 | 101.9872 | 80.8079 | CZ05 | 69.0674 | 69.351
CZ06 | 108.516 | 85.7743 | CZ06 | 66.3092 | 66.3083
CZ07 | 109.9639 | 86.7517 | CZ07 | 65.902 | 65.8955
CZ08 | 114.5574 | 91.5997 | CZ08 | 65.8569 | 65.8638
CZ09 | 120.1628 | 95.3781 | CZ09 | 65.4194 | 65.4195
CZ10 | 125.7774 | 101.9174 | CZ10 | 65.2053 | 65.3049
CZ11 | 128.4547 | 90.9805 | CZ11 | 65.9224 | 65.8486
CZ12 | 119.2803 | 86.5246 | CZ12 | 66.8491 | 66.7593
CZ13 | 129.7969 | 93.1024 | CZ13 | 64.975 | 64.9348
CZ14 | 138.8378 | 100.048 | CZ14 | 63.4005 | 63.3822
CZ15 | 150.177 | 108.5499 | CZ15 | 60.1282 | 60.1158
CZ16 | 126.8935 | 93.1987 | CZ16 | 68.937 | 68.7061
cDXOH ¦ Annual Electricity Intensity (kBtu/ft²) |  |  | cDXOH ¦ Annual Gas Intensity (kBtu/ft²)
Climate Zone | Existing | New Construction | Climate Zone | Existing | New Construction
CZ01 | 87.2455 | 64.2552 | CZ01 | 72.3793 | 72.3567
CZ02 | 105.4476 | 83.2347 | CZ02 | 69.3829 | 70.198
CZ03 | 99.706 | 77.8434 | CZ03 | 69.0792 | 69.3761
CZ04 | 108.9916 | 85.8744 | CZ04 | 67.8877 | 68.0936
CZ05 | 100.8282 | 78.6322 | CZ05 | 69.0764 | 69.4245
CZ06 | 108.5607 | 85.5434 | CZ06 | 66.3099 | 66.3106
CZ07 | 109.9762 | 86.5409 | CZ07 | 65.9025 | 65.8973
CZ08 | 114.3731 | 91.0704 | CZ08 | 65.8575 | 65.8705
CZ09 | 120.0605 | 95.0028 | CZ09 | 65.4197 | 65.4225
CZ10 | 124.9471 | 100.6246 | CZ10 | 65.2165 | 65.3403
CZ11 | 126.2697 | 88.3938 | CZ11 | 65.9758 | 65.8679
CZ12 | 117.2386 | 83.9523 | CZ12 | 66.9164 | 66.819
CZ13 | 128.2834 | 91.0855 | CZ13 | 65.001 | 64.9543
CZ14 | 137.9303 | 98.6864 | CZ14 | 63.4051 | 63.3891
CZ15 | 149.9601 | 108.146 | CZ15 | 60.1286 | 60.1186
CZ16 | 122.8192 | 88.4641 | CZ16 | 69.1413 | 68.9119
cPVVG ¦ Annual Electricity Intensity (kBtu/ft²) |  |  | cPVVG ¦ Annual Gas Intensity (kBtu/ft²)
Climate Zone | Existing | New Construction | Climate Zone | Existing | New Construction
CZ01 | 73.6629 | 56.5016 | CZ01 | 94.2596 | 97.0787
CZ02 | 89.2575 | 71.121 | CZ02 | 83.9714 | 89.94
CZ03 | 84.5325 | 66.7494 | CZ03 | 77.7653 | 82.8972
CZ04 | 93.0062 | 74.101 | CZ04 | 75.7753 | 79.7518
CZ05 | 86.2648 | 67.8973 | CZ05 | 77.1425 | 82.6467
CZ06 | 94.5058 | 74.9944 | CZ06 | 68.1213 | 69.7368
CZ07 | 95.6002 | 75.894 | CZ07 | 67.6273 | 69.0202
CZ08 | 99.1463 | 79.6044 | CZ08 | 68.5319 | 70.4402
CZ09 | 103.7261 | 82.9412 | CZ09 | 67.5654 | 69.1857
CZ10 | 108.7285 | 88.3794 | CZ10 | 71.0484 | 73.182
CZ11 | 109.4855 | 79.1769 | CZ11 | 80.1509 | 79.293
CZ12 | 102.0554 | 75.094 | CZ12 | 79.8205 | 80.0988
CZ13 | 112.7393 | 82.1764 | CZ13 | 75.1854 | 75.6194
CZ14 | 121.8038 | 89.2724 | CZ14 | 69.1314 | 70.169
CZ15 | 134.9588 | 99.5353 | CZ15 | 61.9421 | 62.4404
CZ16 | 106.2738 | 78.6481 | CZ16 | 86.9965 | 87.4204

## Raw_totalendusesannual (hidden)
Vintage | Climate Zone | HVAC System | Electricity (kBtu) | Natural Gas (kBtu)
Existing | CZ01 | cAVVG | 146090 | 201736.32
Existing | CZ02 | cAVVG | 180633.06 | 181691.44
Existing | CZ03 | cAVVG | 165609.85 | 164103.91
Existing | CZ04 | cAVVG | 188211.62 | 160037.36
Existing | CZ05 | cAVVG | 170657.52 | 162055.34
Existing | CZ06 | cAVVG | 193497.13 | 138784.24
Existing | CZ07 | cAVVG | 203168.96 | 138851.4
Existing | CZ08 | cAVVG | 209295.66 | 140682.8
Existing | CZ09 | cAVVG | 220529.56 | 138744.25
Existing | CZ10 | cAVVG | 236287.81 | 150848.1
Existing | CZ11 | cAVVG | 236312.59 | 177136.9
Existing | CZ12 | cAVVG | 215564.07 | 172067.62
Existing | CZ13 | cAVVG | 244956.01 | 162913.94
Existing | CZ14 | cAVVG | 269587.39 | 147952.56
Existing | CZ15 | cAVVG | 306708.1 | 132227.15
Existing | CZ16 | cAVVG | 234825.03 | 195217.06
New Construction | CZ01 | cAVVG | 121728.66 | 195742.78
New Construction | CZ02 | cAVVG | 146871.46 | 192691.38
New Construction | CZ03 | cAVVG | 133611.79 | 174840.89
New Construction | CZ04 | cAVVG | 152098.39 | 168854.77
New Construction | CZ05 | cAVVG | 137182.7 | 173307.16
New Construction | CZ06 | cAVVG | 154883.72 | 143400.97
New Construction | CZ07 | cAVVG | 164138.74 | 145885.44
New Construction | CZ08 | cAVVG | 169649.75 | 147024.56
New Construction | CZ09 | cAVVG | 178006.63 | 145404.25
New Construction | CZ10 | cAVVG | 190992.43 | 155072.03
New Construction | CZ11 | cAVVG | 172664.95 | 164031.07
New Construction | CZ12 | cAVVG | 161338.14 | 164655.64
New Construction | CZ13 | cAVVG | 179661.94 | 155484.37
New Construction | CZ14 | cAVVG | 196995.82 | 145207.27
New Construction | CZ15 | cAVVG | 226183.7 | 129684.78
New Construction | CZ16 | cAVVG | 172172.63 | 179410.06
Existing | CZ01 | cDXGF | 174157.15 | 172355.34
Existing | CZ02 | cDXGF | 210514.5 | 156071.49
Existing | CZ03 | cDXGF | 199266.11 | 147186.84
Existing | CZ04 | cDXGF | 217811.39 | 143675.7
Existing | CZ05 | cDXGF | 201573.67 | 146729.88
Existing | CZ06 | cDXGF | 216951.73 | 133842.69
Existing | CZ07 | cDXGF | 219781.12 | 132931.41
Existing | CZ08 | cDXGF | 228575.49 | 133840.91
Existing | CZ09 | cDXGF | 239937.41 | 132282.41
Existing | CZ10 | cDXGF | 249690.71 | 136401.33
Existing | CZ11 | cDXGF | 252020.35 | 148642.66
Existing | CZ12 | cDXGF | 233987.72 | 149596.86
Existing | CZ13 | cDXGF | 256198.31 | 141408.87
Existing | CZ14 | cDXGF | 275645.41 | 132479.59
Existing | CZ15 | cDXGF | 299698.53 | 121666.72
Existing | CZ16 | cDXGF | 244708.88 | 161854.58
New Construction | CZ01 | cDXGF | 128597.27 | 181380.32
New Construction | CZ02 | cDXGF | 165966.64 | 167718.2
New Construction | CZ03 | cDXGF | 155528.35 | 155833.99
New Construction | CZ04 | cDXGF | 171611.09 | 150802.88
New Construction | CZ05 | cDXGF | 157150.37 | 155856.7
New Construction | CZ06 | cDXGF | 170986.1 | 136042.98
New Construction | CZ07 | cDXGF | 172979.57 | 134889.75
New Construction | CZ08 | cDXGF | 182054.05 | 136649.67
New Construction | CZ09 | cDXGF | 189902.12 | 134497.34
New Construction | CZ10 | cDXGF | 201084.82 | 140279.32
New Construction | CZ11 | cDXGF | 176740.06 | 150630.78
New Construction | CZ12 | cDXGF | 167814.86 | 152787.18
New Construction | CZ13 | cDXGF | 182107.92 | 144623.73
New Construction | CZ14 | cDXGF | 197335.05 | 135317.03
New Construction | CZ15 | cDXGF | 216200.38 | 122793.41
New Construction | CZ16 | cDXGF | 176475.88 | 165657.4
Existing | CZ01 | cDXHP | 181145.87 | 144509.28
Existing | CZ02 | cDXHP | 215199.44 | 138526.88
Existing | CZ03 | cDXHP | 201505.88 | 138016.88
Existing | CZ04 | cDXHP | 219736.2 | 135635.75
Existing | CZ05 | cDXHP | 203800.09 | 138016.6
Existing | CZ06 | cDXHP | 216846.44 | 132504.96
Existing | CZ07 | cDXHP | 219739.85 | 131691.39
Existing | CZ08 | cDXHP | 228918.93 | 131601.23
Existing | CZ09 | cDXHP | 240120.17 | 130727.01
Existing | CZ10 | cDXHP | 251339.65 | 130299.09
Existing | CZ11 | cDXHP | 256689.71 | 131732.12
Existing | CZ12 | cDXHP | 238356.62 | 133583.8
Existing | CZ13 | cDXHP | 259371.78 | 129838.94
Existing | CZ14 | cDXHP | 277438.24 | 126692.57
Existing | CZ15 | cDXHP | 300097.15 | 120153.6
Existing | CZ16 | cDXHP | 253569.98 | 137756.11
New Construction | CZ01 | cDXHP | 137648.2 | 144412.94
New Construction | CZ02 | cDXHP | 173202.92 | 139762.18
New Construction | CZ03 | cDXHP | 159751.22 | 138446.62
New Construction | CZ04 | cDXHP | 175212.63 | 135941.03
New Construction | CZ05 | cDXHP | 161477.7 | 138583.36
New Construction | CZ06 | cDXHP | 171402.01 | 132503.29
New Construction | CZ07 | cDXHP | 173355.05 | 131678.34
New Construction | CZ08 | cDXHP | 183042.85 | 131614.95
New Construction | CZ09 | cDXHP | 190593.13 | 130727.14
New Construction | CZ10 | cDXHP | 203660.57 | 130498.14
New Construction | CZ11 | cDXHP | 181805.38 | 131584.65
New Construction | CZ12 | cDXHP | 172901.27 | 133404.44
New Construction | CZ13 | cDXHP | 186045.61 | 129758.53
New Construction | CZ14 | cDXHP | 199924.84 | 126656.04
New Construction | CZ15 | cDXHP | 216914.26 | 120128.79
New Construction | CZ16 | cDXHP | 186237.95 | 137294.71
Existing | CZ01 | cDXOH | 174341.75 | 144634.76
Existing | CZ02 | cDXOH | 210714.85 | 138647.18
Existing | CZ03 | cDXOH | 199241.41 | 138040.24
Existing | CZ04 | cDXOH | 217796.84 | 135659.37
Existing | CZ05 | cDXOH | 201483.97 | 138034.66
Existing | CZ06 | cDXOH | 216935.78 | 132506.43
Existing | CZ07 | cDXOH | 219764.34 | 131692.25
Existing | CZ08 | cDXOH | 228550.64 | 131602.42
Existing | CZ09 | cDXOH | 239915.75 | 130727.53
Existing | CZ10 | cDXOH | 249680.63 | 130321.41
Existing | CZ11 | cDXOH | 252323.41 | 131838.72
Existing | CZ12 | cDXOH | 234276.81 | 133718.4
Existing | CZ13 | cDXOH | 256347.45 | 129890.93
Existing | CZ14 | cDXOH | 275624.75 | 126701.73
Existing | CZ15 | cDXOH | 299663.79 | 120154.45
Existing | CZ16 | cDXOH | 245428.43 | 138164.39
New Construction | CZ01 | cDXOH | 128400.53 | 144589.61
New Construction | CZ02 | cDXOH | 166327.06 | 140276.06
New Construction | CZ03 | cDXOH | 155553.61 | 138633.62
New Construction | CZ04 | cDXOH | 171601.87 | 136070.82
New Construction | CZ05 | cDXOH | 157130.03 | 138730.33
New Construction | CZ06 | cDXOH | 170940.6 | 132507.78
New Construction | CZ07 | cDXOH | 172933.74 | 131682.01
New Construction | CZ08 | cDXOH | 181985 | 131628.43
New Construction | CZ09 | cDXOH | 189843.17 | 130733.15
New Construction | CZ10 | cDXOH | 201077.2 | 130568.8
New Construction | CZ11 | cDXOH | 176636.38 | 131623.19
New Construction | CZ12 | cDXOH | 167761.14 | 133523.79
New Construction | CZ13 | cDXOH | 182015.29 | 129797.48
New Construction | CZ14 | cDXOH | 197204.09 | 126669.88
New Construction | CZ15 | cDXOH | 216107.1 | 120134.48
New Construction | CZ16 | cDXOH | 176777 | 137705.93
Existing | CZ01 | cPVVG | 147199.93 | 188358.1
Existing | CZ02 | cPVVG | 178362.31 | 167799.15
Existing | CZ03 | cPVVG | 168920.47 | 155397.69
Existing | CZ04 | cPVVG | 185853.38 | 151420.95
Existing | CZ05 | cPVVG | 172382.17 | 154153.15
Existing | CZ06 | cPVVG | 188850.04 | 136126.12
Existing | CZ07 | cPVVG | 191037 | 135138.92
Existing | CZ08 | cPVVG | 198123.14 | 136946.71
Existing | CZ09 | cPVVG | 207274.73 | 135015.22
Existing | CZ10 | cPVVG | 217271.03 | 141975.3
Existing | CZ11 | cPVVG | 218783.76 | 160164.84
Existing | CZ12 | cPVVG | 203936.33 | 159504.54
Existing | CZ13 | cPVVG | 225285.78 | 150242.26
Existing | CZ14 | cPVVG | 243399.38 | 138144.6
Existing | CZ15 | cPVVG | 269686.87 | 123778.35
Existing | CZ16 | cPVVG | 212365.86 | 173844.24
New Construction | CZ01 | cPVVG | 112906.66 | 193991.43
New Construction | CZ02 | cPVVG | 142120.39 | 179726.3
New Construction | CZ03 | cPVVG | 133384.58 | 165652.66
New Construction | CZ04 | cPVVG | 148075.26 | 159367.16
New Construction | CZ05 | cPVVG | 135678.51 | 165152.12
New Construction | CZ06 | cPVVG | 149860.46 | 139354.4
New Construction | CZ07 | cPVVG | 151658.31 | 137922.45
New Construction | CZ08 | cPVVG | 159072.59 | 140760.01
New Construction | CZ09 | cPVVG | 165740.58 | 138253.18
New Construction | CZ10 | cPVVG | 176607.7 | 146238.78
New Construction | CZ11 | cPVVG | 158218.45 | 158450.33
New Construction | CZ12 | cPVVG | 150059.5 | 160060.64
New Construction | CZ13 | cPVVG | 164212.22 | 151109.41
New Construction | CZ14 | cPVVG | 178392.14 | 140217.95
New Construction | CZ15 | cPVVG | 198900.43 | 124774.02
New Construction | CZ16 | cPVVG | 157161.63 | 174691.38

## Energy Usage by End Use
Energy Consumption by End Use - Restaurant - Fast-Food
Climate Zone | HVAC System | Vintage | End Use | Electricity (kBtu) | Natural Gas (kBtu) | Note
CZ01 | cAVVG | Existing | Heating | 0 | 57320.47
CZ01 | cAVVG | Existing | Cooling | 10040 | 0
CZ01 | cAVVG | Existing | Interior Lighting | 45240.58 | 0
CZ01 | cAVVG | Existing | Exterior Lighting | 0 | 0
CZ01 | cAVVG | Existing | Interior Equipment | 62910.82 | 66515.42
CZ01 | cAVVG | Existing | Exterior Equipment | 0 | 0
CZ01 | cAVVG | Existing | Fans | 27772.51 | 0
CZ01 | cAVVG | Existing | Pumps | 126.09 | 0
CZ01 | cAVVG | Existing | Heat Rejection | 0 | 0
CZ01 | cAVVG | Existing | Humidification | 0 | 0
CZ01 | cAVVG | Existing | Heat Recovery | 0 | 0
CZ01 | cAVVG | Existing | Water Systems | 0 | 77900.43
CZ01 | cAVVG | Existing | Refrigeration | 0 | 0
CZ01 | cAVVG | Existing | Generators | 0 | 0
CZ01 | cAVVG | Existing | Total End Uses | 146090 | 201736.32
CZ02 | cAVVG | Existing | Heating | 0 | 43433.12
CZ02 | cAVVG | Existing | Cooling | 33660.68 | 0
CZ02 | cAVVG | Existing | Interior Lighting | 45240.58 | 0
CZ02 | cAVVG | Existing | Exterior Lighting | 0 | 0
CZ02 | cAVVG | Existing | Interior Equipment | 62910.82 | 66515.42
CZ02 | cAVVG | Existing | Exterior Equipment | 0 | 0
CZ02 | cAVVG | Existing | Fans | 38021.16 | 0
CZ02 | cAVVG | Existing | Pumps | 799.83 | 0
CZ02 | cAVVG | Existing | Heat Rejection | 0 | 0
CZ02 | cAVVG | Existing | Humidification | 0 | 0
CZ02 | cAVVG | Existing | Heat Recovery | 0 | 0
CZ02 | cAVVG | Existing | Water Systems | 0 | 71742.9
CZ02 | cAVVG | Existing | Refrigeration | 0 | 0
CZ02 | cAVVG | Existing | Generators | 0 | 0
CZ02 | cAVVG | Existing | Total End Uses | 180633.06 | 181691.44
CZ03 | cAVVG | Existing | Heating | 0 | 26122.05
CZ03 | cAVVG | Existing | Cooling | 25446.34 | 0
CZ03 | cAVVG | Existing | Interior Lighting | 45240.58 | 0
CZ03 | cAVVG | Existing | Exterior Lighting | 0 | 0
CZ03 | cAVVG | Existing | Interior Equipment | 62910.82 | 66515.42
CZ03 | cAVVG | Existing | Exterior Equipment | 0 | 0
CZ03 | cAVVG | Existing | Fans | 31449.17 | 0
CZ03 | cAVVG | Existing | Pumps | 562.95 | 0
CZ03 | cAVVG | Existing | Heat Rejection | 0 | 0
CZ03 | cAVVG | Existing | Humidification | 0 | 0
CZ03 | cAVVG | Existing | Heat Recovery | 0 | 0
CZ03 | cAVVG | Existing | Water Systems | 0 | 71466.44
CZ03 | cAVVG | Existing | Refrigeration | 0 | 0
CZ03 | cAVVG | Existing | Generators | 0 | 0
CZ03 | cAVVG | Existing | Total End Uses | 165609.85 | 164103.91
CZ04 | cAVVG | Existing | Heating | 0 | 24437.9
CZ04 | cAVVG | Existing | Cooling | 39887.89 | 0
CZ04 | cAVVG | Existing | Interior Lighting | 45240.58 | 0
CZ04 | cAVVG | Existing | Exterior Lighting | 0 | 0
CZ04 | cAVVG | Existing | Interior Equipment | 62910.82 | 66515.42
CZ04 | cAVVG | Existing | Exterior Equipment | 0 | 0
CZ04 | cAVVG | Existing | Fans | 39281.44 | 0
CZ04 | cAVVG | Existing | Pumps | 890.9 | 0
CZ04 | cAVVG | Existing | Heat Rejection | 0 | 0
CZ04 | cAVVG | Existing | Humidification | 0 | 0
CZ04 | cAVVG | Existing | Heat Recovery | 0 | 0
CZ04 | cAVVG | Existing | Water Systems | 0 | 69084.03
CZ04 | cAVVG | Existing | Refrigeration | 0 | 0
CZ04 | cAVVG | Existing | Generators | 0 | 0
CZ04 | cAVVG | Existing | Total End Uses | 188211.62 | 160037.36
CZ05 | cAVVG | Existing | Heating | 0 | 24070.3
CZ05 | cAVVG | Existing | Cooling | 28215.38 | 0
CZ05 | cAVVG | Existing | Interior Lighting | 45240.58 | 0
CZ05 | cAVVG | Existing | Exterior Lighting | 0 | 0
CZ05 | cAVVG | Existing | Interior Equipment | 62910.82 | 66515.42
CZ05 | cAVVG | Existing | Exterior Equipment | 0 | 0
CZ05 | cAVVG | Existing | Fans | 33675.96 | 0
CZ05 | cAVVG | Existing | Pumps | 614.79 | 0
CZ05 | cAVVG | Existing | Heat Rejection | 0 | 0
CZ05 | cAVVG | Existing | Humidification | 0 | 0
CZ05 | cAVVG | Existing | Heat Recovery | 0 | 0
CZ05 | cAVVG | Existing | Water Systems | 0 | 71469.62
CZ05 | cAVVG | Existing | Refrigeration | 0 | 0
CZ05 | cAVVG | Existing | Generators | 0 | 0
CZ05 | cAVVG | Existing | Total End Uses | 170657.52 | 162055.34
CZ06 | cAVVG | Existing | Heating | 0 | 6278.51
CZ06 | cAVVG | Existing | Cooling | 44943.57 | 0
CZ06 | cAVVG | Existing | Interior Lighting | 45240.58 | 0
CZ06 | cAVVG | Existing | Exterior Lighting | 0 | 0
CZ06 | cAVVG | Existing | Interior Equipment | 62910.82 | 66515.42
CZ06 | cAVVG | Existing | Exterior Equipment | 0 | 0
CZ06 | cAVVG | Existing | Fans | 39324.81 | 0
CZ06 | cAVVG | Existing | Pumps | 1077.36 | 0
CZ06 | cAVVG | Existing | Heat Rejection | 0 | 0
CZ06 | cAVVG | Existing | Humidification | 0 | 0
CZ06 | cAVVG | Existing | Heat Recovery | 0 | 0
CZ06 | cAVVG | Existing | Water Systems | 0 | 65990.31
CZ06 | cAVVG | Existing | Refrigeration | 0 | 0
CZ06 | cAVVG | Existing | Generators | 0 | 0
CZ06 | cAVVG | Existing | Total End Uses | 193497.13 | 138784.24
CZ07 | cAVVG | Existing | Heating | 0 | 7161.58
CZ07 | cAVVG | Existing | Cooling | 49702.21 | 0
CZ07 | cAVVG | Existing | Interior Lighting | 45240.58 | 0
CZ07 | cAVVG | Existing | Exterior Lighting | 0 | 0
CZ07 | cAVVG | Existing | Interior Equipment | 62910.82 | 66515.42
CZ07 | cAVVG | Existing | Exterior Equipment | 0 | 0
CZ07 | cAVVG | Existing | Fans | 44085.27 | 0
CZ07 | cAVVG | Existing | Pumps | 1230.1 | 0
CZ07 | cAVVG | Existing | Heat Rejection | 0 | 0
CZ07 | cAVVG | Existing | Humidification | 0 | 0
CZ07 | cAVVG | Existing | Heat Recovery | 0 | 0
CZ07 | cAVVG | Existing | Water Systems | 0 | 65174.39
CZ07 | cAVVG | Existing | Refrigeration | 0 | 0
CZ07 | cAVVG | Existing | Generators | 0 | 0
CZ07 | cAVVG | Existing | Total End Uses | 203168.96 | 138851.4
CZ08 | cAVVG | Existing | Heating | 0 | 9081.09
CZ08 | cAVVG | Existing | Cooling | 54708.85 | 0
CZ08 | cAVVG | Existing | Interior Lighting | 45240.58 | 0
CZ08 | cAVVG | Existing | Exterior Lighting | 0 | 0
CZ08 | cAVVG | Existing | Interior Equipment | 62910.82 | 66515.42
CZ08 | cAVVG | Existing | Exterior Equipment | 0 | 0
CZ08 | cAVVG | Existing | Fans | 45145.97 | 0
CZ08 | cAVVG | Existing | Pumps | 1289.45 | 0
CZ08 | cAVVG | Existing | Heat Rejection | 0 | 0
CZ08 | cAVVG | Existing | Humidification | 0 | 0
CZ08 | cAVVG | Existing | Heat Recovery | 0 | 0
CZ08 | cAVVG | Existing | Water Systems | 0 | 65086.29
CZ08 | cAVVG | Existing | Refrigeration | 0 | 0
CZ08 | cAVVG | Existing | Generators | 0 | 0
CZ08 | cAVVG | Existing | Total End Uses | 209295.66 | 140682.8
CZ09 | cAVVG | Existing | Heating | 0 | 8017.32
CZ09 | cAVVG | Existing | Cooling | 61153.05 | 0
CZ09 | cAVVG | Existing | Interior Lighting | 45240.58 | 0
CZ09 | cAVVG | Existing | Exterior Lighting | 0 | 0
CZ09 | cAVVG | Existing | Interior Equipment | 62910.82 | 66515.42
CZ09 | cAVVG | Existing | Exterior Equipment | 0 | 0
CZ09 | cAVVG | Existing | Fans | 49821.26 | 0
CZ09 | cAVVG | Existing | Pumps | 1403.85 | 0
CZ09 | cAVVG | Existing | Heat Rejection | 0 | 0
CZ09 | cAVVG | Existing | Humidification | 0 | 0
CZ09 | cAVVG | Existing | Heat Recovery | 0 | 0
CZ09 | cAVVG | Existing | Water Systems | 0 | 64211.51
CZ09 | cAVVG | Existing | Refrigeration | 0 | 0
CZ09 | cAVVG | Existing | Generators | 0 | 0
CZ09 | cAVVG | Existing | Total End Uses | 220529.56 | 138744.25
CZ10 | cAVVG | Existing | Heating | 0 | 20608.3
CZ10 | cAVVG | Existing | Cooling | 71579.06 | 0
CZ10 | cAVVG | Existing | Interior Lighting | 45240.58 | 0
CZ10 | cAVVG | Existing | Exterior Lighting | 0 | 0
CZ10 | cAVVG | Existing | Interior Equipment | 62910.82 | 66515.42
CZ10 | cAVVG | Existing | Exterior Equipment | 0 | 0
CZ10 | cAVVG | Existing | Fans | 55028.38 | 0
CZ10 | cAVVG | Existing | Pumps | 1528.98 | 0
CZ10 | cAVVG | Existing | Heat Rejection | 0 | 0
CZ10 | cAVVG | Existing | Humidification | 0 | 0
CZ10 | cAVVG | Existing | Heat Recovery | 0 | 0
CZ10 | cAVVG | Existing | Water Systems | 0 | 63724.37
CZ10 | cAVVG | Existing | Refrigeration | 0 | 0
CZ10 | cAVVG | Existing | Generators | 0 | 0
CZ10 | cAVVG | Existing | Total End Uses | 236287.81 | 150848.1
CZ11 | cAVVG | Existing | Heating | 0 | 45515.77
CZ11 | cAVVG | Existing | Cooling | 71682.57 | 0
CZ11 | cAVVG | Existing | Interior Lighting | 45240.58 | 0
CZ11 | cAVVG | Existing | Exterior Lighting | 0 | 0
CZ11 | cAVVG | Existing | Interior Equipment | 62910.82 | 66515.42
CZ11 | cAVVG | Existing | Exterior Equipment | 0 | 0
CZ11 | cAVVG | Existing | Fans | 55483.83 | 0
CZ11 | cAVVG | Existing | Pumps | 994.79 | 0
CZ11 | cAVVG | Existing | Heat Rejection | 0 | 0
CZ11 | cAVVG | Existing | Humidification | 0 | 0
CZ11 | cAVVG | Existing | Heat Recovery | 0 | 0
CZ11 | cAVVG | Existing | Water Systems | 0 | 65105.71
CZ11 | cAVVG | Existing | Refrigeration | 0 | 0
CZ11 | cAVVG | Existing | Generators | 0 | 0
CZ11 | cAVVG | Existing | Total End Uses | 236312.59 | 177136.9
CZ12 | cAVVG | Existing | Heating | 0 | 38673.1
CZ12 | cAVVG | Existing | Cooling | 58777.66 | 0
CZ12 | cAVVG | Existing | Interior Lighting | 45240.58 | 0
CZ12 | cAVVG | Existing | Exterior Lighting | 0 | 0
CZ12 | cAVVG | Existing | Interior Equipment | 62910.82 | 66515.42
CZ12 | cAVVG | Existing | Exterior Equipment | 0 | 0
CZ12 | cAVVG | Existing | Fans | 47733.5 | 0
CZ12 | cAVVG | Existing | Pumps | 901.52 | 0
CZ12 | cAVVG | Existing | Heat Rejection | 0 | 0
CZ12 | cAVVG | Existing | Humidification | 0 | 0
CZ12 | cAVVG | Existing | Heat Recovery | 0 | 0
CZ12 | cAVVG | Existing | Water Systems | 0 | 66879.11
CZ12 | cAVVG | Existing | Refrigeration | 0 | 0
CZ12 | cAVVG | Existing | Generators | 0 | 0
CZ12 | cAVVG | Existing | Total End Uses | 215564.07 | 172067.62
CZ13 | cAVVG | Existing | Heating | 0 | 33125.77
CZ13 | cAVVG | Existing | Cooling | 78819.54 | 0
CZ13 | cAVVG | Existing | Interior Lighting | 45240.58 | 0
CZ13 | cAVVG | Existing | Exterior Lighting | 0 | 0
CZ13 | cAVVG | Existing | Interior Equipment | 62910.82 | 66515.42
CZ13 | cAVVG | Existing | Exterior Equipment | 0 | 0
CZ13 | cAVVG | Existing | Fans | 56904.46 | 0
CZ13 | cAVVG | Existing | Pumps | 1080.61 | 0
CZ13 | cAVVG | Existing | Heat Rejection | 0 | 0
CZ13 | cAVVG | Existing | Humidification | 0 | 0
CZ13 | cAVVG | Existing | Heat Recovery | 0 | 0
CZ13 | cAVVG | Existing | Water Systems | 0 | 63272.76
CZ13 | cAVVG | Existing | Refrigeration | 0 | 0
CZ13 | cAVVG | Existing | Generators | 0 | 0
CZ13 | cAVVG | Existing | Total End Uses | 244956.01 | 162913.94
CZ14 | cAVVG | Existing | Heating | 0 | 21264.99
CZ14 | cAVVG | Existing | Cooling | 94328.33 | 0
CZ14 | cAVVG | Existing | Interior Lighting | 45240.58 | 0
CZ14 | cAVVG | Existing | Exterior Lighting | 0 | 0
CZ14 | cAVVG | Existing | Interior Equipment | 62910.82 | 66515.42
CZ14 | cAVVG | Existing | Exterior Equipment | 0 | 0
CZ14 | cAVVG | Existing | Fans | 65396.97 | 0
CZ14 | cAVVG | Existing | Pumps | 1710.7 | 0
CZ14 | cAVVG | Existing | Heat Rejection | 0 | 0
CZ14 | cAVVG | Existing | Humidification | 0 | 0
CZ14 | cAVVG | Existing | Heat Recovery | 0 | 0
CZ14 | cAVVG | Existing | Water Systems | 0 | 60172.14
CZ14 | cAVVG | Existing | Refrigeration | 0 | 0
CZ14 | cAVVG | Existing | Generators | 0 | 0
CZ14 | cAVVG | Existing | Total End Uses | 269587.39 | 147952.56
CZ15 | cAVVG | Existing | Heating | 0 | 12072.56
CZ15 | cAVVG | Existing | Cooling | 127167.01 | 0
CZ15 | cAVVG | Existing | Interior Lighting | 45240.58 | 0
CZ15 | cAVVG | Existing | Exterior Lighting | 0 | 0
CZ15 | cAVVG | Existing | Interior Equipment | 62910.82 | 66515.42
CZ15 | cAVVG | Existing | Exterior Equipment | 0 | 0
CZ15 | cAVVG | Existing | Fans | 69957.32 | 0
CZ15 | cAVVG | Existing | Pumps | 1432.38 | 0
CZ15 | cAVVG | Existing | Heat Rejection | 0 | 0
CZ15 | cAVVG | Existing | Humidification | 0 | 0
CZ15 | cAVVG | Existing | Heat Recovery | 0 | 0
CZ15 | cAVVG | Existing | Water Systems | 0 | 53639.17
CZ15 | cAVVG | Existing | Refrigeration | 0 | 0
CZ15 | cAVVG | Existing | Generators | 0 | 0
CZ15 | cAVVG | Existing | Total End Uses | 306708.1 | 132227.15
CZ16 | cAVVG | Existing | Heating | 0 | 58089.88
CZ16 | cAVVG | Existing | Cooling | 62446.57 | 0
CZ16 | cAVVG | Existing | Interior Lighting | 45240.58 | 0
CZ16 | cAVVG | Existing | Exterior Lighting | 0 | 0
CZ16 | cAVVG | Existing | Interior Equipment | 62910.82 | 66515.42
CZ16 | cAVVG | Existing | Exterior Equipment | 0 | 0
CZ16 | cAVVG | Existing | Fans | 62907.53 | 0
CZ16 | cAVVG | Existing | Pumps | 1319.53 | 0
CZ16 | cAVVG | Existing | Heat Rejection | 0 | 0
CZ16 | cAVVG | Existing | Humidification | 0 | 0
CZ16 | cAVVG | Existing | Heat Recovery | 0 | 0
CZ16 | cAVVG | Existing | Water Systems | 0 | 70611.77
CZ16 | cAVVG | Existing | Refrigeration | 0 | 0
CZ16 | cAVVG | Existing | Generators | 0 | 0
CZ16 | cAVVG | Existing | Total End Uses | 234825.03 | 195217.06
CZ01 | cAVVG | New Construction | Heating | 0 | 51371.23
CZ01 | cAVVG | New Construction | Cooling | 7496.44 | 0
CZ01 | cAVVG | New Construction | Interior Lighting | 22628.9 | 0
CZ01 | cAVVG | New Construction | Exterior Lighting | 0 | 0
CZ01 | cAVVG | New Construction | Interior Equipment | 62910.82 | 66515.42
CZ01 | cAVVG | New Construction | Exterior Equipment | 0 | 0
CZ01 | cAVVG | New Construction | Fans | 28635.57 | 0
CZ01 | cAVVG | New Construction | Pumps | 56.93 | 0
CZ01 | cAVVG | New Construction | Heat Rejection | 0 | 0
CZ01 | cAVVG | New Construction | Humidification | 0 | 0
CZ01 | cAVVG | New Construction | Heat Recovery | 0 | 0
CZ01 | cAVVG | New Construction | Water Systems | 0 | 77856.12
CZ01 | cAVVG | New Construction | Refrigeration | 0 | 0
CZ01 | cAVVG | New Construction | Generators | 0 | 0
CZ01 | cAVVG | New Construction | Total End Uses | 121728.66 | 195742.78
CZ02 | cAVVG | New Construction | Heating | 0 | 54451.28
CZ02 | cAVVG | New Construction | Cooling | 25121.66 | 0
CZ02 | cAVVG | New Construction | Interior Lighting | 22628.9 | 0
CZ02 | cAVVG | New Construction | Exterior Lighting | 0 | 0
CZ02 | cAVVG | New Construction | Interior Equipment | 62910.82 | 66515.42
CZ02 | cAVVG | New Construction | Exterior Equipment | 0 | 0
CZ02 | cAVVG | New Construction | Fans | 35773.61 | 0
CZ02 | cAVVG | New Construction | Pumps | 436.47 | 0
CZ02 | cAVVG | New Construction | Heat Rejection | 0 | 0
CZ02 | cAVVG | New Construction | Humidification | 0 | 0
CZ02 | cAVVG | New Construction | Heat Recovery | 0 | 0
CZ02 | cAVVG | New Construction | Water Systems | 0 | 71724.68
CZ02 | cAVVG | New Construction | Refrigeration | 0 | 0
CZ02 | cAVVG | New Construction | Generators | 0 | 0
CZ02 | cAVVG | New Construction | Total End Uses | 146871.46 | 192691.38
CZ03 | cAVVG | New Construction | Heating | 0 | 36878.22
CZ03 | cAVVG | New Construction | Cooling | 18102.45 | 0
CZ03 | cAVVG | New Construction | Interior Lighting | 22628.9 | 0
CZ03 | cAVVG | New Construction | Exterior Lighting | 0 | 0
CZ03 | cAVVG | New Construction | Interior Equipment | 62910.82 | 66515.42
CZ03 | cAVVG | New Construction | Exterior Equipment | 0 | 0
CZ03 | cAVVG | New Construction | Fans | 29593.11 | 0
CZ03 | cAVVG | New Construction | Pumps | 376.51 | 0
CZ03 | cAVVG | New Construction | Heat Rejection | 0 | 0
CZ03 | cAVVG | New Construction | Humidification | 0 | 0
CZ03 | cAVVG | New Construction | Heat Recovery | 0 | 0
CZ03 | cAVVG | New Construction | Water Systems | 0 | 71447.25
CZ03 | cAVVG | New Construction | Refrigeration | 0 | 0
CZ03 | cAVVG | New Construction | Generators | 0 | 0
CZ03 | cAVVG | New Construction | Total End Uses | 133611.79 | 174840.89
CZ04 | cAVVG | New Construction | Heating | 0 | 33271.36
CZ04 | cAVVG | New Construction | Cooling | 30404.16 | 0
CZ04 | cAVVG | New Construction | Interior Lighting | 22628.9 | 0
CZ04 | cAVVG | New Construction | Exterior Lighting | 0 | 0
CZ04 | cAVVG | New Construction | Interior Equipment | 62910.82 | 66515.42
CZ04 | cAVVG | New Construction | Exterior Equipment | 0 | 0
CZ04 | cAVVG | New Construction | Fans | 35658.4 | 0
CZ04 | cAVVG | New Construction | Pumps | 496.12 | 0
CZ04 | cAVVG | New Construction | Heat Rejection | 0 | 0
CZ04 | cAVVG | New Construction | Humidification | 0 | 0
CZ04 | cAVVG | New Construction | Heat Recovery | 0 | 0
CZ04 | cAVVG | New Construction | Water Systems | 0 | 69067.99
CZ04 | cAVVG | New Construction | Refrigeration | 0 | 0
CZ04 | cAVVG | New Construction | Generators | 0 | 0
CZ04 | cAVVG | New Construction | Total End Uses | 152098.39 | 168854.77
CZ05 | cAVVG | New Construction | Heating | 0 | 35335.87
CZ05 | cAVVG | New Construction | Cooling | 20070.63 | 0
CZ05 | cAVVG | New Construction | Interior Lighting | 22628.9 | 0
CZ05 | cAVVG | New Construction | Exterior Lighting | 0 | 0
CZ05 | cAVVG | New Construction | Interior Equipment | 62910.82 | 66515.42
CZ05 | cAVVG | New Construction | Exterior Equipment | 0 | 0
CZ05 | cAVVG | New Construction | Fans | 31180.11 | 0
CZ05 | cAVVG | New Construction | Pumps | 392.25 | 0
CZ05 | cAVVG | New Construction | Heat Rejection | 0 | 0
CZ05 | cAVVG | New Construction | Humidification | 0 | 0
CZ05 | cAVVG | New Construction | Heat Recovery | 0 | 0
CZ05 | cAVVG | New Construction | Water Systems | 0 | 71455.87
CZ05 | cAVVG | New Construction | Refrigeration | 0 | 0
CZ05 | cAVVG | New Construction | Generators | 0 | 0
CZ05 | cAVVG | New Construction | Total End Uses | 137182.7 | 173307.16
CZ06 | cAVVG | New Construction | Heating | 0 | 10905.18
CZ06 | cAVVG | New Construction | Cooling | 34584.2 | 0
CZ06 | cAVVG | New Construction | Interior Lighting | 22628.9 | 0
CZ06 | cAVVG | New Construction | Exterior Lighting | 0 | 0
CZ06 | cAVVG | New Construction | Interior Equipment | 62910.82 | 66515.42
CZ06 | cAVVG | New Construction | Exterior Equipment | 0 | 0
CZ06 | cAVVG | New Construction | Fans | 34006.5 | 0
CZ06 | cAVVG | New Construction | Pumps | 753.31 | 0
CZ06 | cAVVG | New Construction | Heat Rejection | 0 | 0
CZ06 | cAVVG | New Construction | Humidification | 0 | 0
CZ06 | cAVVG | New Construction | Heat Recovery | 0 | 0
CZ06 | cAVVG | New Construction | Water Systems | 0 | 65980.38
CZ06 | cAVVG | New Construction | Refrigeration | 0 | 0
CZ06 | cAVVG | New Construction | Generators | 0 | 0
CZ06 | cAVVG | New Construction | Total End Uses | 154883.72 | 143400.97
CZ07 | cAVVG | New Construction | Heating | 0 | 14209.26
CZ07 | cAVVG | New Construction | Cooling | 40094.22 | 0
CZ07 | cAVVG | New Construction | Interior Lighting | 22628.9 | 0
CZ07 | cAVVG | New Construction | Exterior Lighting | 0 | 0
CZ07 | cAVVG | New Construction | Interior Equipment | 62910.82 | 66515.42
CZ07 | cAVVG | New Construction | Exterior Equipment | 0 | 0
CZ07 | cAVVG | New Construction | Fans | 37760.4 | 0
CZ07 | cAVVG | New Construction | Pumps | 744.4 | 0
CZ07 | cAVVG | New Construction | Heat Rejection | 0 | 0
CZ07 | cAVVG | New Construction | Humidification | 0 | 0
CZ07 | cAVVG | New Construction | Heat Recovery | 0 | 0
CZ07 | cAVVG | New Construction | Water Systems | 0 | 65160.76
CZ07 | cAVVG | New Construction | Refrigeration | 0 | 0
CZ07 | cAVVG | New Construction | Generators | 0 | 0
CZ07 | cAVVG | New Construction | Total End Uses | 164138.74 | 145885.44
CZ08 | cAVVG | New Construction | Heating | 0 | 15433.67
CZ08 | cAVVG | New Construction | Cooling | 43515.11 | 0
CZ08 | cAVVG | New Construction | Interior Lighting | 22628.9 | 0
CZ08 | cAVVG | New Construction | Exterior Lighting | 0 | 0
CZ08 | cAVVG | New Construction | Interior Equipment | 62910.82 | 66515.42
CZ08 | cAVVG | New Construction | Exterior Equipment | 0 | 0
CZ08 | cAVVG | New Construction | Fans | 39857.67 | 0
CZ08 | cAVVG | New Construction | Pumps | 737.26 | 0
CZ08 | cAVVG | New Construction | Heat Rejection | 0 | 0
CZ08 | cAVVG | New Construction | Humidification | 0 | 0
CZ08 | cAVVG | New Construction | Heat Recovery | 0 | 0
CZ08 | cAVVG | New Construction | Water Systems | 0 | 65075.47
CZ08 | cAVVG | New Construction | Refrigeration | 0 | 0
CZ08 | cAVVG | New Construction | Generators | 0 | 0
CZ08 | cAVVG | New Construction | Total End Uses | 169649.75 | 147024.56
CZ09 | cAVVG | New Construction | Heating | 0 | 14685.42
CZ09 | cAVVG | New Construction | Cooling | 48467.01 | 0
CZ09 | cAVVG | New Construction | Interior Lighting | 22628.9 | 0
CZ09 | cAVVG | New Construction | Exterior Lighting | 0 | 0
CZ09 | cAVVG | New Construction | Interior Equipment | 62910.82 | 66515.42
CZ09 | cAVVG | New Construction | Exterior Equipment | 0 | 0
CZ09 | cAVVG | New Construction | Fans | 43213.4 | 0
CZ09 | cAVVG | New Construction | Pumps | 786.51 | 0
CZ09 | cAVVG | New Construction | Heat Rejection | 0 | 0
CZ09 | cAVVG | New Construction | Humidification | 0 | 0
CZ09 | cAVVG | New Construction | Heat Recovery | 0 | 0
CZ09 | cAVVG | New Construction | Water Systems | 0 | 64203.4
CZ09 | cAVVG | New Construction | Refrigeration | 0 | 0
CZ09 | cAVVG | New Construction | Generators | 0 | 0
CZ09 | cAVVG | New Construction | Total End Uses | 178006.63 | 145404.25
CZ10 | cAVVG | New Construction | Heating | 0 | 24839.55
CZ10 | cAVVG | New Construction | Cooling | 57531.77 | 0
CZ10 | cAVVG | New Construction | Interior Lighting | 22628.9 | 0
CZ10 | cAVVG | New Construction | Exterior Lighting | 0 | 0
CZ10 | cAVVG | New Construction | Interior Equipment | 62910.82 | 66515.42
CZ10 | cAVVG | New Construction | Exterior Equipment | 0 | 0
CZ10 | cAVVG | New Construction | Fans | 47109.76 | 0
CZ10 | cAVVG | New Construction | Pumps | 811.18 | 0
CZ10 | cAVVG | New Construction | Heat Rejection | 0 | 0
CZ10 | cAVVG | New Construction | Humidification | 0 | 0
CZ10 | cAVVG | New Construction | Heat Recovery | 0 | 0
CZ10 | cAVVG | New Construction | Water Systems | 0 | 63717.07
CZ10 | cAVVG | New Construction | Refrigeration | 0 | 0
CZ10 | cAVVG | New Construction | Generators | 0 | 0
CZ10 | cAVVG | New Construction | Total End Uses | 190992.43 | 155072.03
CZ11 | cAVVG | New Construction | Heating | 0 | 32439.25
CZ11 | cAVVG | New Construction | Cooling | 49095.41 | 0
CZ11 | cAVVG | New Construction | Interior Lighting | 22628.9 | 0
CZ11 | cAVVG | New Construction | Exterior Lighting | 0 | 0
CZ11 | cAVVG | New Construction | Interior Equipment | 62910.82 | 66515.42
CZ11 | cAVVG | New Construction | Exterior Equipment | 0 | 0
CZ11 | cAVVG | New Construction | Fans | 37444.94 | 0
CZ11 | cAVVG | New Construction | Pumps | 584.89 | 0
CZ11 | cAVVG | New Construction | Heat Rejection | 0 | 0
CZ11 | cAVVG | New Construction | Humidification | 0 | 0
CZ11 | cAVVG | New Construction | Heat Recovery | 0 | 0
CZ11 | cAVVG | New Construction | Water Systems | 0 | 65076.4
CZ11 | cAVVG | New Construction | Refrigeration | 0 | 0
CZ11 | cAVVG | New Construction | Generators | 0 | 0
CZ11 | cAVVG | New Construction | Total End Uses | 172664.95 | 164031.07
CZ12 | cAVVG | New Construction | Heating | 0 | 31287.67
CZ12 | cAVVG | New Construction | Cooling | 40911.16 | 0
CZ12 | cAVVG | New Construction | Interior Lighting | 22628.9 | 0
CZ12 | cAVVG | New Construction | Exterior Lighting | 0 | 0
CZ12 | cAVVG | New Construction | Interior Equipment | 62910.82 | 66515.42
CZ12 | cAVVG | New Construction | Exterior Equipment | 0 | 0
CZ12 | cAVVG | New Construction | Fans | 34339.88 | 0
CZ12 | cAVVG | New Construction | Pumps | 547.39 | 0
CZ12 | cAVVG | New Construction | Heat Rejection | 0 | 0
CZ12 | cAVVG | New Construction | Humidification | 0 | 0
CZ12 | cAVVG | New Construction | Heat Recovery | 0 | 0
CZ12 | cAVVG | New Construction | Water Systems | 0 | 66852.54
CZ12 | cAVVG | New Construction | Refrigeration | 0 | 0
CZ12 | cAVVG | New Construction | Generators | 0 | 0
CZ12 | cAVVG | New Construction | Total End Uses | 161338.14 | 164655.64
CZ13 | cAVVG | New Construction | Heating | 0 | 25722.58
CZ13 | cAVVG | New Construction | Cooling | 54807.7 | 0
CZ13 | cAVVG | New Construction | Interior Lighting | 22628.9 | 0
CZ13 | cAVVG | New Construction | Exterior Lighting | 0 | 0
CZ13 | cAVVG | New Construction | Interior Equipment | 62910.82 | 66515.42
CZ13 | cAVVG | New Construction | Exterior Equipment | 0 | 0
CZ13 | cAVVG | New Construction | Fans | 38643.01 | 0
CZ13 | cAVVG | New Construction | Pumps | 671.51 | 0
CZ13 | cAVVG | New Construction | Heat Rejection | 0 | 0
CZ13 | cAVVG | New Construction | Humidification | 0 | 0
CZ13 | cAVVG | New Construction | Heat Recovery | 0 | 0
CZ13 | cAVVG | New Construction | Water Systems | 0 | 63246.37
CZ13 | cAVVG | New Construction | Refrigeration | 0 | 0
CZ13 | cAVVG | New Construction | Generators | 0 | 0
CZ13 | cAVVG | New Construction | Total End Uses | 179661.94 | 155484.37
CZ14 | cAVVG | New Construction | Heating | 0 | 18543.66
CZ14 | cAVVG | New Construction | Cooling | 67041.9 | 0
CZ14 | cAVVG | New Construction | Interior Lighting | 22628.9 | 0
CZ14 | cAVVG | New Construction | Exterior Lighting | 0 | 0
CZ14 | cAVVG | New Construction | Interior Equipment | 62910.82 | 66515.42
CZ14 | cAVVG | New Construction | Exterior Equipment | 0 | 0
CZ14 | cAVVG | New Construction | Fans | 43786.55 | 0
CZ14 | cAVVG | New Construction | Pumps | 627.65 | 0
CZ14 | cAVVG | New Construction | Heat Rejection | 0 | 0
CZ14 | cAVVG | New Construction | Humidification | 0 | 0
CZ14 | cAVVG | New Construction | Heat Recovery | 0 | 0
CZ14 | cAVVG | New Construction | Water Systems | 0 | 60148.19
CZ14 | cAVVG | New Construction | Refrigeration | 0 | 0
CZ14 | cAVVG | New Construction | Generators | 0 | 0
CZ14 | cAVVG | New Construction | Total End Uses | 196995.82 | 145207.27
CZ15 | cAVVG | New Construction | Heating | 0 | 9550.11
CZ15 | cAVVG | New Construction | Cooling | 93235.84 | 0
CZ15 | cAVVG | New Construction | Interior Lighting | 22628.9 | 0
CZ15 | cAVVG | New Construction | Exterior Lighting | 0 | 0
CZ15 | cAVVG | New Construction | Interior Equipment | 62910.82 | 66515.42
CZ15 | cAVVG | New Construction | Exterior Equipment | 0 | 0
CZ15 | cAVVG | New Construction | Fans | 46458.87 | 0
CZ15 | cAVVG | New Construction | Pumps | 949.27 | 0
CZ15 | cAVVG | New Construction | Heat Rejection | 0 | 0
CZ15 | cAVVG | New Construction | Humidification | 0 | 0
CZ15 | cAVVG | New Construction | Heat Recovery | 0 | 0
CZ15 | cAVVG | New Construction | Water Systems | 0 | 53619.24
CZ15 | cAVVG | New Construction | Refrigeration | 0 | 0
CZ15 | cAVVG | New Construction | Generators | 0 | 0
CZ15 | cAVVG | New Construction | Total End Uses | 226183.7 | 129684.78
CZ16 | cAVVG | New Construction | Heating | 0 | 42305.33
CZ16 | cAVVG | New Construction | Cooling | 42610.69 | 0
CZ16 | cAVVG | New Construction | Interior Lighting | 22628.9 | 0
CZ16 | cAVVG | New Construction | Exterior Lighting | 0 | 0
CZ16 | cAVVG | New Construction | Interior Equipment | 62910.82 | 66515.42
CZ16 | cAVVG | New Construction | Exterior Equipment | 0 | 0
CZ16 | cAVVG | New Construction | Fans | 43366.66 | 0
CZ16 | cAVVG | New Construction | Pumps | 655.57 | 0
CZ16 | cAVVG | New Construction | Heat Rejection | 0 | 0
CZ16 | cAVVG | New Construction | Humidification | 0 | 0
CZ16 | cAVVG | New Construction | Heat Recovery | 0 | 0
CZ16 | cAVVG | New Construction | Water Systems | 0 | 70589.31
CZ16 | cAVVG | New Construction | Refrigeration | 0 | 0
CZ16 | cAVVG | New Construction | Generators | 0 | 0
CZ16 | cAVVG | New Construction | Total End Uses | 172172.63 | 179410.06
CZ01 | cDXGF | Existing | Heating | 0 | 27938.62
CZ01 | cDXGF | Existing | Cooling | 9550.29 | 0
CZ01 | cDXGF | Existing | Interior Lighting | 45240.58 | 0
CZ01 | cDXGF | Existing | Exterior Lighting | 0 | 0
CZ01 | cDXGF | Existing | Interior Equipment | 62910.82 | 66515.42
CZ01 | cDXGF | Existing | Exterior Equipment | 0 | 0
CZ01 | cDXGF | Existing | Fans | 56455.47 | 0
CZ01 | cDXGF | Existing | Pumps | 0 | 0
CZ01 | cDXGF | Existing | Heat Rejection | 0 | 0
CZ01 | cDXGF | Existing | Humidification | 0 | 0
CZ01 | cDXGF | Existing | Heat Recovery | 0 | 0
CZ01 | cDXGF | Existing | Water Systems | 0 | 77901.3
CZ01 | cDXGF | Existing | Refrigeration | 0 | 0
CZ01 | cDXGF | Existing | Generators | 0 | 0
CZ01 | cDXGF | Existing | Total End Uses | 174157.15 | 172355.34
CZ02 | cDXGF | Existing | Heating | 0 | 17813.02
CZ02 | cDXGF | Existing | Cooling | 29068.07 | 0
CZ02 | cDXGF | Existing | Interior Lighting | 45240.58 | 0
CZ02 | cDXGF | Existing | Exterior Lighting | 0 | 0
CZ02 | cDXGF | Existing | Interior Equipment | 62910.82 | 66515.42
CZ02 | cDXGF | Existing | Exterior Equipment | 0 | 0
CZ02 | cDXGF | Existing | Fans | 73295.04 | 0
CZ02 | cDXGF | Existing | Pumps | 0 | 0
CZ02 | cDXGF | Existing | Heat Rejection | 0 | 0
CZ02 | cDXGF | Existing | Humidification | 0 | 0
CZ02 | cDXGF | Existing | Heat Recovery | 0 | 0
CZ02 | cDXGF | Existing | Water Systems | 0 | 71743.06
CZ02 | cDXGF | Existing | Refrigeration | 0 | 0
CZ02 | cDXGF | Existing | Generators | 0 | 0
CZ02 | cDXGF | Existing | Total End Uses | 210514.5 | 156071.49
CZ03 | cDXGF | Existing | Heating | 0 | 9205.53
CZ03 | cDXGF | Existing | Cooling | 22528.69 | 0
CZ03 | cDXGF | Existing | Interior Lighting | 45240.58 | 0
CZ03 | cDXGF | Existing | Exterior Lighting | 0 | 0
CZ03 | cDXGF | Existing | Interior Equipment | 62910.82 | 66515.42
CZ03 | cDXGF | Existing | Exterior Equipment | 0 | 0
CZ03 | cDXGF | Existing | Fans | 68586.03 | 0
CZ03 | cDXGF | Existing | Pumps | 0 | 0
CZ03 | cDXGF | Existing | Heat Rejection | 0 | 0
CZ03 | cDXGF | Existing | Humidification | 0 | 0
CZ03 | cDXGF | Existing | Heat Recovery | 0 | 0
CZ03 | cDXGF | Existing | Water Systems | 0 | 71465.89
CZ03 | cDXGF | Existing | Refrigeration | 0 | 0
CZ03 | cDXGF | Existing | Generators | 0 | 0
CZ03 | cDXGF | Existing | Total End Uses | 199266.11 | 147186.84
CZ04 | cDXGF | Existing | Heating | 0 | 8077.4
CZ04 | cDXGF | Existing | Cooling | 34891.27 | 0
CZ04 | cDXGF | Existing | Interior Lighting | 45240.58 | 0
CZ04 | cDXGF | Existing | Exterior Lighting | 0 | 0
CZ04 | cDXGF | Existing | Interior Equipment | 62910.82 | 66515.42
CZ04 | cDXGF | Existing | Exterior Equipment | 0 | 0
CZ04 | cDXGF | Existing | Fans | 74768.73 | 0
CZ04 | cDXGF | Existing | Pumps | 0 | 0
CZ04 | cDXGF | Existing | Heat Rejection | 0 | 0
CZ04 | cDXGF | Existing | Humidification | 0 | 0
CZ04 | cDXGF | Existing | Heat Recovery | 0 | 0
CZ04 | cDXGF | Existing | Water Systems | 0 | 69082.87
CZ04 | cDXGF | Existing | Refrigeration | 0 | 0
CZ04 | cDXGF | Existing | Generators | 0 | 0
CZ04 | cDXGF | Existing | Total End Uses | 217811.39 | 143675.7
CZ05 | cDXGF | Existing | Heating | 0 | 8744.68
CZ05 | cDXGF | Existing | Cooling | 25770.41 | 0
CZ05 | cDXGF | Existing | Interior Lighting | 45240.58 | 0
CZ05 | cDXGF | Existing | Exterior Lighting | 0 | 0
CZ05 | cDXGF | Existing | Interior Equipment | 62910.82 | 66515.42
CZ05 | cDXGF | Existing | Exterior Equipment | 0 | 0
CZ05 | cDXGF | Existing | Fans | 67651.87 | 0
CZ05 | cDXGF | Existing | Pumps | 0 | 0
CZ05 | cDXGF | Existing | Heat Rejection | 0 | 0
CZ05 | cDXGF | Existing | Humidification | 0 | 0
CZ05 | cDXGF | Existing | Heat Recovery | 0 | 0
CZ05 | cDXGF | Existing | Water Systems | 0 | 71469.78
CZ05 | cDXGF | Existing | Refrigeration | 0 | 0
CZ05 | cDXGF | Existing | Generators | 0 | 0
CZ05 | cDXGF | Existing | Total End Uses | 201573.67 | 146729.88
CZ06 | cDXGF | Existing | Heating | 0 | 1337.72
CZ06 | cDXGF | Existing | Cooling | 38753.21 | 0
CZ06 | cDXGF | Existing | Interior Lighting | 45240.58 | 0
CZ06 | cDXGF | Existing | Exterior Lighting | 0 | 0
CZ06 | cDXGF | Existing | Interior Equipment | 62910.82 | 66515.42
CZ06 | cDXGF | Existing | Exterior Equipment | 0 | 0
CZ06 | cDXGF | Existing | Fans | 70047.13 | 0
CZ06 | cDXGF | Existing | Pumps | 0 | 0
CZ06 | cDXGF | Existing | Heat Rejection | 0 | 0
CZ06 | cDXGF | Existing | Humidification | 0 | 0
CZ06 | cDXGF | Existing | Heat Recovery | 0 | 0
CZ06 | cDXGF | Existing | Water Systems | 0 | 65989.54
CZ06 | cDXGF | Existing | Refrigeration | 0 | 0
CZ06 | cDXGF | Existing | Generators | 0 | 0
CZ06 | cDXGF | Existing | Total End Uses | 216951.73 | 133842.69
CZ07 | cDXGF | Existing | Heating | 0 | 1240.03
CZ07 | cDXGF | Existing | Cooling | 41730.8 | 0
CZ07 | cDXGF | Existing | Interior Lighting | 45240.58 | 0
CZ07 | cDXGF | Existing | Exterior Lighting | 0 | 0
CZ07 | cDXGF | Existing | Interior Equipment | 62910.82 | 66515.42
CZ07 | cDXGF | Existing | Exterior Equipment | 0 | 0
CZ07 | cDXGF | Existing | Fans | 69898.92 | 0
CZ07 | cDXGF | Existing | Pumps | 0 | 0
CZ07 | cDXGF | Existing | Heat Rejection | 0 | 0
CZ07 | cDXGF | Existing | Humidification | 0 | 0
CZ07 | cDXGF | Existing | Heat Recovery | 0 | 0
CZ07 | cDXGF | Existing | Water Systems | 0 | 65175.96
CZ07 | cDXGF | Existing | Refrigeration | 0 | 0
CZ07 | cDXGF | Existing | Generators | 0 | 0
CZ07 | cDXGF | Existing | Total End Uses | 219781.12 | 132931.41
CZ08 | cDXGF | Existing | Heating | 0 | 2239.68
CZ08 | cDXGF | Existing | Cooling | 46120.74 | 0
CZ08 | cDXGF | Existing | Interior Lighting | 45240.58 | 0
CZ08 | cDXGF | Existing | Exterior Lighting | 0 | 0
CZ08 | cDXGF | Existing | Interior Equipment | 62910.82 | 66515.42
CZ08 | cDXGF | Existing | Exterior Equipment | 0 | 0
CZ08 | cDXGF | Existing | Fans | 74303.35 | 0
CZ08 | cDXGF | Existing | Pumps | 0 | 0
CZ08 | cDXGF | Existing | Heat Rejection | 0 | 0
CZ08 | cDXGF | Existing | Humidification | 0 | 0
CZ08 | cDXGF | Existing | Heat Recovery | 0 | 0
CZ08 | cDXGF | Existing | Water Systems | 0 | 65085.8
CZ08 | cDXGF | Existing | Refrigeration | 0 | 0
CZ08 | cDXGF | Existing | Generators | 0 | 0
CZ08 | cDXGF | Existing | Total End Uses | 228575.49 | 133840.91
CZ09 | cDXGF | Existing | Heating | 0 | 1555.4
CZ09 | cDXGF | Existing | Cooling | 51873.78 | 0
CZ09 | cDXGF | Existing | Interior Lighting | 45240.58 | 0
CZ09 | cDXGF | Existing | Exterior Lighting | 0 | 0
CZ09 | cDXGF | Existing | Interior Equipment | 62910.82 | 66515.42
CZ09 | cDXGF | Existing | Exterior Equipment | 0 | 0
CZ09 | cDXGF | Existing | Fans | 79912.23 | 0
CZ09 | cDXGF | Existing | Pumps | 0 | 0
CZ09 | cDXGF | Existing | Heat Rejection | 0 | 0
CZ09 | cDXGF | Existing | Humidification | 0 | 0
CZ09 | cDXGF | Existing | Heat Recovery | 0 | 0
CZ09 | cDXGF | Existing | Water Systems | 0 | 64211.59
CZ09 | cDXGF | Existing | Refrigeration | 0 | 0
CZ09 | cDXGF | Existing | Generators | 0 | 0
CZ09 | cDXGF | Existing | Total End Uses | 239937.41 | 132282.41
CZ10 | cDXGF | Existing | Heating | 0 | 6161.69
CZ10 | cDXGF | Existing | Cooling | 59899.04 | 0
CZ10 | cDXGF | Existing | Interior Lighting | 45240.58 | 0
CZ10 | cDXGF | Existing | Exterior Lighting | 0 | 0
CZ10 | cDXGF | Existing | Interior Equipment | 62910.82 | 66515.42
CZ10 | cDXGF | Existing | Exterior Equipment | 0 | 0
CZ10 | cDXGF | Existing | Fans | 81640.28 | 0
CZ10 | cDXGF | Existing | Pumps | 0 | 0
CZ10 | cDXGF | Existing | Heat Rejection | 0 | 0
CZ10 | cDXGF | Existing | Humidification | 0 | 0
CZ10 | cDXGF | Existing | Heat Recovery | 0 | 0
CZ10 | cDXGF | Existing | Water Systems | 0 | 63724.22
CZ10 | cDXGF | Existing | Refrigeration | 0 | 0
CZ10 | cDXGF | Existing | Generators | 0 | 0
CZ10 | cDXGF | Existing | Total End Uses | 249690.71 | 136401.33
CZ11 | cDXGF | Existing | Heating | 0 | 17022.06
CZ11 | cDXGF | Existing | Cooling | 61289.48 | 0
CZ11 | cDXGF | Existing | Interior Lighting | 45240.58 | 0
CZ11 | cDXGF | Existing | Exterior Lighting | 0 | 0
CZ11 | cDXGF | Existing | Interior Equipment | 62910.82 | 66515.42
CZ11 | cDXGF | Existing | Exterior Equipment | 0 | 0
CZ11 | cDXGF | Existing | Fans | 82579.48 | 0
CZ11 | cDXGF | Existing | Pumps | 0 | 0
CZ11 | cDXGF | Existing | Heat Rejection | 0 | 0
CZ11 | cDXGF | Existing | Humidification | 0 | 0
CZ11 | cDXGF | Existing | Heat Recovery | 0 | 0
CZ11 | cDXGF | Existing | Water Systems | 0 | 65105.19
CZ11 | cDXGF | Existing | Refrigeration | 0 | 0
CZ11 | cDXGF | Existing | Generators | 0 | 0
CZ11 | cDXGF | Existing | Total End Uses | 252020.35 | 148642.66
CZ12 | cDXGF | Existing | Heating | 0 | 16203.15
CZ12 | cDXGF | Existing | Cooling | 50969.82 | 0
CZ12 | cDXGF | Existing | Interior Lighting | 45240.58 | 0
CZ12 | cDXGF | Existing | Exterior Lighting | 0 | 0
CZ12 | cDXGF | Existing | Interior Equipment | 62910.82 | 66515.42
CZ12 | cDXGF | Existing | Exterior Equipment | 0 | 0
CZ12 | cDXGF | Existing | Fans | 74866.51 | 0
CZ12 | cDXGF | Existing | Pumps | 0 | 0
CZ12 | cDXGF | Existing | Heat Rejection | 0 | 0
CZ12 | cDXGF | Existing | Humidification | 0 | 0
CZ12 | cDXGF | Existing | Heat Recovery | 0 | 0
CZ12 | cDXGF | Existing | Water Systems | 0 | 66878.28
CZ12 | cDXGF | Existing | Refrigeration | 0 | 0
CZ12 | cDXGF | Existing | Generators | 0 | 0
CZ12 | cDXGF | Existing | Total End Uses | 233987.72 | 149596.86
CZ13 | cDXGF | Existing | Heating | 0 | 11621.63
CZ13 | cDXGF | Existing | Cooling | 68139.4 | 0
CZ13 | cDXGF | Existing | Interior Lighting | 45240.58 | 0
CZ13 | cDXGF | Existing | Exterior Lighting | 0 | 0
CZ13 | cDXGF | Existing | Interior Equipment | 62910.82 | 66515.42
CZ13 | cDXGF | Existing | Exterior Equipment | 0 | 0
CZ13 | cDXGF | Existing | Fans | 79907.52 | 0
CZ13 | cDXGF | Existing | Pumps | 0 | 0
CZ13 | cDXGF | Existing | Heat Rejection | 0 | 0
CZ13 | cDXGF | Existing | Humidification | 0 | 0
CZ13 | cDXGF | Existing | Heat Recovery | 0 | 0
CZ13 | cDXGF | Existing | Water Systems | 0 | 63271.82
CZ13 | cDXGF | Existing | Refrigeration | 0 | 0
CZ13 | cDXGF | Existing | Generators | 0 | 0
CZ13 | cDXGF | Existing | Total End Uses | 256198.31 | 141408.87
CZ14 | cDXGF | Existing | Heating | 0 | 5792.6
CZ14 | cDXGF | Existing | Cooling | 81760.78 | 0
CZ14 | cDXGF | Existing | Interior Lighting | 45240.58 | 0
CZ14 | cDXGF | Existing | Exterior Lighting | 0 | 0
CZ14 | cDXGF | Existing | Interior Equipment | 62910.82 | 66515.42
CZ14 | cDXGF | Existing | Exterior Equipment | 0 | 0
CZ14 | cDXGF | Existing | Fans | 85733.23 | 0
CZ14 | cDXGF | Existing | Pumps | 0 | 0
CZ14 | cDXGF | Existing | Heat Rejection | 0 | 0
CZ14 | cDXGF | Existing | Humidification | 0 | 0
CZ14 | cDXGF | Existing | Heat Recovery | 0 | 0
CZ14 | cDXGF | Existing | Water Systems | 0 | 60171.57
CZ14 | cDXGF | Existing | Refrigeration | 0 | 0
CZ14 | cDXGF | Existing | Generators | 0 | 0
CZ14 | cDXGF | Existing | Total End Uses | 275645.41 | 132479.59
CZ15 | cDXGF | Existing | Heating | 0 | 1513.12
CZ15 | cDXGF | Existing | Cooling | 107879.23 | 0
CZ15 | cDXGF | Existing | Interior Lighting | 45240.58 | 0
CZ15 | cDXGF | Existing | Exterior Lighting | 0 | 0
CZ15 | cDXGF | Existing | Interior Equipment | 62910.82 | 66515.42
CZ15 | cDXGF | Existing | Exterior Equipment | 0 | 0
CZ15 | cDXGF | Existing | Fans | 83667.91 | 0
CZ15 | cDXGF | Existing | Pumps | 0 | 0
CZ15 | cDXGF | Existing | Heat Rejection | 0 | 0
CZ15 | cDXGF | Existing | Humidification | 0 | 0
CZ15 | cDXGF | Existing | Heat Recovery | 0 | 0
CZ15 | cDXGF | Existing | Water Systems | 0 | 53638.18
CZ15 | cDXGF | Existing | Refrigeration | 0 | 0
CZ15 | cDXGF | Existing | Generators | 0 | 0
CZ15 | cDXGF | Existing | Total End Uses | 299698.53 | 121666.72
CZ16 | cDXGF | Existing | Heating | 0 | 24727.89
CZ16 | cDXGF | Existing | Cooling | 53555.38 | 0
CZ16 | cDXGF | Existing | Interior Lighting | 45240.58 | 0
CZ16 | cDXGF | Existing | Exterior Lighting | 0 | 0
CZ16 | cDXGF | Existing | Interior Equipment | 62910.82 | 66515.42
CZ16 | cDXGF | Existing | Exterior Equipment | 0 | 0
CZ16 | cDXGF | Existing | Fans | 83002.11 | 0
CZ16 | cDXGF | Existing | Pumps | 0 | 0
CZ16 | cDXGF | Existing | Heat Rejection | 0 | 0
CZ16 | cDXGF | Existing | Humidification | 0 | 0
CZ16 | cDXGF | Existing | Heat Recovery | 0 | 0
CZ16 | cDXGF | Existing | Water Systems | 0 | 70611.27
CZ16 | cDXGF | Existing | Refrigeration | 0 | 0
CZ16 | cDXGF | Existing | Generators | 0 | 0
CZ16 | cDXGF | Existing | Total End Uses | 244708.88 | 161854.58
CZ01 | cDXGF | New Construction | Heating | 0 | 37008.04
CZ01 | cDXGF | New Construction | Cooling | 7346.5 | 0
CZ01 | cDXGF | New Construction | Interior Lighting | 22628.9 | 0
CZ01 | cDXGF | New Construction | Exterior Lighting | 0 | 0
CZ01 | cDXGF | New Construction | Interior Equipment | 62910.82 | 66515.42
CZ01 | cDXGF | New Construction | Exterior Equipment | 0 | 0
CZ01 | cDXGF | New Construction | Fans | 35711.06 | 0
CZ01 | cDXGF | New Construction | Pumps | 0 | 0
CZ01 | cDXGF | New Construction | Heat Rejection | 0 | 0
CZ01 | cDXGF | New Construction | Humidification | 0 | 0
CZ01 | cDXGF | New Construction | Heat Recovery | 0 | 0
CZ01 | cDXGF | New Construction | Water Systems | 0 | 77856.86
CZ01 | cDXGF | New Construction | Refrigeration | 0 | 0
CZ01 | cDXGF | New Construction | Generators | 0 | 0
CZ01 | cDXGF | New Construction | Total End Uses | 128597.27 | 181380.32
CZ02 | cDXGF | New Construction | Heating | 0 | 29477.86
CZ02 | cDXGF | New Construction | Cooling | 21424.07 | 0
CZ02 | cDXGF | New Construction | Interior Lighting | 22628.9 | 0
CZ02 | cDXGF | New Construction | Exterior Lighting | 0 | 0
CZ02 | cDXGF | New Construction | Interior Equipment | 62910.82 | 66515.42
CZ02 | cDXGF | New Construction | Exterior Equipment | 0 | 0
CZ02 | cDXGF | New Construction | Fans | 59002.85 | 0
CZ02 | cDXGF | New Construction | Pumps | 0 | 0
CZ02 | cDXGF | New Construction | Heat Rejection | 0 | 0
CZ02 | cDXGF | New Construction | Humidification | 0 | 0
CZ02 | cDXGF | New Construction | Heat Recovery | 0 | 0
CZ02 | cDXGF | New Construction | Water Systems | 0 | 71724.91
CZ02 | cDXGF | New Construction | Refrigeration | 0 | 0
CZ02 | cDXGF | New Construction | Generators | 0 | 0
CZ02 | cDXGF | New Construction | Total End Uses | 165966.64 | 167718.2
CZ03 | cDXGF | New Construction | Heating | 0 | 17870.73
CZ03 | cDXGF | New Construction | Cooling | 15787.31 | 0
CZ03 | cDXGF | New Construction | Interior Lighting | 22628.9 | 0
CZ03 | cDXGF | New Construction | Exterior Lighting | 0 | 0
CZ03 | cDXGF | New Construction | Interior Equipment | 62910.82 | 66515.42
CZ03 | cDXGF | New Construction | Exterior Equipment | 0 | 0
CZ03 | cDXGF | New Construction | Fans | 54201.33 | 0
CZ03 | cDXGF | New Construction | Pumps | 0 | 0
CZ03 | cDXGF | New Construction | Heat Rejection | 0 | 0
CZ03 | cDXGF | New Construction | Humidification | 0 | 0
CZ03 | cDXGF | New Construction | Heat Recovery | 0 | 0
CZ03 | cDXGF | New Construction | Water Systems | 0 | 71447.84
CZ03 | cDXGF | New Construction | Refrigeration | 0 | 0
CZ03 | cDXGF | New Construction | Generators | 0 | 0
CZ03 | cDXGF | New Construction | Total End Uses | 155528.35 | 155833.99
CZ04 | cDXGF | New Construction | Heating | 0 | 15218.82
CZ04 | cDXGF | New Construction | Cooling | 26174.96 | 0
CZ04 | cDXGF | New Construction | Interior Lighting | 22628.9 | 0
CZ04 | cDXGF | New Construction | Exterior Lighting | 0 | 0
CZ04 | cDXGF | New Construction | Interior Equipment | 62910.82 | 66515.42
CZ04 | cDXGF | New Construction | Exterior Equipment | 0 | 0
CZ04 | cDXGF | New Construction | Fans | 59896.41 | 0
CZ04 | cDXGF | New Construction | Pumps | 0 | 0
CZ04 | cDXGF | New Construction | Heat Rejection | 0 | 0
CZ04 | cDXGF | New Construction | Humidification | 0 | 0
CZ04 | cDXGF | New Construction | Heat Recovery | 0 | 0
CZ04 | cDXGF | New Construction | Water Systems | 0 | 69068.64
CZ04 | cDXGF | New Construction | Refrigeration | 0 | 0
CZ04 | cDXGF | New Construction | Generators | 0 | 0
CZ04 | cDXGF | New Construction | Total End Uses | 171611.09 | 150802.88
CZ05 | cDXGF | New Construction | Heating | 0 | 17884.4
CZ05 | cDXGF | New Construction | Cooling | 18089.79 | 0
CZ05 | cDXGF | New Construction | Interior Lighting | 22628.9 | 0
CZ05 | cDXGF | New Construction | Exterior Lighting | 0 | 0
CZ05 | cDXGF | New Construction | Interior Equipment | 62910.82 | 66515.42
CZ05 | cDXGF | New Construction | Exterior Equipment | 0 | 0
CZ05 | cDXGF | New Construction | Fans | 53520.87 | 0
CZ05 | cDXGF | New Construction | Pumps | 0 | 0
CZ05 | cDXGF | New Construction | Heat Rejection | 0 | 0
CZ05 | cDXGF | New Construction | Humidification | 0 | 0
CZ05 | cDXGF | New Construction | Heat Recovery | 0 | 0
CZ05 | cDXGF | New Construction | Water Systems | 0 | 71456.88
CZ05 | cDXGF | New Construction | Refrigeration | 0 | 0
CZ05 | cDXGF | New Construction | Generators | 0 | 0
CZ05 | cDXGF | New Construction | Total End Uses | 157150.37 | 155856.7
CZ06 | cDXGF | New Construction | Heating | 0 | 3547.91
CZ06 | cDXGF | New Construction | Cooling | 28987.95 | 0
CZ06 | cDXGF | New Construction | Interior Lighting | 22628.9 | 0
CZ06 | cDXGF | New Construction | Exterior Lighting | 0 | 0
CZ06 | cDXGF | New Construction | Interior Equipment | 62910.82 | 66515.42
CZ06 | cDXGF | New Construction | Exterior Equipment | 0 | 0
CZ06 | cDXGF | New Construction | Fans | 56458.43 | 0
CZ06 | cDXGF | New Construction | Pumps | 0 | 0
CZ06 | cDXGF | New Construction | Heat Rejection | 0 | 0
CZ06 | cDXGF | New Construction | Humidification | 0 | 0
CZ06 | cDXGF | New Construction | Heat Recovery | 0 | 0
CZ06 | cDXGF | New Construction | Water Systems | 0 | 65979.64
CZ06 | cDXGF | New Construction | Refrigeration | 0 | 0
CZ06 | cDXGF | New Construction | Generators | 0 | 0
CZ06 | cDXGF | New Construction | Total End Uses | 170986.1 | 136042.98
CZ07 | cDXGF | New Construction | Heating | 0 | 3216.68
CZ07 | cDXGF | New Construction | Cooling | 31771.44 | 0
CZ07 | cDXGF | New Construction | Interior Lighting | 22628.9 | 0
CZ07 | cDXGF | New Construction | Exterior Lighting | 0 | 0
CZ07 | cDXGF | New Construction | Interior Equipment | 62910.82 | 66515.42
CZ07 | cDXGF | New Construction | Exterior Equipment | 0 | 0
CZ07 | cDXGF | New Construction | Fans | 55668.41 | 0
CZ07 | cDXGF | New Construction | Pumps | 0 | 0
CZ07 | cDXGF | New Construction | Heat Rejection | 0 | 0
CZ07 | cDXGF | New Construction | Humidification | 0 | 0
CZ07 | cDXGF | New Construction | Heat Recovery | 0 | 0
CZ07 | cDXGF | New Construction | Water Systems | 0 | 65157.65
CZ07 | cDXGF | New Construction | Refrigeration | 0 | 0
CZ07 | cDXGF | New Construction | Generators | 0 | 0
CZ07 | cDXGF | New Construction | Total End Uses | 172979.57 | 134889.75
CZ08 | cDXGF | New Construction | Heating | 0 | 5060.31
CZ08 | cDXGF | New Construction | Cooling | 35724.2 | 0
CZ08 | cDXGF | New Construction | Interior Lighting | 22628.9 | 0
CZ08 | cDXGF | New Construction | Exterior Lighting | 0 | 0
CZ08 | cDXGF | New Construction | Interior Equipment | 62910.82 | 66515.42
CZ08 | cDXGF | New Construction | Exterior Equipment | 0 | 0
CZ08 | cDXGF | New Construction | Fans | 60790.13 | 0
CZ08 | cDXGF | New Construction | Pumps | 0 | 0
CZ08 | cDXGF | New Construction | Heat Rejection | 0 | 0
CZ08 | cDXGF | New Construction | Humidification | 0 | 0
CZ08 | cDXGF | New Construction | Heat Recovery | 0 | 0
CZ08 | cDXGF | New Construction | Water Systems | 0 | 65073.94
CZ08 | cDXGF | New Construction | Refrigeration | 0 | 0
CZ08 | cDXGF | New Construction | Generators | 0 | 0
CZ08 | cDXGF | New Construction | Total End Uses | 182054.05 | 136649.67
CZ09 | cDXGF | New Construction | Heating | 0 | 3779.99
CZ09 | cDXGF | New Construction | Cooling | 39900.75 | 0
CZ09 | cDXGF | New Construction | Interior Lighting | 22628.9 | 0
CZ09 | cDXGF | New Construction | Exterior Lighting | 0 | 0
CZ09 | cDXGF | New Construction | Interior Equipment | 62910.82 | 66515.42
CZ09 | cDXGF | New Construction | Exterior Equipment | 0 | 0
CZ09 | cDXGF | New Construction | Fans | 64461.65 | 0
CZ09 | cDXGF | New Construction | Pumps | 0 | 0
CZ09 | cDXGF | New Construction | Heat Rejection | 0 | 0
CZ09 | cDXGF | New Construction | Humidification | 0 | 0
CZ09 | cDXGF | New Construction | Heat Recovery | 0 | 0
CZ09 | cDXGF | New Construction | Water Systems | 0 | 64201.93
CZ09 | cDXGF | New Construction | Refrigeration | 0 | 0
CZ09 | cDXGF | New Construction | Generators | 0 | 0
CZ09 | cDXGF | New Construction | Total End Uses | 189902.12 | 134497.34
CZ10 | cDXGF | New Construction | Heating | 0 | 10048.18
CZ10 | cDXGF | New Construction | Cooling | 48760.43 | 0
CZ10 | cDXGF | New Construction | Interior Lighting | 22628.9 | 0
CZ10 | cDXGF | New Construction | Exterior Lighting | 0 | 0
CZ10 | cDXGF | New Construction | Interior Equipment | 62910.82 | 66515.42
CZ10 | cDXGF | New Construction | Exterior Equipment | 0 | 0
CZ10 | cDXGF | New Construction | Fans | 66784.67 | 0
CZ10 | cDXGF | New Construction | Pumps | 0 | 0
CZ10 | cDXGF | New Construction | Heat Rejection | 0 | 0
CZ10 | cDXGF | New Construction | Humidification | 0 | 0
CZ10 | cDXGF | New Construction | Heat Recovery | 0 | 0
CZ10 | cDXGF | New Construction | Water Systems | 0 | 63715.72
CZ10 | cDXGF | New Construction | Refrigeration | 0 | 0
CZ10 | cDXGF | New Construction | Generators | 0 | 0
CZ10 | cDXGF | New Construction | Total End Uses | 201084.82 | 140279.32
CZ11 | cDXGF | New Construction | Heating | 0 | 19048.46
CZ11 | cDXGF | New Construction | Cooling | 42457.11 | 0
CZ11 | cDXGF | New Construction | Interior Lighting | 22628.9 | 0
CZ11 | cDXGF | New Construction | Exterior Lighting | 0 | 0
CZ11 | cDXGF | New Construction | Interior Equipment | 62910.82 | 66515.42
CZ11 | cDXGF | New Construction | Exterior Equipment | 0 | 0
CZ11 | cDXGF | New Construction | Fans | 48743.23 | 0
CZ11 | cDXGF | New Construction | Pumps | 0 | 0
CZ11 | cDXGF | New Construction | Heat Rejection | 0 | 0
CZ11 | cDXGF | New Construction | Humidification | 0 | 0
CZ11 | cDXGF | New Construction | Heat Recovery | 0 | 0
CZ11 | cDXGF | New Construction | Water Systems | 0 | 65066.9
CZ11 | cDXGF | New Construction | Refrigeration | 0 | 0
CZ11 | cDXGF | New Construction | Generators | 0 | 0
CZ11 | cDXGF | New Construction | Total End Uses | 176740.06 | 150630.78
CZ12 | cDXGF | New Construction | Heating | 0 | 19420.27
CZ12 | cDXGF | New Construction | Cooling | 35641.5 | 0
CZ12 | cDXGF | New Construction | Interior Lighting | 22628.9 | 0
CZ12 | cDXGF | New Construction | Exterior Lighting | 0 | 0
CZ12 | cDXGF | New Construction | Interior Equipment | 62910.82 | 66515.42
CZ12 | cDXGF | New Construction | Exterior Equipment | 0 | 0
CZ12 | cDXGF | New Construction | Fans | 46633.64 | 0
CZ12 | cDXGF | New Construction | Pumps | 0 | 0
CZ12 | cDXGF | New Construction | Heat Rejection | 0 | 0
CZ12 | cDXGF | New Construction | Humidification | 0 | 0
CZ12 | cDXGF | New Construction | Heat Recovery | 0 | 0
CZ12 | cDXGF | New Construction | Water Systems | 0 | 66851.49
CZ12 | cDXGF | New Construction | Refrigeration | 0 | 0
CZ12 | cDXGF | New Construction | Generators | 0 | 0
CZ12 | cDXGF | New Construction | Total End Uses | 167814.86 | 152787.18
CZ13 | cDXGF | New Construction | Heating | 0 | 14867.26
CZ13 | cDXGF | New Construction | Cooling | 47545.12 | 0
CZ13 | cDXGF | New Construction | Interior Lighting | 22628.9 | 0
CZ13 | cDXGF | New Construction | Exterior Lighting | 0 | 0
CZ13 | cDXGF | New Construction | Interior Equipment | 62910.82 | 66515.42
CZ13 | cDXGF | New Construction | Exterior Equipment | 0 | 0
CZ13 | cDXGF | New Construction | Fans | 49023.08 | 0
CZ13 | cDXGF | New Construction | Pumps | 0 | 0
CZ13 | cDXGF | New Construction | Heat Rejection | 0 | 0
CZ13 | cDXGF | New Construction | Humidification | 0 | 0
CZ13 | cDXGF | New Construction | Heat Recovery | 0 | 0
CZ13 | cDXGF | New Construction | Water Systems | 0 | 63241.04
CZ13 | cDXGF | New Construction | Refrigeration | 0 | 0
CZ13 | cDXGF | New Construction | Generators | 0 | 0
CZ13 | cDXGF | New Construction | Total End Uses | 182107.92 | 144623.73
CZ14 | cDXGF | New Construction | Heating | 0 | 8660.99
CZ14 | cDXGF | New Construction | Cooling | 58198.14 | 0
CZ14 | cDXGF | New Construction | Interior Lighting | 22628.9 | 0
CZ14 | cDXGF | New Construction | Exterior Lighting | 0 | 0
CZ14 | cDXGF | New Construction | Interior Equipment | 62910.82 | 66515.42
CZ14 | cDXGF | New Construction | Exterior Equipment | 0 | 0
CZ14 | cDXGF | New Construction | Fans | 53597.2 | 0
CZ14 | cDXGF | New Construction | Pumps | 0 | 0
CZ14 | cDXGF | New Construction | Heat Rejection | 0 | 0
CZ14 | cDXGF | New Construction | Humidification | 0 | 0
CZ14 | cDXGF | New Construction | Heat Recovery | 0 | 0
CZ14 | cDXGF | New Construction | Water Systems | 0 | 60140.62
CZ14 | cDXGF | New Construction | Refrigeration | 0 | 0
CZ14 | cDXGF | New Construction | Generators | 0 | 0
CZ14 | cDXGF | New Construction | Total End Uses | 197335.05 | 135317.03
CZ15 | cDXGF | New Construction | Heating | 0 | 2664.62
CZ15 | cDXGF | New Construction | Cooling | 78102.81 | 0
CZ15 | cDXGF | New Construction | Interior Lighting | 22628.9 | 0
CZ15 | cDXGF | New Construction | Exterior Lighting | 0 | 0
CZ15 | cDXGF | New Construction | Interior Equipment | 62910.82 | 66515.42
CZ15 | cDXGF | New Construction | Exterior Equipment | 0 | 0
CZ15 | cDXGF | New Construction | Fans | 52557.86 | 0
CZ15 | cDXGF | New Construction | Pumps | 0 | 0
CZ15 | cDXGF | New Construction | Heat Rejection | 0 | 0
CZ15 | cDXGF | New Construction | Humidification | 0 | 0
CZ15 | cDXGF | New Construction | Heat Recovery | 0 | 0
CZ15 | cDXGF | New Construction | Water Systems | 0 | 53613.37
CZ15 | cDXGF | New Construction | Refrigeration | 0 | 0
CZ15 | cDXGF | New Construction | Generators | 0 | 0
CZ15 | cDXGF | New Construction | Total End Uses | 216200.38 | 122793.41
CZ16 | cDXGF | New Construction | Heating | 0 | 28558.53
CZ16 | cDXGF | New Construction | Cooling | 38220.92 | 0
CZ16 | cDXGF | New Construction | Interior Lighting | 22628.9 | 0
CZ16 | cDXGF | New Construction | Exterior Lighting | 0 | 0
CZ16 | cDXGF | New Construction | Interior Equipment | 62910.82 | 66515.42
CZ16 | cDXGF | New Construction | Exterior Equipment | 0 | 0
CZ16 | cDXGF | New Construction | Fans | 52715.24 | 0
CZ16 | cDXGF | New Construction | Pumps | 0 | 0
CZ16 | cDXGF | New Construction | Heat Rejection | 0 | 0
CZ16 | cDXGF | New Construction | Humidification | 0 | 0
CZ16 | cDXGF | New Construction | Heat Recovery | 0 | 0
CZ16 | cDXGF | New Construction | Water Systems | 0 | 70583.44
CZ16 | cDXGF | New Construction | Refrigeration | 0 | 0
CZ16 | cDXGF | New Construction | Generators | 0 | 0
CZ16 | cDXGF | New Construction | Total End Uses | 176475.88 | 165657.4
CZ01 | cDXHP | Existing | Heating | 7146.48 | 92.55
CZ01 | cDXHP | Existing | Cooling | 9392.53 | 0
CZ01 | cDXHP | Existing | Interior Lighting | 45240.58 | 0
CZ01 | cDXHP | Existing | Exterior Lighting | 0 | 0
CZ01 | cDXHP | Existing | Interior Equipment | 62910.82 | 66515.42
CZ01 | cDXHP | Existing | Exterior Equipment | 0 | 0
CZ01 | cDXHP | Existing | Fans | 56455.47 | 0
CZ01 | cDXHP | Existing | Pumps | 0 | 0
CZ01 | cDXHP | Existing | Heat Rejection | 0 | 0
CZ01 | cDXHP | Existing | Humidification | 0 | 0
CZ01 | cDXHP | Existing | Heat Recovery | 0 | 0
CZ01 | cDXHP | Existing | Water Systems | 0 | 77901.3
CZ01 | cDXHP | Existing | Refrigeration | 0 | 0
CZ01 | cDXHP | Existing | Generators | 0 | 0
CZ01 | cDXHP | Existing | Total End Uses | 181145.87 | 144509.28
CZ02 | cDXHP | Existing | Heating | 5034.49 | 268.4
CZ02 | cDXHP | Existing | Cooling | 28718.52 | 0
CZ02 | cDXHP | Existing | Interior Lighting | 45240.58 | 0
CZ02 | cDXHP | Existing | Exterior Lighting | 0 | 0
CZ02 | cDXHP | Existing | Interior Equipment | 62910.82 | 66515.42
CZ02 | cDXHP | Existing | Exterior Equipment | 0 | 0
CZ02 | cDXHP | Existing | Fans | 73295.04 | 0
CZ02 | cDXHP | Existing | Pumps | 0 | 0
CZ02 | cDXHP | Existing | Heat Rejection | 0 | 0
CZ02 | cDXHP | Existing | Humidification | 0 | 0
CZ02 | cDXHP | Existing | Heat Recovery | 0 | 0
CZ02 | cDXHP | Existing | Water Systems | 0 | 71743.06
CZ02 | cDXHP | Existing | Refrigeration | 0 | 0
CZ02 | cDXHP | Existing | Generators | 0 | 0
CZ02 | cDXHP | Existing | Total End Uses | 215199.44 | 138526.88
CZ03 | cDXHP | Existing | Heating | 2367.54 | 35.57
CZ03 | cDXHP | Existing | Cooling | 22400.91 | 0
CZ03 | cDXHP | Existing | Interior Lighting | 45240.58 | 0
CZ03 | cDXHP | Existing | Exterior Lighting | 0 | 0
CZ03 | cDXHP | Existing | Interior Equipment | 62910.82 | 66515.42
CZ03 | cDXHP | Existing | Exterior Equipment | 0 | 0
CZ03 | cDXHP | Existing | Fans | 68586.03 | 0
CZ03 | cDXHP | Existing | Pumps | 0 | 0
CZ03 | cDXHP | Existing | Heat Rejection | 0 | 0
CZ03 | cDXHP | Existing | Humidification | 0 | 0
CZ03 | cDXHP | Existing | Heat Recovery | 0 | 0
CZ03 | cDXHP | Existing | Water Systems | 0 | 71465.89
CZ03 | cDXHP | Existing | Refrigeration | 0 | 0
CZ03 | cDXHP | Existing | Generators | 0 | 0
CZ03 | cDXHP | Existing | Total End Uses | 201505.88 | 138016.88
CZ04 | cDXHP | Existing | Heating | 2095.33 | 37.46
CZ04 | cDXHP | Existing | Cooling | 34720.75 | 0
CZ04 | cDXHP | Existing | Interior Lighting | 45240.58 | 0
CZ04 | cDXHP | Existing | Exterior Lighting | 0 | 0
CZ04 | cDXHP | Existing | Interior Equipment | 62910.82 | 66515.42
CZ04 | cDXHP | Existing | Exterior Equipment | 0 | 0
CZ04 | cDXHP | Existing | Fans | 74768.73 | 0
CZ04 | cDXHP | Existing | Pumps | 0 | 0
CZ04 | cDXHP | Existing | Heat Rejection | 0 | 0
CZ04 | cDXHP | Existing | Humidification | 0 | 0
CZ04 | cDXHP | Existing | Heat Recovery | 0 | 0
CZ04 | cDXHP | Existing | Water Systems | 0 | 69082.87
CZ04 | cDXHP | Existing | Refrigeration | 0 | 0
CZ04 | cDXHP | Existing | Generators | 0 | 0
CZ04 | cDXHP | Existing | Total End Uses | 219736.2 | 135635.75
CZ05 | cDXHP | Existing | Heating | 2396.54 | 31.4
CZ05 | cDXHP | Existing | Cooling | 25600.29 | 0
CZ05 | cDXHP | Existing | Interior Lighting | 45240.58 | 0
CZ05 | cDXHP | Existing | Exterior Lighting | 0 | 0
CZ05 | cDXHP | Existing | Interior Equipment | 62910.82 | 66515.42
CZ05 | cDXHP | Existing | Exterior Equipment | 0 | 0
CZ05 | cDXHP | Existing | Fans | 67651.87 | 0
CZ05 | cDXHP | Existing | Pumps | 0 | 0
CZ05 | cDXHP | Existing | Heat Rejection | 0 | 0
CZ05 | cDXHP | Existing | Humidification | 0 | 0
CZ05 | cDXHP | Existing | Heat Recovery | 0 | 0
CZ05 | cDXHP | Existing | Water Systems | 0 | 71469.78
CZ05 | cDXHP | Existing | Refrigeration | 0 | 0
CZ05 | cDXHP | Existing | Generators | 0 | 0
CZ05 | cDXHP | Existing | Total End Uses | 203800.09 | 138016.6
CZ06 | cDXHP | Existing | Heating | 323.16 | 0
CZ06 | cDXHP | Existing | Cooling | 38324.75 | 0
CZ06 | cDXHP | Existing | Interior Lighting | 45240.58 | 0
CZ06 | cDXHP | Existing | Exterior Lighting | 0 | 0
CZ06 | cDXHP | Existing | Interior Equipment | 62910.82 | 66515.42
CZ06 | cDXHP | Existing | Exterior Equipment | 0 | 0
CZ06 | cDXHP | Existing | Fans | 70047.13 | 0
CZ06 | cDXHP | Existing | Pumps | 0 | 0
CZ06 | cDXHP | Existing | Heat Rejection | 0 | 0
CZ06 | cDXHP | Existing | Humidification | 0 | 0
CZ06 | cDXHP | Existing | Heat Recovery | 0 | 0
CZ06 | cDXHP | Existing | Water Systems | 0 | 65989.54
CZ06 | cDXHP | Existing | Refrigeration | 0 | 0
CZ06 | cDXHP | Existing | Generators | 0 | 0
CZ06 | cDXHP | Existing | Total End Uses | 216846.44 | 132504.96
CZ07 | cDXHP | Existing | Heating | 301.75 | 0
CZ07 | cDXHP | Existing | Cooling | 41387.78 | 0
CZ07 | cDXHP | Existing | Interior Lighting | 45240.58 | 0
CZ07 | cDXHP | Existing | Exterior Lighting | 0 | 0
CZ07 | cDXHP | Existing | Interior Equipment | 62910.82 | 66515.42
CZ07 | cDXHP | Existing | Exterior Equipment | 0 | 0
CZ07 | cDXHP | Existing | Fans | 69898.92 | 0
CZ07 | cDXHP | Existing | Pumps | 0 | 0
CZ07 | cDXHP | Existing | Heat Rejection | 0 | 0
CZ07 | cDXHP | Existing | Humidification | 0 | 0
CZ07 | cDXHP | Existing | Heat Recovery | 0 | 0
CZ07 | cDXHP | Existing | Water Systems | 0 | 65175.96
CZ07 | cDXHP | Existing | Refrigeration | 0 | 0
CZ07 | cDXHP | Existing | Generators | 0 | 0
CZ07 | cDXHP | Existing | Total End Uses | 219739.85 | 131691.39
CZ08 | cDXHP | Existing | Heating | 553.69 | 0
CZ08 | cDXHP | Existing | Cooling | 45910.49 | 0
CZ08 | cDXHP | Existing | Interior Lighting | 45240.58 | 0
CZ08 | cDXHP | Existing | Exterior Lighting | 0 | 0
CZ08 | cDXHP | Existing | Interior Equipment | 62910.82 | 66515.42
CZ08 | cDXHP | Existing | Exterior Equipment | 0 | 0
CZ08 | cDXHP | Existing | Fans | 74303.35 | 0
CZ08 | cDXHP | Existing | Pumps | 0 | 0
CZ08 | cDXHP | Existing | Heat Rejection | 0 | 0
CZ08 | cDXHP | Existing | Humidification | 0 | 0
CZ08 | cDXHP | Existing | Heat Recovery | 0 | 0
CZ08 | cDXHP | Existing | Water Systems | 0 | 65085.8
CZ08 | cDXHP | Existing | Refrigeration | 0 | 0
CZ08 | cDXHP | Existing | Generators | 0 | 0
CZ08 | cDXHP | Existing | Total End Uses | 228918.93 | 131601.23
CZ09 | cDXHP | Existing | Heating | 382.45 | 0
CZ09 | cDXHP | Existing | Cooling | 51674.09 | 0
CZ09 | cDXHP | Existing | Interior Lighting | 45240.58 | 0
CZ09 | cDXHP | Existing | Exterior Lighting | 0 | 0
CZ09 | cDXHP | Existing | Interior Equipment | 62910.82 | 66515.42
CZ09 | cDXHP | Existing | Exterior Equipment | 0 | 0
CZ09 | cDXHP | Existing | Fans | 79912.23 | 0
CZ09 | cDXHP | Existing | Pumps | 0 | 0
CZ09 | cDXHP | Existing | Heat Rejection | 0 | 0
CZ09 | cDXHP | Existing | Humidification | 0 | 0
CZ09 | cDXHP | Existing | Heat Recovery | 0 | 0
CZ09 | cDXHP | Existing | Water Systems | 0 | 64211.59
CZ09 | cDXHP | Existing | Refrigeration | 0 | 0
CZ09 | cDXHP | Existing | Generators | 0 | 0
CZ09 | cDXHP | Existing | Total End Uses | 240120.17 | 130727.01
CZ10 | cDXHP | Existing | Heating | 1778.06 | 59.44
CZ10 | cDXHP | Existing | Cooling | 59769.91 | 0
CZ10 | cDXHP | Existing | Interior Lighting | 45240.58 | 0
CZ10 | cDXHP | Existing | Exterior Lighting | 0 | 0
CZ10 | cDXHP | Existing | Interior Equipment | 62910.82 | 66515.42
CZ10 | cDXHP | Existing | Exterior Equipment | 0 | 0
CZ10 | cDXHP | Existing | Fans | 81640.28 | 0
CZ10 | cDXHP | Existing | Pumps | 0 | 0
CZ10 | cDXHP | Existing | Heat Rejection | 0 | 0
CZ10 | cDXHP | Existing | Humidification | 0 | 0
CZ10 | cDXHP | Existing | Heat Recovery | 0 | 0
CZ10 | cDXHP | Existing | Water Systems | 0 | 63724.22
CZ10 | cDXHP | Existing | Refrigeration | 0 | 0
CZ10 | cDXHP | Existing | Generators | 0 | 0
CZ10 | cDXHP | Existing | Total End Uses | 251339.65 | 130299.09
CZ11 | cDXHP | Existing | Heating | 4778.28 | 111.51
CZ11 | cDXHP | Existing | Cooling | 61180.56 | 0
CZ11 | cDXHP | Existing | Interior Lighting | 45240.58 | 0
CZ11 | cDXHP | Existing | Exterior Lighting | 0 | 0
CZ11 | cDXHP | Existing | Interior Equipment | 62910.82 | 66515.42
CZ11 | cDXHP | Existing | Exterior Equipment | 0 | 0
CZ11 | cDXHP | Existing | Fans | 82579.48 | 0
CZ11 | cDXHP | Existing | Pumps | 0 | 0
CZ11 | cDXHP | Existing | Heat Rejection | 0 | 0
CZ11 | cDXHP | Existing | Humidification | 0 | 0
CZ11 | cDXHP | Existing | Heat Recovery | 0 | 0
CZ11 | cDXHP | Existing | Water Systems | 0 | 65105.19
CZ11 | cDXHP | Existing | Refrigeration | 0 | 0
CZ11 | cDXHP | Existing | Generators | 0 | 0
CZ11 | cDXHP | Existing | Total End Uses | 256689.71 | 131732.12
CZ12 | cDXHP | Existing | Heating | 4558.05 | 190.09
CZ12 | cDXHP | Existing | Cooling | 50780.66 | 0
CZ12 | cDXHP | Existing | Interior Lighting | 45240.58 | 0
CZ12 | cDXHP | Existing | Exterior Lighting | 0 | 0
CZ12 | cDXHP | Existing | Interior Equipment | 62910.82 | 66515.42
CZ12 | cDXHP | Existing | Exterior Equipment | 0 | 0
CZ12 | cDXHP | Existing | Fans | 74866.51 | 0
CZ12 | cDXHP | Existing | Pumps | 0 | 0
CZ12 | cDXHP | Existing | Heat Rejection | 0 | 0
CZ12 | cDXHP | Existing | Humidification | 0 | 0
CZ12 | cDXHP | Existing | Heat Recovery | 0 | 0
CZ12 | cDXHP | Existing | Water Systems | 0 | 66878.28
CZ12 | cDXHP | Existing | Refrigeration | 0 | 0
CZ12 | cDXHP | Existing | Generators | 0 | 0
CZ12 | cDXHP | Existing | Total End Uses | 238356.62 | 133583.8
CZ13 | cDXHP | Existing | Heating | 3243.91 | 51.7
CZ13 | cDXHP | Existing | Cooling | 68068.96 | 0
CZ13 | cDXHP | Existing | Interior Lighting | 45240.58 | 0
CZ13 | cDXHP | Existing | Exterior Lighting | 0 | 0
CZ13 | cDXHP | Existing | Interior Equipment | 62910.82 | 66515.42
CZ13 | cDXHP | Existing | Exterior Equipment | 0 | 0
CZ13 | cDXHP | Existing | Fans | 79907.51 | 0
CZ13 | cDXHP | Existing | Pumps | 0 | 0
CZ13 | cDXHP | Existing | Heat Rejection | 0 | 0
CZ13 | cDXHP | Existing | Humidification | 0 | 0
CZ13 | cDXHP | Existing | Heat Recovery | 0 | 0
CZ13 | cDXHP | Existing | Water Systems | 0 | 63271.82
CZ13 | cDXHP | Existing | Refrigeration | 0 | 0
CZ13 | cDXHP | Existing | Generators | 0 | 0
CZ13 | cDXHP | Existing | Total End Uses | 259371.78 | 129838.94
CZ14 | cDXHP | Existing | Heating | 1786.21 | 5.58
CZ14 | cDXHP | Existing | Cooling | 81767.41 | 0
CZ14 | cDXHP | Existing | Interior Lighting | 45240.58 | 0
CZ14 | cDXHP | Existing | Exterior Lighting | 0 | 0
CZ14 | cDXHP | Existing | Interior Equipment | 62910.82 | 66515.42
CZ14 | cDXHP | Existing | Exterior Equipment | 0 | 0
CZ14 | cDXHP | Existing | Fans | 85733.23 | 0
CZ14 | cDXHP | Existing | Pumps | 0 | 0
CZ14 | cDXHP | Existing | Heat Rejection | 0 | 0
CZ14 | cDXHP | Existing | Humidification | 0 | 0
CZ14 | cDXHP | Existing | Heat Recovery | 0 | 0
CZ14 | cDXHP | Existing | Water Systems | 0 | 60171.57
CZ14 | cDXHP | Existing | Refrigeration | 0 | 0
CZ14 | cDXHP | Existing | Generators | 0 | 0
CZ14 | cDXHP | Existing | Total End Uses | 277438.24 | 126692.57
CZ15 | cDXHP | Existing | Heating | 435.75 | 0
CZ15 | cDXHP | Existing | Cooling | 107842.1 | 0
CZ15 | cDXHP | Existing | Interior Lighting | 45240.58 | 0
CZ15 | cDXHP | Existing | Exterior Lighting | 0 | 0
CZ15 | cDXHP | Existing | Interior Equipment | 62910.82 | 66515.42
CZ15 | cDXHP | Existing | Exterior Equipment | 0 | 0
CZ15 | cDXHP | Existing | Fans | 83667.91 | 0
CZ15 | cDXHP | Existing | Pumps | 0 | 0
CZ15 | cDXHP | Existing | Heat Rejection | 0 | 0
CZ15 | cDXHP | Existing | Humidification | 0 | 0
CZ15 | cDXHP | Existing | Heat Recovery | 0 | 0
CZ15 | cDXHP | Existing | Water Systems | 0 | 53638.18
CZ15 | cDXHP | Existing | Refrigeration | 0 | 0
CZ15 | cDXHP | Existing | Generators | 0 | 0
CZ15 | cDXHP | Existing | Total End Uses | 300097.15 | 120153.6
CZ16 | cDXHP | Existing | Heating | 9274.15 | 629.4
CZ16 | cDXHP | Existing | Cooling | 53137.97 | 0
CZ16 | cDXHP | Existing | Interior Lighting | 45240.58 | 0
CZ16 | cDXHP | Existing | Exterior Lighting | 0 | 0
CZ16 | cDXHP | Existing | Interior Equipment | 62910.82 | 66515.42
CZ16 | cDXHP | Existing | Exterior Equipment | 0 | 0
CZ16 | cDXHP | Existing | Fans | 83006.46 | 0
CZ16 | cDXHP | Existing | Pumps | 0 | 0
CZ16 | cDXHP | Existing | Heat Rejection | 0 | 0
CZ16 | cDXHP | Existing | Humidification | 0 | 0
CZ16 | cDXHP | Existing | Heat Recovery | 0 | 0
CZ16 | cDXHP | Existing | Water Systems | 0 | 70611.29
CZ16 | cDXHP | Existing | Refrigeration | 0 | 0
CZ16 | cDXHP | Existing | Generators | 0 | 0
CZ16 | cDXHP | Existing | Total End Uses | 253569.98 | 137756.11
CZ01 | cDXHP | New Construction | Heating | 9201.84 | 40.65
CZ01 | cDXHP | New Construction | Cooling | 7195.58 | 0
CZ01 | cDXHP | New Construction | Interior Lighting | 22628.9 | 0
CZ01 | cDXHP | New Construction | Exterior Lighting | 0 | 0
CZ01 | cDXHP | New Construction | Interior Equipment | 62910.82 | 66515.42
CZ01 | cDXHP | New Construction | Exterior Equipment | 0 | 0
CZ01 | cDXHP | New Construction | Fans | 35711.06 | 0
CZ01 | cDXHP | New Construction | Pumps | 0 | 0
CZ01 | cDXHP | New Construction | Heat Rejection | 0 | 0
CZ01 | cDXHP | New Construction | Humidification | 0 | 0
CZ01 | cDXHP | New Construction | Heat Recovery | 0 | 0
CZ01 | cDXHP | New Construction | Water Systems | 0 | 77856.86
CZ01 | cDXHP | New Construction | Refrigeration | 0 | 0
CZ01 | cDXHP | New Construction | Generators | 0 | 0
CZ01 | cDXHP | New Construction | Total End Uses | 137648.2 | 144412.94
CZ02 | cDXHP | New Construction | Heating | 7539.65 | 1521.84
CZ02 | cDXHP | New Construction | Cooling | 21120.69 | 0
CZ02 | cDXHP | New Construction | Interior Lighting | 22628.9 | 0
CZ02 | cDXHP | New Construction | Exterior Lighting | 0 | 0
CZ02 | cDXHP | New Construction | Interior Equipment | 62910.82 | 66515.42
CZ02 | cDXHP | New Construction | Exterior Equipment | 0 | 0
CZ02 | cDXHP | New Construction | Fans | 59002.85 | 0
CZ02 | cDXHP | New Construction | Pumps | 0 | 0
CZ02 | cDXHP | New Construction | Heat Rejection | 0 | 0
CZ02 | cDXHP | New Construction | Humidification | 0 | 0
CZ02 | cDXHP | New Construction | Heat Recovery | 0 | 0
CZ02 | cDXHP | New Construction | Water Systems | 0 | 71724.91
CZ02 | cDXHP | New Construction | Refrigeration | 0 | 0
CZ02 | cDXHP | New Construction | Generators | 0 | 0
CZ02 | cDXHP | New Construction | Total End Uses | 173202.92 | 139762.18
CZ03 | cDXHP | New Construction | Heating | 4318.11 | 483.02
CZ03 | cDXHP | New Construction | Cooling | 15692.07 | 0
CZ03 | cDXHP | New Construction | Interior Lighting | 22628.9 | 0
CZ03 | cDXHP | New Construction | Exterior Lighting | 0 | 0
CZ03 | cDXHP | New Construction | Interior Equipment | 62910.82 | 66515.42
CZ03 | cDXHP | New Construction | Exterior Equipment | 0 | 0
CZ03 | cDXHP | New Construction | Fans | 54201.33 | 0
CZ03 | cDXHP | New Construction | Pumps | 0 | 0
CZ03 | cDXHP | New Construction | Heat Rejection | 0 | 0
CZ03 | cDXHP | New Construction | Humidification | 0 | 0
CZ03 | cDXHP | New Construction | Heat Recovery | 0 | 0
CZ03 | cDXHP | New Construction | Water Systems | 0 | 71448.18
CZ03 | cDXHP | New Construction | Refrigeration | 0 | 0
CZ03 | cDXHP | New Construction | Generators | 0 | 0
CZ03 | cDXHP | New Construction | Total End Uses | 159751.22 | 138446.62
CZ04 | cDXHP | New Construction | Heating | 3721.79 | 356.81
CZ04 | cDXHP | New Construction | Cooling | 26054.72 | 0
CZ04 | cDXHP | New Construction | Interior Lighting | 22628.9 | 0
CZ04 | cDXHP | New Construction | Exterior Lighting | 0 | 0
CZ04 | cDXHP | New Construction | Interior Equipment | 62910.82 | 66515.42
CZ04 | cDXHP | New Construction | Exterior Equipment | 0 | 0
CZ04 | cDXHP | New Construction | Fans | 59896.41 | 0
CZ04 | cDXHP | New Construction | Pumps | 0 | 0
CZ04 | cDXHP | New Construction | Heat Rejection | 0 | 0
CZ04 | cDXHP | New Construction | Humidification | 0 | 0
CZ04 | cDXHP | New Construction | Heat Recovery | 0 | 0
CZ04 | cDXHP | New Construction | Water Systems | 0 | 69068.8
CZ04 | cDXHP | New Construction | Refrigeration | 0 | 0
CZ04 | cDXHP | New Construction | Generators | 0 | 0
CZ04 | cDXHP | New Construction | Total End Uses | 175212.63 | 135941.03
CZ05 | cDXHP | New Construction | Heating | 4454.77 | 611.06
CZ05 | cDXHP | New Construction | Cooling | 17962.35 | 0
CZ05 | cDXHP | New Construction | Interior Lighting | 22628.9 | 0
CZ05 | cDXHP | New Construction | Exterior Lighting | 0 | 0
CZ05 | cDXHP | New Construction | Interior Equipment | 62910.82 | 66515.42
CZ05 | cDXHP | New Construction | Exterior Equipment | 0 | 0
CZ05 | cDXHP | New Construction | Fans | 53520.87 | 0
CZ05 | cDXHP | New Construction | Pumps | 0 | 0
CZ05 | cDXHP | New Construction | Heat Rejection | 0 | 0
CZ05 | cDXHP | New Construction | Humidification | 0 | 0
CZ05 | cDXHP | New Construction | Heat Recovery | 0 | 0
CZ05 | cDXHP | New Construction | Water Systems | 0 | 71456.88
CZ05 | cDXHP | New Construction | Refrigeration | 0 | 0
CZ05 | cDXHP | New Construction | Generators | 0 | 0
CZ05 | cDXHP | New Construction | Total End Uses | 161477.7 | 138583.36
CZ06 | cDXHP | New Construction | Heating | 841.02 | 8.22
CZ06 | cDXHP | New Construction | Cooling | 28562.84 | 0
CZ06 | cDXHP | New Construction | Interior Lighting | 22628.9 | 0
CZ06 | cDXHP | New Construction | Exterior Lighting | 0 | 0
CZ06 | cDXHP | New Construction | Interior Equipment | 62910.82 | 66515.42
CZ06 | cDXHP | New Construction | Exterior Equipment | 0 | 0
CZ06 | cDXHP | New Construction | Fans | 56458.43 | 0
CZ06 | cDXHP | New Construction | Pumps | 0 | 0
CZ06 | cDXHP | New Construction | Heat Rejection | 0 | 0
CZ06 | cDXHP | New Construction | Humidification | 0 | 0
CZ06 | cDXHP | New Construction | Heat Recovery | 0 | 0
CZ06 | cDXHP | New Construction | Water Systems | 0 | 65979.64
CZ06 | cDXHP | New Construction | Refrigeration | 0 | 0
CZ06 | cDXHP | New Construction | Generators | 0 | 0
CZ06 | cDXHP | New Construction | Total End Uses | 171402.01 | 132503.29
CZ07 | cDXHP | New Construction | Heating | 765.7 | 5.27
CZ07 | cDXHP | New Construction | Cooling | 31381.22 | 0
CZ07 | cDXHP | New Construction | Interior Lighting | 22628.9 | 0
CZ07 | cDXHP | New Construction | Exterior Lighting | 0 | 0
CZ07 | cDXHP | New Construction | Interior Equipment | 62910.82 | 66515.42
CZ07 | cDXHP | New Construction | Exterior Equipment | 0 | 0
CZ07 | cDXHP | New Construction | Fans | 55668.41 | 0
CZ07 | cDXHP | New Construction | Pumps | 0 | 0
CZ07 | cDXHP | New Construction | Heat Rejection | 0 | 0
CZ07 | cDXHP | New Construction | Humidification | 0 | 0
CZ07 | cDXHP | New Construction | Heat Recovery | 0 | 0
CZ07 | cDXHP | New Construction | Water Systems | 0 | 65157.65
CZ07 | cDXHP | New Construction | Refrigeration | 0 | 0
CZ07 | cDXHP | New Construction | Generators | 0 | 0
CZ07 | cDXHP | New Construction | Total End Uses | 173355.05 | 131678.34
CZ08 | cDXHP | New Construction | Heating | 1221.5 | 25.6
CZ08 | cDXHP | New Construction | Cooling | 35491.51 | 0
CZ08 | cDXHP | New Construction | Interior Lighting | 22628.9 | 0
CZ08 | cDXHP | New Construction | Exterior Lighting | 0 | 0
CZ08 | cDXHP | New Construction | Interior Equipment | 62910.82 | 66515.42
CZ08 | cDXHP | New Construction | Exterior Equipment | 0 | 0
CZ08 | cDXHP | New Construction | Fans | 60790.13 | 0
CZ08 | cDXHP | New Construction | Pumps | 0 | 0
CZ08 | cDXHP | New Construction | Heat Rejection | 0 | 0
CZ08 | cDXHP | New Construction | Humidification | 0 | 0
CZ08 | cDXHP | New Construction | Heat Recovery | 0 | 0
CZ08 | cDXHP | New Construction | Water Systems | 0 | 65073.94
CZ08 | cDXHP | New Construction | Refrigeration | 0 | 0
CZ08 | cDXHP | New Construction | Generators | 0 | 0
CZ08 | cDXHP | New Construction | Total End Uses | 183042.85 | 131614.95
CZ09 | cDXHP | New Construction | Heating | 911.02 | 9.79
CZ09 | cDXHP | New Construction | Cooling | 39680.74 | 0
CZ09 | cDXHP | New Construction | Interior Lighting | 22628.9 | 0
CZ09 | cDXHP | New Construction | Exterior Lighting | 0 | 0
CZ09 | cDXHP | New Construction | Interior Equipment | 62910.82 | 66515.42
CZ09 | cDXHP | New Construction | Exterior Equipment | 0 | 0
CZ09 | cDXHP | New Construction | Fans | 64461.65 | 0
CZ09 | cDXHP | New Construction | Pumps | 0 | 0
CZ09 | cDXHP | New Construction | Heat Rejection | 0 | 0
CZ09 | cDXHP | New Construction | Humidification | 0 | 0
CZ09 | cDXHP | New Construction | Heat Recovery | 0 | 0
CZ09 | cDXHP | New Construction | Water Systems | 0 | 64201.93
CZ09 | cDXHP | New Construction | Refrigeration | 0 | 0
CZ09 | cDXHP | New Construction | Generators | 0 | 0
CZ09 | cDXHP | New Construction | Total End Uses | 190593.13 | 130727.14
CZ10 | cDXHP | New Construction | Heating | 2681.39 | 266.99
CZ10 | cDXHP | New Construction | Cooling | 48654.79 | 0
CZ10 | cDXHP | New Construction | Interior Lighting | 22628.9 | 0
CZ10 | cDXHP | New Construction | Exterior Lighting | 0 | 0
CZ10 | cDXHP | New Construction | Interior Equipment | 62910.82 | 66515.42
CZ10 | cDXHP | New Construction | Exterior Equipment | 0 | 0
CZ10 | cDXHP | New Construction | Fans | 66784.67 | 0
CZ10 | cDXHP | New Construction | Pumps | 0 | 0
CZ10 | cDXHP | New Construction | Heat Rejection | 0 | 0
CZ10 | cDXHP | New Construction | Humidification | 0 | 0
CZ10 | cDXHP | New Construction | Heat Recovery | 0 | 0
CZ10 | cDXHP | New Construction | Water Systems | 0 | 63715.73
CZ10 | cDXHP | New Construction | Refrigeration | 0 | 0
CZ10 | cDXHP | New Construction | Generators | 0 | 0
CZ10 | cDXHP | New Construction | Total End Uses | 203660.57 | 130498.14
CZ11 | cDXHP | New Construction | Heating | 5205.27 | 2.34
CZ11 | cDXHP | New Construction | Cooling | 42317.17 | 0
CZ11 | cDXHP | New Construction | Interior Lighting | 22628.9 | 0
CZ11 | cDXHP | New Construction | Exterior Lighting | 0 | 0
CZ11 | cDXHP | New Construction | Interior Equipment | 62910.82 | 66515.42
CZ11 | cDXHP | New Construction | Exterior Equipment | 0 | 0
CZ11 | cDXHP | New Construction | Fans | 48743.23 | 0
CZ11 | cDXHP | New Construction | Pumps | 0 | 0
CZ11 | cDXHP | New Construction | Heat Rejection | 0 | 0
CZ11 | cDXHP | New Construction | Humidification | 0 | 0
CZ11 | cDXHP | New Construction | Heat Recovery | 0 | 0
CZ11 | cDXHP | New Construction | Water Systems | 0 | 65066.9
CZ11 | cDXHP | New Construction | Refrigeration | 0 | 0
CZ11 | cDXHP | New Construction | Generators | 0 | 0
CZ11 | cDXHP | New Construction | Total End Uses | 181805.38 | 131584.65
CZ12 | cDXHP | New Construction | Heating | 5277.05 | 37.54
CZ12 | cDXHP | New Construction | Cooling | 35450.86 | 0
CZ12 | cDXHP | New Construction | Interior Lighting | 22628.9 | 0
CZ12 | cDXHP | New Construction | Exterior Lighting | 0 | 0
CZ12 | cDXHP | New Construction | Interior Equipment | 62910.82 | 66515.42
CZ12 | cDXHP | New Construction | Exterior Equipment | 0 | 0
CZ12 | cDXHP | New Construction | Fans | 46633.64 | 0
CZ12 | cDXHP | New Construction | Pumps | 0 | 0
CZ12 | cDXHP | New Construction | Heat Rejection | 0 | 0
CZ12 | cDXHP | New Construction | Humidification | 0 | 0
CZ12 | cDXHP | New Construction | Heat Recovery | 0 | 0
CZ12 | cDXHP | New Construction | Water Systems | 0 | 66851.49
CZ12 | cDXHP | New Construction | Refrigeration | 0 | 0
CZ12 | cDXHP | New Construction | Generators | 0 | 0
CZ12 | cDXHP | New Construction | Total End Uses | 172901.27 | 133404.44
CZ13 | cDXHP | New Construction | Heating | 3996.12 | 2.07
CZ13 | cDXHP | New Construction | Cooling | 47486.69 | 0
CZ13 | cDXHP | New Construction | Interior Lighting | 22628.9 | 0
CZ13 | cDXHP | New Construction | Exterior Lighting | 0 | 0
CZ13 | cDXHP | New Construction | Interior Equipment | 62910.82 | 66515.42
CZ13 | cDXHP | New Construction | Exterior Equipment | 0 | 0
CZ13 | cDXHP | New Construction | Fans | 49023.08 | 0
CZ13 | cDXHP | New Construction | Pumps | 0 | 0
CZ13 | cDXHP | New Construction | Heat Rejection | 0 | 0
CZ13 | cDXHP | New Construction | Humidification | 0 | 0
CZ13 | cDXHP | New Construction | Heat Recovery | 0 | 0
CZ13 | cDXHP | New Construction | Water Systems | 0 | 63241.04
CZ13 | cDXHP | New Construction | Refrigeration | 0 | 0
CZ13 | cDXHP | New Construction | Generators | 0 | 0
CZ13 | cDXHP | New Construction | Total End Uses | 186045.61 | 129758.53
CZ14 | cDXHP | New Construction | Heating | 2491.57 | 0
CZ14 | cDXHP | New Construction | Cooling | 58294.66 | 0
CZ14 | cDXHP | New Construction | Interior Lighting | 22628.9 | 0
CZ14 | cDXHP | New Construction | Exterior Lighting | 0 | 0
CZ14 | cDXHP | New Construction | Interior Equipment | 62910.82 | 66515.42
CZ14 | cDXHP | New Construction | Exterior Equipment | 0 | 0
CZ14 | cDXHP | New Construction | Fans | 53598.89 | 0
CZ14 | cDXHP | New Construction | Pumps | 0 | 0
CZ14 | cDXHP | New Construction | Heat Rejection | 0 | 0
CZ14 | cDXHP | New Construction | Humidification | 0 | 0
CZ14 | cDXHP | New Construction | Heat Recovery | 0 | 0
CZ14 | cDXHP | New Construction | Water Systems | 0 | 60140.62
CZ14 | cDXHP | New Construction | Refrigeration | 0 | 0
CZ14 | cDXHP | New Construction | Generators | 0 | 0
CZ14 | cDXHP | New Construction | Total End Uses | 199924.84 | 126656.04
CZ15 | cDXHP | New Construction | Heating | 719.52 | 0
CZ15 | cDXHP | New Construction | Cooling | 78097.17 | 0
CZ15 | cDXHP | New Construction | Interior Lighting | 22628.9 | 0
CZ15 | cDXHP | New Construction | Exterior Lighting | 0 | 0
CZ15 | cDXHP | New Construction | Interior Equipment | 62910.82 | 66515.42
CZ15 | cDXHP | New Construction | Exterior Equipment | 0 | 0
CZ15 | cDXHP | New Construction | Fans | 52557.86 | 0
CZ15 | cDXHP | New Construction | Pumps | 0 | 0
CZ15 | cDXHP | New Construction | Heat Rejection | 0 | 0
CZ15 | cDXHP | New Construction | Humidification | 0 | 0
CZ15 | cDXHP | New Construction | Heat Recovery | 0 | 0
CZ15 | cDXHP | New Construction | Water Systems | 0 | 53613.37
CZ15 | cDXHP | New Construction | Refrigeration | 0 | 0
CZ15 | cDXHP | New Construction | Generators | 0 | 0
CZ15 | cDXHP | New Construction | Total End Uses | 216914.26 | 120128.79
CZ16 | cDXHP | New Construction | Heating | 10116.97 | 195.12
CZ16 | cDXHP | New Construction | Cooling | 37857.18 | 0
CZ16 | cDXHP | New Construction | Interior Lighting | 22628.9 | 0
CZ16 | cDXHP | New Construction | Exterior Lighting | 0 | 0
CZ16 | cDXHP | New Construction | Interior Equipment | 62910.82 | 66515.42
CZ16 | cDXHP | New Construction | Exterior Equipment | 0 | 0
CZ16 | cDXHP | New Construction | Fans | 52724.09 | 0
CZ16 | cDXHP | New Construction | Pumps | 0 | 0
CZ16 | cDXHP | New Construction | Heat Rejection | 0 | 0
CZ16 | cDXHP | New Construction | Humidification | 0 | 0
CZ16 | cDXHP | New Construction | Heat Recovery | 0 | 0
CZ16 | cDXHP | New Construction | Water Systems | 0 | 70584.17
CZ16 | cDXHP | New Construction | Refrigeration | 0 | 0
CZ16 | cDXHP | New Construction | Generators | 0 | 0
CZ16 | cDXHP | New Construction | Total End Uses | 186237.95 | 137294.71
CZ01 | cDXOH | Existing | Heating | 0 | 216.18
CZ01 | cDXOH | Existing | Cooling | 9318.61 | 0
CZ01 | cDXOH | Existing | Interior Lighting | 45240.58 | 0
CZ01 | cDXOH | Existing | Exterior Lighting | 0 | 0
CZ01 | cDXOH | Existing | Interior Equipment | 62910.82 | 66515.42
CZ01 | cDXOH | Existing | Exterior Equipment | 0 | 0
CZ01 | cDXOH | Existing | Fans | 56871.74 | 0
CZ01 | cDXOH | Existing | Pumps | 0 | 0
CZ01 | cDXOH | Existing | Heat Rejection | 0 | 0
CZ01 | cDXOH | Existing | Humidification | 0 | 0
CZ01 | cDXOH | Existing | Heat Recovery | 0 | 0
CZ01 | cDXOH | Existing | Water Systems | 0 | 77903.16
CZ01 | cDXOH | Existing | Refrigeration | 0 | 0
CZ01 | cDXOH | Existing | Generators | 0 | 0
CZ01 | cDXOH | Existing | Total End Uses | 174341.75 | 144634.76
CZ02 | cDXOH | Existing | Heating | 0 | 387.43
CZ02 | cDXOH | Existing | Cooling | 28902.49 | 0
CZ02 | cDXOH | Existing | Interior Lighting | 45240.58 | 0
CZ02 | cDXOH | Existing | Exterior Lighting | 0 | 0
CZ02 | cDXOH | Existing | Interior Equipment | 62910.82 | 66515.42
CZ02 | cDXOH | Existing | Exterior Equipment | 0 | 0
CZ02 | cDXOH | Existing | Fans | 73660.97 | 0
CZ02 | cDXOH | Existing | Pumps | 0 | 0
CZ02 | cDXOH | Existing | Heat Rejection | 0 | 0
CZ02 | cDXOH | Existing | Humidification | 0 | 0
CZ02 | cDXOH | Existing | Heat Recovery | 0 | 0
CZ02 | cDXOH | Existing | Water Systems | 0 | 71744.33
CZ02 | cDXOH | Existing | Refrigeration | 0 | 0
CZ02 | cDXOH | Existing | Generators | 0 | 0
CZ02 | cDXOH | Existing | Total End Uses | 210714.85 | 138647.18
CZ03 | cDXOH | Existing | Heating | 0 | 57.66
CZ03 | cDXOH | Existing | Cooling | 22445.17 | 0
CZ03 | cDXOH | Existing | Interior Lighting | 45240.58 | 0
CZ03 | cDXOH | Existing | Exterior Lighting | 0 | 0
CZ03 | cDXOH | Existing | Interior Equipment | 62910.82 | 66515.42
CZ03 | cDXOH | Existing | Exterior Equipment | 0 | 0
CZ03 | cDXOH | Existing | Fans | 68644.85 | 0
CZ03 | cDXOH | Existing | Pumps | 0 | 0
CZ03 | cDXOH | Existing | Heat Rejection | 0 | 0
CZ03 | cDXOH | Existing | Humidification | 0 | 0
CZ03 | cDXOH | Existing | Heat Recovery | 0 | 0
CZ03 | cDXOH | Existing | Water Systems | 0 | 71467.16
CZ03 | cDXOH | Existing | Refrigeration | 0 | 0
CZ03 | cDXOH | Existing | Generators | 0 | 0
CZ03 | cDXOH | Existing | Total End Uses | 199241.41 | 138040.24
CZ04 | cDXOH | Existing | Heating | 0 | 59.81
CZ04 | cDXOH | Existing | Cooling | 34808.55 | 0
CZ04 | cDXOH | Existing | Interior Lighting | 45240.58 | 0
CZ04 | cDXOH | Existing | Exterior Lighting | 0 | 0
CZ04 | cDXOH | Existing | Interior Equipment | 62910.82 | 66515.42
CZ04 | cDXOH | Existing | Exterior Equipment | 0 | 0
CZ04 | cDXOH | Existing | Fans | 74836.9 | 0
CZ04 | cDXOH | Existing | Pumps | 0 | 0
CZ04 | cDXOH | Existing | Heat Rejection | 0 | 0
CZ04 | cDXOH | Existing | Humidification | 0 | 0
CZ04 | cDXOH | Existing | Heat Recovery | 0 | 0
CZ04 | cDXOH | Existing | Water Systems | 0 | 69084.14
CZ04 | cDXOH | Existing | Refrigeration | 0 | 0
CZ04 | cDXOH | Existing | Generators | 0 | 0
CZ04 | cDXOH | Existing | Total End Uses | 217796.84 | 135659.37
CZ05 | cDXOH | Existing | Heating | 0 | 47.51
CZ05 | cDXOH | Existing | Cooling | 25655.78 | 0
CZ05 | cDXOH | Existing | Interior Lighting | 45240.58 | 0
CZ05 | cDXOH | Existing | Exterior Lighting | 0 | 0
CZ05 | cDXOH | Existing | Interior Equipment | 62910.82 | 66515.42
CZ05 | cDXOH | Existing | Exterior Equipment | 0 | 0
CZ05 | cDXOH | Existing | Fans | 67676.79 | 0
CZ05 | cDXOH | Existing | Pumps | 0 | 0
CZ05 | cDXOH | Existing | Heat Rejection | 0 | 0
CZ05 | cDXOH | Existing | Humidification | 0 | 0
CZ05 | cDXOH | Existing | Heat Recovery | 0 | 0
CZ05 | cDXOH | Existing | Water Systems | 0 | 71471.73
CZ05 | cDXOH | Existing | Refrigeration | 0 | 0
CZ05 | cDXOH | Existing | Generators | 0 | 0
CZ05 | cDXOH | Existing | Total End Uses | 201483.97 | 138034.66
CZ06 | cDXOH | Existing | Heating | 0 | 0
CZ06 | cDXOH | Existing | Cooling | 38737.5 | 0
CZ06 | cDXOH | Existing | Interior Lighting | 45240.58 | 0
CZ06 | cDXOH | Existing | Exterior Lighting | 0 | 0
CZ06 | cDXOH | Existing | Interior Equipment | 62910.82 | 66515.42
CZ06 | cDXOH | Existing | Exterior Equipment | 0 | 0
CZ06 | cDXOH | Existing | Fans | 70046.89 | 0
CZ06 | cDXOH | Existing | Pumps | 0 | 0
CZ06 | cDXOH | Existing | Heat Rejection | 0 | 0
CZ06 | cDXOH | Existing | Humidification | 0 | 0
CZ06 | cDXOH | Existing | Heat Recovery | 0 | 0
CZ06 | cDXOH | Existing | Water Systems | 0 | 65991.01
CZ06 | cDXOH | Existing | Refrigeration | 0 | 0
CZ06 | cDXOH | Existing | Generators | 0 | 0
CZ06 | cDXOH | Existing | Total End Uses | 216935.78 | 132506.43
CZ07 | cDXOH | Existing | Heating | 0 | 0
CZ07 | cDXOH | Existing | Cooling | 41714.76 | 0
CZ07 | cDXOH | Existing | Interior Lighting | 45240.58 | 0
CZ07 | cDXOH | Existing | Exterior Lighting | 0 | 0
CZ07 | cDXOH | Existing | Interior Equipment | 62910.82 | 66515.42
CZ07 | cDXOH | Existing | Exterior Equipment | 0 | 0
CZ07 | cDXOH | Existing | Fans | 69898.19 | 0
CZ07 | cDXOH | Existing | Pumps | 0 | 0
CZ07 | cDXOH | Existing | Heat Rejection | 0 | 0
CZ07 | cDXOH | Existing | Humidification | 0 | 0
CZ07 | cDXOH | Existing | Heat Recovery | 0 | 0
CZ07 | cDXOH | Existing | Water Systems | 0 | 65176.83
CZ07 | cDXOH | Existing | Refrigeration | 0 | 0
CZ07 | cDXOH | Existing | Generators | 0 | 0
CZ07 | cDXOH | Existing | Total End Uses | 219764.34 | 131692.25
CZ08 | cDXOH | Existing | Heating | 0 | 0.14
CZ08 | cDXOH | Existing | Cooling | 46089.64 | 0
CZ08 | cDXOH | Existing | Interior Lighting | 45240.58 | 0
CZ08 | cDXOH | Existing | Exterior Lighting | 0 | 0
CZ08 | cDXOH | Existing | Interior Equipment | 62910.82 | 66515.42
CZ08 | cDXOH | Existing | Exterior Equipment | 0 | 0
CZ08 | cDXOH | Existing | Fans | 74309.61 | 0
CZ08 | cDXOH | Existing | Pumps | 0 | 0
CZ08 | cDXOH | Existing | Heat Rejection | 0 | 0
CZ08 | cDXOH | Existing | Humidification | 0 | 0
CZ08 | cDXOH | Existing | Heat Recovery | 0 | 0
CZ08 | cDXOH | Existing | Water Systems | 0 | 65086.86
CZ08 | cDXOH | Existing | Refrigeration | 0 | 0
CZ08 | cDXOH | Existing | Generators | 0 | 0
CZ08 | cDXOH | Existing | Total End Uses | 228550.64 | 131602.42
CZ09 | cDXOH | Existing | Heating | 0 | 0
CZ09 | cDXOH | Existing | Cooling | 51853.52 | 0
CZ09 | cDXOH | Existing | Interior Lighting | 45240.58 | 0
CZ09 | cDXOH | Existing | Exterior Lighting | 0 | 0
CZ09 | cDXOH | Existing | Interior Equipment | 62910.82 | 66515.42
CZ09 | cDXOH | Existing | Exterior Equipment | 0 | 0
CZ09 | cDXOH | Existing | Fans | 79910.83 | 0
CZ09 | cDXOH | Existing | Pumps | 0 | 0
CZ09 | cDXOH | Existing | Heat Rejection | 0 | 0
CZ09 | cDXOH | Existing | Humidification | 0 | 0
CZ09 | cDXOH | Existing | Heat Recovery | 0 | 0
CZ09 | cDXOH | Existing | Water Systems | 0 | 64212.1
CZ09 | cDXOH | Existing | Refrigeration | 0 | 0
CZ09 | cDXOH | Existing | Generators | 0 | 0
CZ09 | cDXOH | Existing | Total End Uses | 239915.75 | 130727.53
CZ10 | cDXOH | Existing | Heating | 0 | 79.85
CZ10 | cDXOH | Existing | Cooling | 59809.21 | 0
CZ10 | cDXOH | Existing | Interior Lighting | 45240.58 | 0
CZ10 | cDXOH | Existing | Exterior Lighting | 0 | 0
CZ10 | cDXOH | Existing | Interior Equipment | 62910.82 | 66515.42
CZ10 | cDXOH | Existing | Exterior Equipment | 0 | 0
CZ10 | cDXOH | Existing | Fans | 81720.03 | 0
CZ10 | cDXOH | Existing | Pumps | 0 | 0
CZ10 | cDXOH | Existing | Heat Rejection | 0 | 0
CZ10 | cDXOH | Existing | Humidification | 0 | 0
CZ10 | cDXOH | Existing | Heat Recovery | 0 | 0
CZ10 | cDXOH | Existing | Water Systems | 0 | 63726.14
CZ10 | cDXOH | Existing | Refrigeration | 0 | 0
CZ10 | cDXOH | Existing | Generators | 0 | 0
CZ10 | cDXOH | Existing | Total End Uses | 249680.63 | 130321.41
CZ11 | cDXOH | Existing | Heating | 0 | 216.93
CZ11 | cDXOH | Existing | Cooling | 61144.23 | 0
CZ11 | cDXOH | Existing | Interior Lighting | 45240.58 | 0
CZ11 | cDXOH | Existing | Exterior Lighting | 0 | 0
CZ11 | cDXOH | Existing | Interior Equipment | 62910.82 | 66515.42
CZ11 | cDXOH | Existing | Exterior Equipment | 0 | 0
CZ11 | cDXOH | Existing | Fans | 83027.79 | 0
CZ11 | cDXOH | Existing | Pumps | 0 | 0
CZ11 | cDXOH | Existing | Heat Rejection | 0 | 0
CZ11 | cDXOH | Existing | Humidification | 0 | 0
CZ11 | cDXOH | Existing | Heat Recovery | 0 | 0
CZ11 | cDXOH | Existing | Water Systems | 0 | 65106.37
CZ11 | cDXOH | Existing | Refrigeration | 0 | 0
CZ11 | cDXOH | Existing | Generators | 0 | 0
CZ11 | cDXOH | Existing | Total End Uses | 252323.41 | 131838.72
CZ12 | cDXOH | Existing | Heating | 0 | 323.24
CZ12 | cDXOH | Existing | Cooling | 50824.22 | 0
CZ12 | cDXOH | Existing | Interior Lighting | 45240.58 | 0
CZ12 | cDXOH | Existing | Exterior Lighting | 0 | 0
CZ12 | cDXOH | Existing | Interior Equipment | 62910.82 | 66515.42
CZ12 | cDXOH | Existing | Exterior Equipment | 0 | 0
CZ12 | cDXOH | Existing | Fans | 75301.2 | 0
CZ12 | cDXOH | Existing | Pumps | 0 | 0
CZ12 | cDXOH | Existing | Heat Rejection | 0 | 0
CZ12 | cDXOH | Existing | Humidification | 0 | 0
CZ12 | cDXOH | Existing | Heat Recovery | 0 | 0
CZ12 | cDXOH | Existing | Water Systems | 0 | 66879.74
CZ12 | cDXOH | Existing | Refrigeration | 0 | 0
CZ12 | cDXOH | Existing | Generators | 0 | 0
CZ12 | cDXOH | Existing | Total End Uses | 234276.81 | 133718.4
CZ13 | cDXOH | Existing | Heating | 0 | 102.71
CZ13 | cDXOH | Existing | Cooling | 68033.23 | 0
CZ13 | cDXOH | Existing | Interior Lighting | 45240.58 | 0
CZ13 | cDXOH | Existing | Exterior Lighting | 0 | 0
CZ13 | cDXOH | Existing | Interior Equipment | 62910.82 | 66515.42
CZ13 | cDXOH | Existing | Exterior Equipment | 0 | 0
CZ13 | cDXOH | Existing | Fans | 80162.83 | 0
CZ13 | cDXOH | Existing | Pumps | 0 | 0
CZ13 | cDXOH | Existing | Heat Rejection | 0 | 0
CZ13 | cDXOH | Existing | Humidification | 0 | 0
CZ13 | cDXOH | Existing | Heat Recovery | 0 | 0
CZ13 | cDXOH | Existing | Water Systems | 0 | 63272.8
CZ13 | cDXOH | Existing | Refrigeration | 0 | 0
CZ13 | cDXOH | Existing | Generators | 0 | 0
CZ13 | cDXOH | Existing | Total End Uses | 256347.45 | 129890.93
CZ14 | cDXOH | Existing | Heating | 0 | 12.6
CZ14 | cDXOH | Existing | Cooling | 81682.93 | 0
CZ14 | cDXOH | Existing | Interior Lighting | 45240.58 | 0
CZ14 | cDXOH | Existing | Exterior Lighting | 0 | 0
CZ14 | cDXOH | Existing | Interior Equipment | 62910.82 | 66515.42
CZ14 | cDXOH | Existing | Exterior Equipment | 0 | 0
CZ14 | cDXOH | Existing | Fans | 85790.43 | 0
CZ14 | cDXOH | Existing | Pumps | 0 | 0
CZ14 | cDXOH | Existing | Heat Rejection | 0 | 0
CZ14 | cDXOH | Existing | Humidification | 0 | 0
CZ14 | cDXOH | Existing | Heat Recovery | 0 | 0
CZ14 | cDXOH | Existing | Water Systems | 0 | 60173.71
CZ14 | cDXOH | Existing | Refrigeration | 0 | 0
CZ14 | cDXOH | Existing | Generators | 0 | 0
CZ14 | cDXOH | Existing | Total End Uses | 275624.75 | 126701.73
CZ15 | cDXOH | Existing | Heating | 0 | 0
CZ15 | cDXOH | Existing | Cooling | 107845.26 | 0
CZ15 | cDXOH | Existing | Interior Lighting | 45240.58 | 0
CZ15 | cDXOH | Existing | Exterior Lighting | 0 | 0
CZ15 | cDXOH | Existing | Interior Equipment | 62910.82 | 66515.42
CZ15 | cDXOH | Existing | Exterior Equipment | 0 | 0
CZ15 | cDXOH | Existing | Fans | 83667.14 | 0
CZ15 | cDXOH | Existing | Pumps | 0 | 0
CZ15 | cDXOH | Existing | Heat Rejection | 0 | 0
CZ15 | cDXOH | Existing | Humidification | 0 | 0
CZ15 | cDXOH | Existing | Heat Recovery | 0 | 0
CZ15 | cDXOH | Existing | Water Systems | 0 | 53639.03
CZ15 | cDXOH | Existing | Refrigeration | 0 | 0
CZ15 | cDXOH | Existing | Generators | 0 | 0
CZ15 | cDXOH | Existing | Total End Uses | 299663.79 | 120154.45
CZ16 | cDXOH | Existing | Heating | 0 | 1034.42
CZ16 | cDXOH | Existing | Cooling | 53307.32 | 0
CZ16 | cDXOH | Existing | Interior Lighting | 45240.58 | 0
CZ16 | cDXOH | Existing | Exterior Lighting | 0 | 0
CZ16 | cDXOH | Existing | Interior Equipment | 62910.82 | 66515.42
CZ16 | cDXOH | Existing | Exterior Equipment | 0 | 0
CZ16 | cDXOH | Existing | Fans | 83969.72 | 0
CZ16 | cDXOH | Existing | Pumps | 0 | 0
CZ16 | cDXOH | Existing | Heat Rejection | 0 | 0
CZ16 | cDXOH | Existing | Humidification | 0 | 0
CZ16 | cDXOH | Existing | Heat Recovery | 0 | 0
CZ16 | cDXOH | Existing | Water Systems | 0 | 70614.54
CZ16 | cDXOH | Existing | Refrigeration | 0 | 0
CZ16 | cDXOH | Existing | Generators | 0 | 0
CZ16 | cDXOH | Existing | Total End Uses | 245428.43 | 138164.39
CZ01 | cDXOH | New Construction | Heating | 0 | 179.8
CZ01 | cDXOH | New Construction | Cooling | 6852.74 | 0
CZ01 | cDXOH | New Construction | Interior Lighting | 22628.9 | 0
CZ01 | cDXOH | New Construction | Exterior Lighting | 0 | 0
CZ01 | cDXOH | New Construction | Interior Equipment | 62910.82 | 66515.42
CZ01 | cDXOH | New Construction | Exterior Equipment | 0 | 0
CZ01 | cDXOH | New Construction | Fans | 36008.07 | 0
CZ01 | cDXOH | New Construction | Pumps | 0 | 0
CZ01 | cDXOH | New Construction | Heat Rejection | 0 | 0
CZ01 | cDXOH | New Construction | Humidification | 0 | 0
CZ01 | cDXOH | New Construction | Heat Recovery | 0 | 0
CZ01 | cDXOH | New Construction | Water Systems | 0 | 77894.38
CZ01 | cDXOH | New Construction | Refrigeration | 0 | 0
CZ01 | cDXOH | New Construction | Generators | 0 | 0
CZ01 | cDXOH | New Construction | Total End Uses | 128400.53 | 144589.61
CZ02 | cDXOH | New Construction | Heating | 0 | 2027.24
CZ02 | cDXOH | New Construction | Cooling | 21212.3 | 0
CZ02 | cDXOH | New Construction | Interior Lighting | 22628.9 | 0
CZ02 | cDXOH | New Construction | Exterior Lighting | 0 | 0
CZ02 | cDXOH | New Construction | Interior Equipment | 62910.82 | 66515.42
CZ02 | cDXOH | New Construction | Exterior Equipment | 0 | 0
CZ02 | cDXOH | New Construction | Fans | 59575.05 | 0
CZ02 | cDXOH | New Construction | Pumps | 0 | 0
CZ02 | cDXOH | New Construction | Heat Rejection | 0 | 0
CZ02 | cDXOH | New Construction | Humidification | 0 | 0
CZ02 | cDXOH | New Construction | Heat Recovery | 0 | 0
CZ02 | cDXOH | New Construction | Water Systems | 0 | 71733.4
CZ02 | cDXOH | New Construction | Refrigeration | 0 | 0
CZ02 | cDXOH | New Construction | Generators | 0 | 0
CZ02 | cDXOH | New Construction | Total End Uses | 166327.06 | 140276.06
CZ03 | cDXOH | New Construction | Heating | 0 | 661.7
CZ03 | cDXOH | New Construction | Cooling | 15650.19 | 0
CZ03 | cDXOH | New Construction | Interior Lighting | 22628.9 | 0
CZ03 | cDXOH | New Construction | Exterior Lighting | 0 | 0
CZ03 | cDXOH | New Construction | Interior Equipment | 62910.82 | 66515.42
CZ03 | cDXOH | New Construction | Exterior Equipment | 0 | 0
CZ03 | cDXOH | New Construction | Fans | 54363.71 | 0
CZ03 | cDXOH | New Construction | Pumps | 0 | 0
CZ03 | cDXOH | New Construction | Heat Rejection | 0 | 0
CZ03 | cDXOH | New Construction | Humidification | 0 | 0
CZ03 | cDXOH | New Construction | Heat Recovery | 0 | 0
CZ03 | cDXOH | New Construction | Water Systems | 0 | 71456.5
CZ03 | cDXOH | New Construction | Refrigeration | 0 | 0
CZ03 | cDXOH | New Construction | Generators | 0 | 0
CZ03 | cDXOH | New Construction | Total End Uses | 155553.61 | 138633.62
CZ04 | cDXOH | New Construction | Heating | 0 | 481.57
CZ04 | cDXOH | New Construction | Cooling | 26029.34 | 0
CZ04 | cDXOH | New Construction | Interior Lighting | 22628.9 | 0
CZ04 | cDXOH | New Construction | Exterior Lighting | 0 | 0
CZ04 | cDXOH | New Construction | Interior Equipment | 62910.82 | 66515.42
CZ04 | cDXOH | New Construction | Exterior Equipment | 0 | 0
CZ04 | cDXOH | New Construction | Fans | 60032.81 | 0
CZ04 | cDXOH | New Construction | Pumps | 0 | 0
CZ04 | cDXOH | New Construction | Heat Rejection | 0 | 0
CZ04 | cDXOH | New Construction | Humidification | 0 | 0
CZ04 | cDXOH | New Construction | Heat Recovery | 0 | 0
CZ04 | cDXOH | New Construction | Water Systems | 0 | 69073.84
CZ04 | cDXOH | New Construction | Refrigeration | 0 | 0
CZ04 | cDXOH | New Construction | Generators | 0 | 0
CZ04 | cDXOH | New Construction | Total End Uses | 171601.87 | 136070.82
CZ05 | cDXOH | New Construction | Heating | 0 | 750.65
CZ05 | cDXOH | New Construction | Cooling | 17863.8 | 0
CZ05 | cDXOH | New Construction | Interior Lighting | 22628.9 | 0
CZ05 | cDXOH | New Construction | Exterior Lighting | 0 | 0
CZ05 | cDXOH | New Construction | Interior Equipment | 62910.82 | 66515.42
CZ05 | cDXOH | New Construction | Exterior Equipment | 0 | 0
CZ05 | cDXOH | New Construction | Fans | 53726.51 | 0
CZ05 | cDXOH | New Construction | Pumps | 0 | 0
CZ05 | cDXOH | New Construction | Heat Rejection | 0 | 0
CZ05 | cDXOH | New Construction | Humidification | 0 | 0
CZ05 | cDXOH | New Construction | Heat Recovery | 0 | 0
CZ05 | cDXOH | New Construction | Water Systems | 0 | 71464.26
CZ05 | cDXOH | New Construction | Refrigeration | 0 | 0
CZ05 | cDXOH | New Construction | Generators | 0 | 0
CZ05 | cDXOH | New Construction | Total End Uses | 157130.03 | 138730.33
CZ06 | cDXOH | New Construction | Heating | 0 | 10.43
CZ06 | cDXOH | New Construction | Cooling | 28941.6 | 0
CZ06 | cDXOH | New Construction | Interior Lighting | 22628.9 | 0
CZ06 | cDXOH | New Construction | Exterior Lighting | 0 | 0
CZ06 | cDXOH | New Construction | Interior Equipment | 62910.82 | 66515.42
CZ06 | cDXOH | New Construction | Exterior Equipment | 0 | 0
CZ06 | cDXOH | New Construction | Fans | 56459.28 | 0
CZ06 | cDXOH | New Construction | Pumps | 0 | 0
CZ06 | cDXOH | New Construction | Heat Rejection | 0 | 0
CZ06 | cDXOH | New Construction | Humidification | 0 | 0
CZ06 | cDXOH | New Construction | Heat Recovery | 0 | 0
CZ06 | cDXOH | New Construction | Water Systems | 0 | 65981.92
CZ06 | cDXOH | New Construction | Refrigeration | 0 | 0
CZ06 | cDXOH | New Construction | Generators | 0 | 0
CZ06 | cDXOH | New Construction | Total End Uses | 170940.6 | 132507.78
CZ07 | cDXOH | New Construction | Heating | 0 | 7.18
CZ07 | cDXOH | New Construction | Cooling | 31725.61 | 0
CZ07 | cDXOH | New Construction | Interior Lighting | 22628.9 | 0
CZ07 | cDXOH | New Construction | Exterior Lighting | 0 | 0
CZ07 | cDXOH | New Construction | Interior Equipment | 62910.82 | 66515.42
CZ07 | cDXOH | New Construction | Exterior Equipment | 0 | 0
CZ07 | cDXOH | New Construction | Fans | 55668.41 | 0
CZ07 | cDXOH | New Construction | Pumps | 0 | 0
CZ07 | cDXOH | New Construction | Heat Rejection | 0 | 0
CZ07 | cDXOH | New Construction | Humidification | 0 | 0
CZ07 | cDXOH | New Construction | Heat Recovery | 0 | 0
CZ07 | cDXOH | New Construction | Water Systems | 0 | 65159.41
CZ07 | cDXOH | New Construction | Refrigeration | 0 | 0
CZ07 | cDXOH | New Construction | Generators | 0 | 0
CZ07 | cDXOH | New Construction | Total End Uses | 172933.74 | 131682.01
CZ08 | cDXOH | New Construction | Heating | 0 | 35.53
CZ08 | cDXOH | New Construction | Cooling | 35648.11 | 0
CZ08 | cDXOH | New Construction | Interior Lighting | 22628.9 | 0
CZ08 | cDXOH | New Construction | Exterior Lighting | 0 | 0
CZ08 | cDXOH | New Construction | Interior Equipment | 62910.82 | 66515.42
CZ08 | cDXOH | New Construction | Exterior Equipment | 0 | 0
CZ08 | cDXOH | New Construction | Fans | 60797.17 | 0
CZ08 | cDXOH | New Construction | Pumps | 0 | 0
CZ08 | cDXOH | New Construction | Heat Rejection | 0 | 0
CZ08 | cDXOH | New Construction | Humidification | 0 | 0
CZ08 | cDXOH | New Construction | Heat Recovery | 0 | 0
CZ08 | cDXOH | New Construction | Water Systems | 0 | 65077.48
CZ08 | cDXOH | New Construction | Refrigeration | 0 | 0
CZ08 | cDXOH | New Construction | Generators | 0 | 0
CZ08 | cDXOH | New Construction | Total End Uses | 181985 | 131628.43
CZ09 | cDXOH | New Construction | Heating | 0 | 14.18
CZ09 | cDXOH | New Construction | Cooling | 39841.8 | 0
CZ09 | cDXOH | New Construction | Interior Lighting | 22628.9 | 0
CZ09 | cDXOH | New Construction | Exterior Lighting | 0 | 0
CZ09 | cDXOH | New Construction | Interior Equipment | 62910.82 | 66515.42
CZ09 | cDXOH | New Construction | Exterior Equipment | 0 | 0
CZ09 | cDXOH | New Construction | Fans | 64461.65 | 0
CZ09 | cDXOH | New Construction | Pumps | 0 | 0
CZ09 | cDXOH | New Construction | Heat Rejection | 0 | 0
CZ09 | cDXOH | New Construction | Humidification | 0 | 0
CZ09 | cDXOH | New Construction | Heat Recovery | 0 | 0
CZ09 | cDXOH | New Construction | Water Systems | 0 | 64203.55
CZ09 | cDXOH | New Construction | Refrigeration | 0 | 0
CZ09 | cDXOH | New Construction | Generators | 0 | 0
CZ09 | cDXOH | New Construction | Total End Uses | 189843.17 | 130733.15
CZ10 | cDXOH | New Construction | Heating | 0 | 335.44
CZ10 | cDXOH | New Construction | Cooling | 48611.25 | 0
CZ10 | cDXOH | New Construction | Interior Lighting | 22628.9 | 0
CZ10 | cDXOH | New Construction | Exterior Lighting | 0 | 0
CZ10 | cDXOH | New Construction | Interior Equipment | 62910.82 | 66515.42
CZ10 | cDXOH | New Construction | Exterior Equipment | 0 | 0
CZ10 | cDXOH | New Construction | Fans | 66926.24 | 0
CZ10 | cDXOH | New Construction | Pumps | 0 | 0
CZ10 | cDXOH | New Construction | Heat Rejection | 0 | 0
CZ10 | cDXOH | New Construction | Humidification | 0 | 0
CZ10 | cDXOH | New Construction | Heat Recovery | 0 | 0
CZ10 | cDXOH | New Construction | Water Systems | 0 | 63717.94
CZ10 | cDXOH | New Construction | Refrigeration | 0 | 0
CZ10 | cDXOH | New Construction | Generators | 0 | 0
CZ10 | cDXOH | New Construction | Total End Uses | 201077.2 | 130568.8
CZ11 | cDXOH | New Construction | Heating | 0 | 22.01
CZ11 | cDXOH | New Construction | Cooling | 42122.9 | 0
CZ11 | cDXOH | New Construction | Interior Lighting | 22628.9 | 0
CZ11 | cDXOH | New Construction | Exterior Lighting | 0 | 0
CZ11 | cDXOH | New Construction | Interior Equipment | 62910.82 | 66515.42
CZ11 | cDXOH | New Construction | Exterior Equipment | 0 | 0
CZ11 | cDXOH | New Construction | Fans | 48973.77 | 0
CZ11 | cDXOH | New Construction | Pumps | 0 | 0
CZ11 | cDXOH | New Construction | Heat Rejection | 0 | 0
CZ11 | cDXOH | New Construction | Humidification | 0 | 0
CZ11 | cDXOH | New Construction | Heat Recovery | 0 | 0
CZ11 | cDXOH | New Construction | Water Systems | 0 | 65085.76
CZ11 | cDXOH | New Construction | Refrigeration | 0 | 0
CZ11 | cDXOH | New Construction | Generators | 0 | 0
CZ11 | cDXOH | New Construction | Total End Uses | 176636.38 | 131623.19
CZ12 | cDXOH | New Construction | Heating | 0 | 140.56
CZ12 | cDXOH | New Construction | Cooling | 35329.92 | 0
CZ12 | cDXOH | New Construction | Interior Lighting | 22628.9 | 0
CZ12 | cDXOH | New Construction | Exterior Lighting | 0 | 0
CZ12 | cDXOH | New Construction | Interior Equipment | 62910.82 | 66515.42
CZ12 | cDXOH | New Construction | Exterior Equipment | 0 | 0
CZ12 | cDXOH | New Construction | Fans | 46891.5 | 0
CZ12 | cDXOH | New Construction | Pumps | 0 | 0
CZ12 | cDXOH | New Construction | Heat Rejection | 0 | 0
CZ12 | cDXOH | New Construction | Humidification | 0 | 0
CZ12 | cDXOH | New Construction | Heat Recovery | 0 | 0
CZ12 | cDXOH | New Construction | Water Systems | 0 | 66867.8
CZ12 | cDXOH | New Construction | Refrigeration | 0 | 0
CZ12 | cDXOH | New Construction | Generators | 0 | 0
CZ12 | cDXOH | New Construction | Total End Uses | 167761.14 | 133523.79
CZ13 | cDXOH | New Construction | Heating | 0 | 25.88
CZ13 | cDXOH | New Construction | Cooling | 47299.76 | 0
CZ13 | cDXOH | New Construction | Interior Lighting | 22628.9 | 0
CZ13 | cDXOH | New Construction | Exterior Lighting | 0 | 0
CZ13 | cDXOH | New Construction | Interior Equipment | 62910.82 | 66515.42
CZ13 | cDXOH | New Construction | Exterior Equipment | 0 | 0
CZ13 | cDXOH | New Construction | Fans | 49175.81 | 0
CZ13 | cDXOH | New Construction | Pumps | 0 | 0
CZ13 | cDXOH | New Construction | Heat Rejection | 0 | 0
CZ13 | cDXOH | New Construction | Humidification | 0 | 0
CZ13 | cDXOH | New Construction | Heat Recovery | 0 | 0
CZ13 | cDXOH | New Construction | Water Systems | 0 | 63256.18
CZ13 | cDXOH | New Construction | Refrigeration | 0 | 0
CZ13 | cDXOH | New Construction | Generators | 0 | 0
CZ13 | cDXOH | New Construction | Total End Uses | 182015.29 | 129797.48
CZ14 | cDXOH | New Construction | Heating | 0 | 1.07
CZ14 | cDXOH | New Construction | Cooling | 58003.29 | 0
CZ14 | cDXOH | New Construction | Interior Lighting | 22628.9 | 0
CZ14 | cDXOH | New Construction | Exterior Lighting | 0 | 0
CZ14 | cDXOH | New Construction | Interior Equipment | 62910.82 | 66515.42
CZ14 | cDXOH | New Construction | Exterior Equipment | 0 | 0
CZ14 | cDXOH | New Construction | Fans | 53661.08 | 0
CZ14 | cDXOH | New Construction | Pumps | 0 | 0
CZ14 | cDXOH | New Construction | Heat Rejection | 0 | 0
CZ14 | cDXOH | New Construction | Humidification | 0 | 0
CZ14 | cDXOH | New Construction | Heat Recovery | 0 | 0
CZ14 | cDXOH | New Construction | Water Systems | 0 | 60153.39
CZ14 | cDXOH | New Construction | Refrigeration | 0 | 0
CZ14 | cDXOH | New Construction | Generators | 0 | 0
CZ14 | cDXOH | New Construction | Total End Uses | 197204.09 | 126669.88
CZ15 | cDXOH | New Construction | Heating | 0 | 0
CZ15 | cDXOH | New Construction | Cooling | 78006.41 | 0
CZ15 | cDXOH | New Construction | Interior Lighting | 22628.9 | 0
CZ15 | cDXOH | New Construction | Exterior Lighting | 0 | 0
CZ15 | cDXOH | New Construction | Interior Equipment | 62910.82 | 66515.42
CZ15 | cDXOH | New Construction | Exterior Equipment | 0 | 0
CZ15 | cDXOH | New Construction | Fans | 52560.98 | 0
CZ15 | cDXOH | New Construction | Pumps | 0 | 0
CZ15 | cDXOH | New Construction | Heat Rejection | 0 | 0
CZ15 | cDXOH | New Construction | Humidification | 0 | 0
CZ15 | cDXOH | New Construction | Heat Recovery | 0 | 0
CZ15 | cDXOH | New Construction | Water Systems | 0 | 53619.05
CZ15 | cDXOH | New Construction | Refrigeration | 0 | 0
CZ15 | cDXOH | New Construction | Generators | 0 | 0
CZ15 | cDXOH | New Construction | Total End Uses | 216107.1 | 120134.48
CZ16 | cDXOH | New Construction | Heating | 0 | 591.49
CZ16 | cDXOH | New Construction | Cooling | 37752.98 | 0
CZ16 | cDXOH | New Construction | Interior Lighting | 22628.9 | 0
CZ16 | cDXOH | New Construction | Exterior Lighting | 0 | 0
CZ16 | cDXOH | New Construction | Interior Equipment | 62910.82 | 66515.42
CZ16 | cDXOH | New Construction | Exterior Equipment | 0 | 0
CZ16 | cDXOH | New Construction | Fans | 53484.31 | 0
CZ16 | cDXOH | New Construction | Pumps | 0 | 0
CZ16 | cDXOH | New Construction | Heat Rejection | 0 | 0
CZ16 | cDXOH | New Construction | Humidification | 0 | 0
CZ16 | cDXOH | New Construction | Heat Recovery | 0 | 0
CZ16 | cDXOH | New Construction | Water Systems | 0 | 70599.02
CZ16 | cDXOH | New Construction | Refrigeration | 0 | 0
CZ16 | cDXOH | New Construction | Generators | 0 | 0
CZ16 | cDXOH | New Construction | Total End Uses | 176777 | 137705.93
CZ01 | cPVVG | Existing | Heating | 0 | 43941.68
CZ01 | cPVVG | Existing | Cooling | 9629.12 | 0
CZ01 | cPVVG | Existing | Interior Lighting | 45240.58 | 0
CZ01 | cPVVG | Existing | Exterior Lighting | 0 | 0
CZ01 | cPVVG | Existing | Interior Equipment | 62910.82 | 66515.42
CZ01 | cPVVG | Existing | Exterior Equipment | 0 | 0
CZ01 | cPVVG | Existing | Fans | 29419.42 | 0
CZ01 | cPVVG | Existing | Pumps | 0 | 0
CZ01 | cPVVG | Existing | Heat Rejection | 0 | 0
CZ01 | cPVVG | Existing | Humidification | 0 | 0
CZ01 | cPVVG | Existing | Heat Recovery | 0 | 0
CZ01 | cPVVG | Existing | Water Systems | 0 | 77901
CZ01 | cPVVG | Existing | Refrigeration | 0 | 0
CZ01 | cPVVG | Existing | Generators | 0 | 0
CZ01 | cPVVG | Existing | Total End Uses | 147199.93 | 188358.1
CZ02 | cPVVG | Existing | Heating | 0 | 29541.16
CZ02 | cPVVG | Existing | Cooling | 28598.74 | 0
CZ02 | cPVVG | Existing | Interior Lighting | 45240.58 | 0
CZ02 | cPVVG | Existing | Exterior Lighting | 0 | 0
CZ02 | cPVVG | Existing | Interior Equipment | 62910.82 | 66515.42
CZ02 | cPVVG | Existing | Exterior Equipment | 0 | 0
CZ02 | cPVVG | Existing | Fans | 41612.17 | 0
CZ02 | cPVVG | Existing | Pumps | 0 | 0
CZ02 | cPVVG | Existing | Heat Rejection | 0 | 0
CZ02 | cPVVG | Existing | Humidification | 0 | 0
CZ02 | cPVVG | Existing | Heat Recovery | 0 | 0
CZ02 | cPVVG | Existing | Water Systems | 0 | 71742.56
CZ02 | cPVVG | Existing | Refrigeration | 0 | 0
CZ02 | cPVVG | Existing | Generators | 0 | 0
CZ02 | cPVVG | Existing | Total End Uses | 178362.31 | 167799.15
CZ03 | cPVVG | Existing | Heating | 0 | 17416.06
CZ03 | cPVVG | Existing | Cooling | 22815.69 | 0
CZ03 | cPVVG | Existing | Interior Lighting | 45240.58 | 0
CZ03 | cPVVG | Existing | Exterior Lighting | 0 | 0
CZ03 | cPVVG | Existing | Interior Equipment | 62910.82 | 66515.42
CZ03 | cPVVG | Existing | Exterior Equipment | 0 | 0
CZ03 | cPVVG | Existing | Fans | 37953.38 | 0
CZ03 | cPVVG | Existing | Pumps | 0 | 0
CZ03 | cPVVG | Existing | Heat Rejection | 0 | 0
CZ03 | cPVVG | Existing | Humidification | 0 | 0
CZ03 | cPVVG | Existing | Heat Recovery | 0 | 0
CZ03 | cPVVG | Existing | Water Systems | 0 | 71466.2
CZ03 | cPVVG | Existing | Refrigeration | 0 | 0
CZ03 | cPVVG | Existing | Generators | 0 | 0
CZ03 | cPVVG | Existing | Total End Uses | 168920.47 | 155397.69
CZ04 | cPVVG | Existing | Heating | 0 | 15822.04
CZ04 | cPVVG | Existing | Cooling | 34416.04 | 0
CZ04 | cPVVG | Existing | Interior Lighting | 45240.58 | 0
CZ04 | cPVVG | Existing | Exterior Lighting | 0 | 0
CZ04 | cPVVG | Existing | Interior Equipment | 62910.82 | 66515.42
CZ04 | cPVVG | Existing | Exterior Equipment | 0 | 0
CZ04 | cPVVG | Existing | Fans | 43285.94 | 0
CZ04 | cPVVG | Existing | Pumps | 0 | 0
CZ04 | cPVVG | Existing | Heat Rejection | 0 | 0
CZ04 | cPVVG | Existing | Humidification | 0 | 0
CZ04 | cPVVG | Existing | Heat Recovery | 0 | 0
CZ04 | cPVVG | Existing | Water Systems | 0 | 69083.49
CZ04 | cPVVG | Existing | Refrigeration | 0 | 0
CZ04 | cPVVG | Existing | Generators | 0 | 0
CZ04 | cPVVG | Existing | Total End Uses | 185853.38 | 151420.95
CZ05 | cPVVG | Existing | Heating | 0 | 16167.85
CZ05 | cPVVG | Existing | Cooling | 25843.37 | 0
CZ05 | cPVVG | Existing | Interior Lighting | 45240.58 | 0
CZ05 | cPVVG | Existing | Exterior Lighting | 0 | 0
CZ05 | cPVVG | Existing | Interior Equipment | 62910.82 | 66515.42
CZ05 | cPVVG | Existing | Exterior Equipment | 0 | 0
CZ05 | cPVVG | Existing | Fans | 38387.4 | 0
CZ05 | cPVVG | Existing | Pumps | 0 | 0
CZ05 | cPVVG | Existing | Heat Rejection | 0 | 0
CZ05 | cPVVG | Existing | Humidification | 0 | 0
CZ05 | cPVVG | Existing | Heat Recovery | 0 | 0
CZ05 | cPVVG | Existing | Water Systems | 0 | 71469.88
CZ05 | cPVVG | Existing | Refrigeration | 0 | 0
CZ05 | cPVVG | Existing | Generators | 0 | 0
CZ05 | cPVVG | Existing | Total End Uses | 172382.17 | 154153.15
CZ06 | cPVVG | Existing | Heating | 0 | 3621.12
CZ06 | cPVVG | Existing | Cooling | 38933.38 | 0
CZ06 | cPVVG | Existing | Interior Lighting | 45240.58 | 0
CZ06 | cPVVG | Existing | Exterior Lighting | 0 | 0
CZ06 | cPVVG | Existing | Interior Equipment | 62910.82 | 66515.42
CZ06 | cPVVG | Existing | Exterior Equipment | 0 | 0
CZ06 | cPVVG | Existing | Fans | 41765.27 | 0
CZ06 | cPVVG | Existing | Pumps | 0 | 0
CZ06 | cPVVG | Existing | Heat Rejection | 0 | 0
CZ06 | cPVVG | Existing | Humidification | 0 | 0
CZ06 | cPVVG | Existing | Heat Recovery | 0 | 0
CZ06 | cPVVG | Existing | Water Systems | 0 | 65989.58
CZ06 | cPVVG | Existing | Refrigeration | 0 | 0
CZ06 | cPVVG | Existing | Generators | 0 | 0
CZ06 | cPVVG | Existing | Total End Uses | 188850.04 | 136126.12
CZ07 | cPVVG | Existing | Heating | 0 | 3447.33
CZ07 | cPVVG | Existing | Cooling | 40871.72 | 0
CZ07 | cPVVG | Existing | Interior Lighting | 45240.58 | 0
CZ07 | cPVVG | Existing | Exterior Lighting | 0 | 0
CZ07 | cPVVG | Existing | Interior Equipment | 62910.82 | 66515.42
CZ07 | cPVVG | Existing | Exterior Equipment | 0 | 0
CZ07 | cPVVG | Existing | Fans | 42013.88 | 0
CZ07 | cPVVG | Existing | Pumps | 0 | 0
CZ07 | cPVVG | Existing | Heat Rejection | 0 | 0
CZ07 | cPVVG | Existing | Humidification | 0 | 0
CZ07 | cPVVG | Existing | Heat Recovery | 0 | 0
CZ07 | cPVVG | Existing | Water Systems | 0 | 65176.17
CZ07 | cPVVG | Existing | Refrigeration | 0 | 0
CZ07 | cPVVG | Existing | Generators | 0 | 0
CZ07 | cPVVG | Existing | Total End Uses | 191037 | 135138.92
CZ08 | cPVVG | Existing | Heating | 0 | 5345.41
CZ08 | cPVVG | Existing | Cooling | 45261.88 | 0
CZ08 | cPVVG | Existing | Interior Lighting | 45240.58 | 0
CZ08 | cPVVG | Existing | Exterior Lighting | 0 | 0
CZ08 | cPVVG | Existing | Interior Equipment | 62910.82 | 66515.42
CZ08 | cPVVG | Existing | Exterior Equipment | 0 | 0
CZ08 | cPVVG | Existing | Fans | 44709.87 | 0
CZ08 | cPVVG | Existing | Pumps | 0 | 0
CZ08 | cPVVG | Existing | Heat Rejection | 0 | 0
CZ08 | cPVVG | Existing | Humidification | 0 | 0
CZ08 | cPVVG | Existing | Heat Recovery | 0 | 0
CZ08 | cPVVG | Existing | Water Systems | 0 | 65085.88
CZ08 | cPVVG | Existing | Refrigeration | 0 | 0
CZ08 | cPVVG | Existing | Generators | 0 | 0
CZ08 | cPVVG | Existing | Total End Uses | 198123.14 | 136946.71
CZ09 | cPVVG | Existing | Heating | 0 | 4288.85
CZ09 | cPVVG | Existing | Cooling | 50669.88 | 0
CZ09 | cPVVG | Existing | Interior Lighting | 45240.58 | 0
CZ09 | cPVVG | Existing | Exterior Lighting | 0 | 0
CZ09 | cPVVG | Existing | Interior Equipment | 62910.82 | 66515.42
CZ09 | cPVVG | Existing | Exterior Equipment | 0 | 0
CZ09 | cPVVG | Existing | Fans | 48453.45 | 0
CZ09 | cPVVG | Existing | Pumps | 0 | 0
CZ09 | cPVVG | Existing | Heat Rejection | 0 | 0
CZ09 | cPVVG | Existing | Humidification | 0 | 0
CZ09 | cPVVG | Existing | Heat Recovery | 0 | 0
CZ09 | cPVVG | Existing | Water Systems | 0 | 64210.96
CZ09 | cPVVG | Existing | Refrigeration | 0 | 0
CZ09 | cPVVG | Existing | Generators | 0 | 0
CZ09 | cPVVG | Existing | Total End Uses | 207274.73 | 135015.22
CZ10 | cPVVG | Existing | Heating | 0 | 11735.71
CZ10 | cPVVG | Existing | Cooling | 57967.04 | 0
CZ10 | cPVVG | Existing | Interior Lighting | 45240.58 | 0
CZ10 | cPVVG | Existing | Exterior Lighting | 0 | 0
CZ10 | cPVVG | Existing | Interior Equipment | 62910.82 | 66515.42
CZ10 | cPVVG | Existing | Exterior Equipment | 0 | 0
CZ10 | cPVVG | Existing | Fans | 51152.59 | 0
CZ10 | cPVVG | Existing | Pumps | 0 | 0
CZ10 | cPVVG | Existing | Heat Rejection | 0 | 0
CZ10 | cPVVG | Existing | Humidification | 0 | 0
CZ10 | cPVVG | Existing | Heat Recovery | 0 | 0
CZ10 | cPVVG | Existing | Water Systems | 0 | 63724.17
CZ10 | cPVVG | Existing | Refrigeration | 0 | 0
CZ10 | cPVVG | Existing | Generators | 0 | 0
CZ10 | cPVVG | Existing | Total End Uses | 217271.03 | 141975.3
CZ11 | cPVVG | Existing | Heating | 0 | 28544.15
CZ11 | cPVVG | Existing | Cooling | 59469.83 | 0
CZ11 | cPVVG | Existing | Interior Lighting | 45240.58 | 0
CZ11 | cPVVG | Existing | Exterior Lighting | 0 | 0
CZ11 | cPVVG | Existing | Interior Equipment | 62910.82 | 66515.42
CZ11 | cPVVG | Existing | Exterior Equipment | 0 | 0
CZ11 | cPVVG | Existing | Fans | 51162.53 | 0
CZ11 | cPVVG | Existing | Pumps | 0 | 0
CZ11 | cPVVG | Existing | Heat Rejection | 0 | 0
CZ11 | cPVVG | Existing | Humidification | 0 | 0
CZ11 | cPVVG | Existing | Heat Recovery | 0 | 0
CZ11 | cPVVG | Existing | Water Systems | 0 | 65105.27
CZ11 | cPVVG | Existing | Refrigeration | 0 | 0
CZ11 | cPVVG | Existing | Generators | 0 | 0
CZ11 | cPVVG | Existing | Total End Uses | 218783.76 | 160164.84
CZ12 | cPVVG | Existing | Heating | 0 | 26110.35
CZ12 | cPVVG | Existing | Cooling | 49730.23 | 0
CZ12 | cPVVG | Existing | Interior Lighting | 45240.58 | 0
CZ12 | cPVVG | Existing | Exterior Lighting | 0 | 0
CZ12 | cPVVG | Existing | Interior Equipment | 62910.82 | 66515.42
CZ12 | cPVVG | Existing | Exterior Equipment | 0 | 0
CZ12 | cPVVG | Existing | Fans | 46054.71 | 0
CZ12 | cPVVG | Existing | Pumps | 0 | 0
CZ12 | cPVVG | Existing | Heat Rejection | 0 | 0
CZ12 | cPVVG | Existing | Humidification | 0 | 0
CZ12 | cPVVG | Existing | Heat Recovery | 0 | 0
CZ12 | cPVVG | Existing | Water Systems | 0 | 66878.77
CZ12 | cPVVG | Existing | Refrigeration | 0 | 0
CZ12 | cPVVG | Existing | Generators | 0 | 0
CZ12 | cPVVG | Existing | Total End Uses | 203936.33 | 159504.54
CZ13 | cPVVG | Existing | Heating | 0 | 20455.21
CZ13 | cPVVG | Existing | Cooling | 66232.31 | 0
CZ13 | cPVVG | Existing | Interior Lighting | 45240.58 | 0
CZ13 | cPVVG | Existing | Exterior Lighting | 0 | 0
CZ13 | cPVVG | Existing | Interior Equipment | 62910.82 | 66515.42
CZ13 | cPVVG | Existing | Exterior Equipment | 0 | 0
CZ13 | cPVVG | Existing | Fans | 50902.08 | 0
CZ13 | cPVVG | Existing | Pumps | 0 | 0
CZ13 | cPVVG | Existing | Heat Rejection | 0 | 0
CZ13 | cPVVG | Existing | Humidification | 0 | 0
CZ13 | cPVVG | Existing | Heat Recovery | 0 | 0
CZ13 | cPVVG | Existing | Water Systems | 0 | 63271.63
CZ13 | cPVVG | Existing | Refrigeration | 0 | 0
CZ13 | cPVVG | Existing | Generators | 0 | 0
CZ13 | cPVVG | Existing | Total End Uses | 225285.78 | 150242.26
CZ14 | cPVVG | Existing | Heating | 0 | 11457.59
CZ14 | cPVVG | Existing | Cooling | 79311.34 | 0
CZ14 | cPVVG | Existing | Interior Lighting | 45240.58 | 0
CZ14 | cPVVG | Existing | Exterior Lighting | 0 | 0
CZ14 | cPVVG | Existing | Interior Equipment | 62910.82 | 66515.42
CZ14 | cPVVG | Existing | Exterior Equipment | 0 | 0
CZ14 | cPVVG | Existing | Fans | 55936.64 | 0
CZ14 | cPVVG | Existing | Pumps | 0 | 0
CZ14 | cPVVG | Existing | Heat Rejection | 0 | 0
CZ14 | cPVVG | Existing | Humidification | 0 | 0
CZ14 | cPVVG | Existing | Heat Recovery | 0 | 0
CZ14 | cPVVG | Existing | Water Systems | 0 | 60171.59
CZ14 | cPVVG | Existing | Refrigeration | 0 | 0
CZ14 | cPVVG | Existing | Generators | 0 | 0
CZ14 | cPVVG | Existing | Total End Uses | 243399.38 | 138144.6
CZ15 | cPVVG | Existing | Heating | 0 | 3624.43
CZ15 | cPVVG | Existing | Cooling | 104570.43 | 0
CZ15 | cPVVG | Existing | Interior Lighting | 45240.58 | 0
CZ15 | cPVVG | Existing | Exterior Lighting | 0 | 0
CZ15 | cPVVG | Existing | Interior Equipment | 62910.82 | 66515.42
CZ15 | cPVVG | Existing | Exterior Equipment | 0 | 0
CZ15 | cPVVG | Existing | Fans | 56965.04 | 0
CZ15 | cPVVG | Existing | Pumps | 0 | 0
CZ15 | cPVVG | Existing | Heat Rejection | 0 | 0
CZ15 | cPVVG | Existing | Humidification | 0 | 0
CZ15 | cPVVG | Existing | Heat Recovery | 0 | 0
CZ15 | cPVVG | Existing | Water Systems | 0 | 53638.5
CZ15 | cPVVG | Existing | Refrigeration | 0 | 0
CZ15 | cPVVG | Existing | Generators | 0 | 0
CZ15 | cPVVG | Existing | Total End Uses | 269686.87 | 123778.35
CZ16 | cPVVG | Existing | Heating | 0 | 36717.27
CZ16 | cPVVG | Existing | Cooling | 52257.17 | 0
CZ16 | cPVVG | Existing | Interior Lighting | 45240.58 | 0
CZ16 | cPVVG | Existing | Exterior Lighting | 0 | 0
CZ16 | cPVVG | Existing | Interior Equipment | 62910.82 | 66515.42
CZ16 | cPVVG | Existing | Exterior Equipment | 0 | 0
CZ16 | cPVVG | Existing | Fans | 51957.3 | 0
CZ16 | cPVVG | Existing | Pumps | 0 | 0
CZ16 | cPVVG | Existing | Heat Rejection | 0 | 0
CZ16 | cPVVG | Existing | Humidification | 0 | 0
CZ16 | cPVVG | Existing | Heat Recovery | 0 | 0
CZ16 | cPVVG | Existing | Water Systems | 0 | 70611.55
CZ16 | cPVVG | Existing | Refrigeration | 0 | 0
CZ16 | cPVVG | Existing | Generators | 0 | 0
CZ16 | cPVVG | Existing | Total End Uses | 212365.86 | 173844.24
CZ01 | cPVVG | New Construction | Heating | 0 | 49618.96
CZ01 | cPVVG | New Construction | Cooling | 7295.8 | 0
CZ01 | cPVVG | New Construction | Interior Lighting | 22628.9 | 0
CZ01 | cPVVG | New Construction | Exterior Lighting | 0 | 0
CZ01 | cPVVG | New Construction | Interior Equipment | 62910.82 | 66515.42
CZ01 | cPVVG | New Construction | Exterior Equipment | 0 | 0
CZ01 | cPVVG | New Construction | Fans | 20071.15 | 0
CZ01 | cPVVG | New Construction | Pumps | 0 | 0
CZ01 | cPVVG | New Construction | Heat Rejection | 0 | 0
CZ01 | cPVVG | New Construction | Humidification | 0 | 0
CZ01 | cPVVG | New Construction | Heat Recovery | 0 | 0
CZ01 | cPVVG | New Construction | Water Systems | 0 | 77857.04
CZ01 | cPVVG | New Construction | Refrigeration | 0 | 0
CZ01 | cPVVG | New Construction | Generators | 0 | 0
CZ01 | cPVVG | New Construction | Total End Uses | 112906.66 | 193991.43
CZ02 | cPVVG | New Construction | Heating | 0 | 41485.98
CZ02 | cPVVG | New Construction | Cooling | 20855.29 | 0
CZ02 | cPVVG | New Construction | Interior Lighting | 22628.9 | 0
CZ02 | cPVVG | New Construction | Exterior Lighting | 0 | 0
CZ02 | cPVVG | New Construction | Interior Equipment | 62910.82 | 66515.42
CZ02 | cPVVG | New Construction | Exterior Equipment | 0 | 0
CZ02 | cPVVG | New Construction | Fans | 35725.38 | 0
CZ02 | cPVVG | New Construction | Pumps | 0 | 0
CZ02 | cPVVG | New Construction | Heat Rejection | 0 | 0
CZ02 | cPVVG | New Construction | Humidification | 0 | 0
CZ02 | cPVVG | New Construction | Heat Recovery | 0 | 0
CZ02 | cPVVG | New Construction | Water Systems | 0 | 71724.9
CZ02 | cPVVG | New Construction | Refrigeration | 0 | 0
CZ02 | cPVVG | New Construction | Generators | 0 | 0
CZ02 | cPVVG | New Construction | Total End Uses | 142120.39 | 179726.3
CZ03 | cPVVG | New Construction | Heating | 0 | 27689.84
CZ03 | cPVVG | New Construction | Cooling | 15728.75 | 0
CZ03 | cPVVG | New Construction | Interior Lighting | 22628.9 | 0
CZ03 | cPVVG | New Construction | Exterior Lighting | 0 | 0
CZ03 | cPVVG | New Construction | Interior Equipment | 62910.82 | 66515.42
CZ03 | cPVVG | New Construction | Exterior Equipment | 0 | 0
CZ03 | cPVVG | New Construction | Fans | 32116.11 | 0
CZ03 | cPVVG | New Construction | Pumps | 0 | 0
CZ03 | cPVVG | New Construction | Heat Rejection | 0 | 0
CZ03 | cPVVG | New Construction | Humidification | 0 | 0
CZ03 | cPVVG | New Construction | Heat Recovery | 0 | 0
CZ03 | cPVVG | New Construction | Water Systems | 0 | 71447.4
CZ03 | cPVVG | New Construction | Refrigeration | 0 | 0
CZ03 | cPVVG | New Construction | Generators | 0 | 0
CZ03 | cPVVG | New Construction | Total End Uses | 133384.58 | 165652.66
CZ04 | cPVVG | New Construction | Heating | 0 | 23783.36
CZ04 | cPVVG | New Construction | Cooling | 25530.67 | 0
CZ04 | cPVVG | New Construction | Interior Lighting | 22628.9 | 0
CZ04 | cPVVG | New Construction | Exterior Lighting | 0 | 0
CZ04 | cPVVG | New Construction | Interior Equipment | 62910.82 | 66515.42
CZ04 | cPVVG | New Construction | Exterior Equipment | 0 | 0
CZ04 | cPVVG | New Construction | Fans | 37004.87 | 0
CZ04 | cPVVG | New Construction | Pumps | 0 | 0
CZ04 | cPVVG | New Construction | Heat Rejection | 0 | 0
CZ04 | cPVVG | New Construction | Humidification | 0 | 0
CZ04 | cPVVG | New Construction | Heat Recovery | 0 | 0
CZ04 | cPVVG | New Construction | Water Systems | 0 | 69068.37
CZ04 | cPVVG | New Construction | Refrigeration | 0 | 0
CZ04 | cPVVG | New Construction | Generators | 0 | 0
CZ04 | cPVVG | New Construction | Total End Uses | 148075.26 | 159367.16
CZ05 | cPVVG | New Construction | Heating | 0 | 27179.75
CZ05 | cPVVG | New Construction | Cooling | 17879.21 | 0
CZ05 | cPVVG | New Construction | Interior Lighting | 22628.9 | 0
CZ05 | cPVVG | New Construction | Exterior Lighting | 0 | 0
CZ05 | cPVVG | New Construction | Interior Equipment | 62910.82 | 66515.42
CZ05 | cPVVG | New Construction | Exterior Equipment | 0 | 0
CZ05 | cPVVG | New Construction | Fans | 32259.59 | 0
CZ05 | cPVVG | New Construction | Pumps | 0 | 0
CZ05 | cPVVG | New Construction | Heat Rejection | 0 | 0
CZ05 | cPVVG | New Construction | Humidification | 0 | 0
CZ05 | cPVVG | New Construction | Heat Recovery | 0 | 0
CZ05 | cPVVG | New Construction | Water Systems | 0 | 71456.95
CZ05 | cPVVG | New Construction | Refrigeration | 0 | 0
CZ05 | cPVVG | New Construction | Generators | 0 | 0
CZ05 | cPVVG | New Construction | Total End Uses | 135678.51 | 165152.12
CZ06 | cPVVG | New Construction | Heating | 0 | 6858.55
CZ06 | cPVVG | New Construction | Cooling | 28720.38 | 0
CZ06 | cPVVG | New Construction | Interior Lighting | 22628.9 | 0
CZ06 | cPVVG | New Construction | Exterior Lighting | 0 | 0
CZ06 | cPVVG | New Construction | Interior Equipment | 62910.82 | 66515.42
CZ06 | cPVVG | New Construction | Exterior Equipment | 0 | 0
CZ06 | cPVVG | New Construction | Fans | 35600.36 | 0
CZ06 | cPVVG | New Construction | Pumps | 0 | 0
CZ06 | cPVVG | New Construction | Heat Rejection | 0 | 0
CZ06 | cPVVG | New Construction | Humidification | 0 | 0
CZ06 | cPVVG | New Construction | Heat Recovery | 0 | 0
CZ06 | cPVVG | New Construction | Water Systems | 0 | 65980.43
CZ06 | cPVVG | New Construction | Refrigeration | 0 | 0
CZ06 | cPVVG | New Construction | Generators | 0 | 0
CZ06 | cPVVG | New Construction | Total End Uses | 149860.46 | 139354.4
CZ07 | cPVVG | New Construction | Heating | 0 | 6245.5
CZ07 | cPVVG | New Construction | Cooling | 30800.52 | 0
CZ07 | cPVVG | New Construction | Interior Lighting | 22628.9 | 0
CZ07 | cPVVG | New Construction | Exterior Lighting | 0 | 0
CZ07 | cPVVG | New Construction | Interior Equipment | 62910.82 | 66515.42
CZ07 | cPVVG | New Construction | Exterior Equipment | 0 | 0
CZ07 | cPVVG | New Construction | Fans | 35318.08 | 0
CZ07 | cPVVG | New Construction | Pumps | 0 | 0
CZ07 | cPVVG | New Construction | Heat Rejection | 0 | 0
CZ07 | cPVVG | New Construction | Humidification | 0 | 0
CZ07 | cPVVG | New Construction | Heat Recovery | 0 | 0
CZ07 | cPVVG | New Construction | Water Systems | 0 | 65161.53
CZ07 | cPVVG | New Construction | Refrigeration | 0 | 0
CZ07 | cPVVG | New Construction | Generators | 0 | 0
CZ07 | cPVVG | New Construction | Total End Uses | 151658.31 | 137922.45
CZ08 | cPVVG | New Construction | Heating | 0 | 9168.81
CZ08 | cPVVG | New Construction | Cooling | 34731.77 | 0
CZ08 | cPVVG | New Construction | Interior Lighting | 22628.9 | 0
CZ08 | cPVVG | New Construction | Exterior Lighting | 0 | 0
CZ08 | cPVVG | New Construction | Interior Equipment | 62910.82 | 66515.42
CZ08 | cPVVG | New Construction | Exterior Equipment | 0 | 0
CZ08 | cPVVG | New Construction | Fans | 38801.11 | 0
CZ08 | cPVVG | New Construction | Pumps | 0 | 0
CZ08 | cPVVG | New Construction | Heat Rejection | 0 | 0
CZ08 | cPVVG | New Construction | Humidification | 0 | 0
CZ08 | cPVVG | New Construction | Heat Recovery | 0 | 0
CZ08 | cPVVG | New Construction | Water Systems | 0 | 65075.78
CZ08 | cPVVG | New Construction | Refrigeration | 0 | 0
CZ08 | cPVVG | New Construction | Generators | 0 | 0
CZ08 | cPVVG | New Construction | Total End Uses | 159072.59 | 140760.01
CZ09 | cPVVG | New Construction | Heating | 0 | 7534.41
CZ09 | cPVVG | New Construction | Cooling | 38660.52 | 0
CZ09 | cPVVG | New Construction | Interior Lighting | 22628.9 | 0
CZ09 | cPVVG | New Construction | Exterior Lighting | 0 | 0
CZ09 | cPVVG | New Construction | Interior Equipment | 62910.82 | 66515.42
CZ09 | cPVVG | New Construction | Exterior Equipment | 0 | 0
CZ09 | cPVVG | New Construction | Fans | 41540.34 | 0
CZ09 | cPVVG | New Construction | Pumps | 0 | 0
CZ09 | cPVVG | New Construction | Heat Rejection | 0 | 0
CZ09 | cPVVG | New Construction | Humidification | 0 | 0
CZ09 | cPVVG | New Construction | Heat Recovery | 0 | 0
CZ09 | cPVVG | New Construction | Water Systems | 0 | 64203.35
CZ09 | cPVVG | New Construction | Refrigeration | 0 | 0
CZ09 | cPVVG | New Construction | Generators | 0 | 0
CZ09 | cPVVG | New Construction | Total End Uses | 165740.58 | 138253.18
CZ10 | cPVVG | New Construction | Heating | 0 | 16006.98
CZ10 | cPVVG | New Construction | Cooling | 47161.72 | 0
CZ10 | cPVVG | New Construction | Interior Lighting | 22628.9 | 0
CZ10 | cPVVG | New Construction | Exterior Lighting | 0 | 0
CZ10 | cPVVG | New Construction | Interior Equipment | 62910.82 | 66515.42
CZ10 | cPVVG | New Construction | Exterior Equipment | 0 | 0
CZ10 | cPVVG | New Construction | Fans | 43906.27 | 0
CZ10 | cPVVG | New Construction | Pumps | 0 | 0
CZ10 | cPVVG | New Construction | Heat Rejection | 0 | 0
CZ10 | cPVVG | New Construction | Humidification | 0 | 0
CZ10 | cPVVG | New Construction | Heat Recovery | 0 | 0
CZ10 | cPVVG | New Construction | Water Systems | 0 | 63716.38
CZ10 | cPVVG | New Construction | Refrigeration | 0 | 0
CZ10 | cPVVG | New Construction | Generators | 0 | 0
CZ10 | cPVVG | New Construction | Total End Uses | 176607.7 | 146238.78
CZ11 | cPVVG | New Construction | Heating | 0 | 26865.8
CZ11 | cPVVG | New Construction | Cooling | 41398.96 | 0
CZ11 | cPVVG | New Construction | Interior Lighting | 22628.9 | 0
CZ11 | cPVVG | New Construction | Exterior Lighting | 0 | 0
CZ11 | cPVVG | New Construction | Interior Equipment | 62910.82 | 66515.42
CZ11 | cPVVG | New Construction | Exterior Equipment | 0 | 0
CZ11 | cPVVG | New Construction | Fans | 31279.78 | 0
CZ11 | cPVVG | New Construction | Pumps | 0 | 0
CZ11 | cPVVG | New Construction | Heat Rejection | 0 | 0
CZ11 | cPVVG | New Construction | Humidification | 0 | 0
CZ11 | cPVVG | New Construction | Heat Recovery | 0 | 0
CZ11 | cPVVG | New Construction | Water Systems | 0 | 65069.1
CZ11 | cPVVG | New Construction | Refrigeration | 0 | 0
CZ11 | cPVVG | New Construction | Generators | 0 | 0
CZ11 | cPVVG | New Construction | Total End Uses | 158218.45 | 158450.33
CZ12 | cPVVG | New Construction | Heating | 0 | 26692.95
CZ12 | cPVVG | New Construction | Cooling | 34824.36 | 0
CZ12 | cPVVG | New Construction | Interior Lighting | 22628.9 | 0
CZ12 | cPVVG | New Construction | Exterior Lighting | 0 | 0
CZ12 | cPVVG | New Construction | Interior Equipment | 62910.82 | 66515.42
CZ12 | cPVVG | New Construction | Exterior Equipment | 0 | 0
CZ12 | cPVVG | New Construction | Fans | 29695.42 | 0
CZ12 | cPVVG | New Construction | Pumps | 0 | 0
CZ12 | cPVVG | New Construction | Heat Rejection | 0 | 0
CZ12 | cPVVG | New Construction | Humidification | 0 | 0
CZ12 | cPVVG | New Construction | Heat Recovery | 0 | 0
CZ12 | cPVVG | New Construction | Water Systems | 0 | 66852.27
CZ12 | cPVVG | New Construction | Refrigeration | 0 | 0
CZ12 | cPVVG | New Construction | Generators | 0 | 0
CZ12 | cPVVG | New Construction | Total End Uses | 150059.5 | 160060.64
CZ13 | cPVVG | New Construction | Heating | 0 | 21353.21
CZ13 | cPVVG | New Construction | Cooling | 46408.02 | 0
CZ13 | cPVVG | New Construction | Interior Lighting | 22628.9 | 0
CZ13 | cPVVG | New Construction | Exterior Lighting | 0 | 0
CZ13 | cPVVG | New Construction | Interior Equipment | 62910.82 | 66515.42
CZ13 | cPVVG | New Construction | Exterior Equipment | 0 | 0
CZ13 | cPVVG | New Construction | Fans | 32264.49 | 0
CZ13 | cPVVG | New Construction | Pumps | 0 | 0
CZ13 | cPVVG | New Construction | Heat Rejection | 0 | 0
CZ13 | cPVVG | New Construction | Humidification | 0 | 0
CZ13 | cPVVG | New Construction | Heat Recovery | 0 | 0
CZ13 | cPVVG | New Construction | Water Systems | 0 | 63240.78
CZ13 | cPVVG | New Construction | Refrigeration | 0 | 0
CZ13 | cPVVG | New Construction | Generators | 0 | 0
CZ13 | cPVVG | New Construction | Total End Uses | 164212.22 | 151109.41
CZ14 | cPVVG | New Construction | Heating | 0 | 13561.14
CZ14 | cPVVG | New Construction | Cooling | 56684.24 | 0
CZ14 | cPVVG | New Construction | Interior Lighting | 22628.9 | 0
CZ14 | cPVVG | New Construction | Exterior Lighting | 0 | 0
CZ14 | cPVVG | New Construction | Interior Equipment | 62910.82 | 66515.42
CZ14 | cPVVG | New Construction | Exterior Equipment | 0 | 0
CZ14 | cPVVG | New Construction | Fans | 36168.18 | 0
CZ14 | cPVVG | New Construction | Pumps | 0 | 0
CZ14 | cPVVG | New Construction | Heat Rejection | 0 | 0
CZ14 | cPVVG | New Construction | Humidification | 0 | 0
CZ14 | cPVVG | New Construction | Heat Recovery | 0 | 0
CZ14 | cPVVG | New Construction | Water Systems | 0 | 60141.39
CZ14 | cPVVG | New Construction | Refrigeration | 0 | 0
CZ14 | cPVVG | New Construction | Generators | 0 | 0
CZ14 | cPVVG | New Construction | Total End Uses | 178392.14 | 140217.95
CZ15 | cPVVG | New Construction | Heating | 0 | 4645.53
CZ15 | cPVVG | New Construction | Cooling | 76347.48 | 0
CZ15 | cPVVG | New Construction | Interior Lighting | 22628.9 | 0
CZ15 | cPVVG | New Construction | Exterior Lighting | 0 | 0
CZ15 | cPVVG | New Construction | Interior Equipment | 62910.82 | 66515.42
CZ15 | cPVVG | New Construction | Exterior Equipment | 0 | 0
CZ15 | cPVVG | New Construction | Fans | 37013.24 | 0
CZ15 | cPVVG | New Construction | Pumps | 0 | 0
CZ15 | cPVVG | New Construction | Heat Rejection | 0 | 0
CZ15 | cPVVG | New Construction | Humidification | 0 | 0
CZ15 | cPVVG | New Construction | Heat Recovery | 0 | 0
CZ15 | cPVVG | New Construction | Water Systems | 0 | 53613.07
CZ15 | cPVVG | New Construction | Refrigeration | 0 | 0
CZ15 | cPVVG | New Construction | Generators | 0 | 0
CZ15 | cPVVG | New Construction | Total End Uses | 198900.43 | 124774.02
CZ16 | cPVVG | New Construction | Heating | 0 | 37590.91
CZ16 | cPVVG | New Construction | Cooling | 37324.64 | 0
CZ16 | cPVVG | New Construction | Interior Lighting | 22628.9 | 0
CZ16 | cPVVG | New Construction | Exterior Lighting | 0 | 0
CZ16 | cPVVG | New Construction | Interior Equipment | 62910.82 | 66515.42
CZ16 | cPVVG | New Construction | Exterior Equipment | 0 | 0
CZ16 | cPVVG | New Construction | Fans | 34297.27 | 0
CZ16 | cPVVG | New Construction | Pumps | 0 | 0
CZ16 | cPVVG | New Construction | Heat Rejection | 0 | 0
CZ16 | cPVVG | New Construction | Humidification | 0 | 0
CZ16 | cPVVG | New Construction | Heat Recovery | 0 | 0
CZ16 | cPVVG | New Construction | Water Systems | 0 | 70585.05
CZ16 | cPVVG | New Construction | Refrigeration | 0 | 0
CZ16 | cPVVG | New Construction | Generators | 0 | 0
CZ16 | cPVVG | New Construction | Total End Uses | 157161.63 | 174691.38

## Raw_endusebreakdownannual (hidden)
Vintage | Climate Zone | HVAC System | End Use | Electricity [kBtu] | Natural Gas [kBtu]
Existing | CZ01 | cAVVG | Heating | 0 | 57320.47
Existing | CZ01 | cAVVG | Cooling | 10040 | 0
Existing | CZ01 | cAVVG | Interior Lighting | 45240.58 | 0
Existing | CZ01 | cAVVG | Exterior Lighting | 0 | 0
Existing | CZ01 | cAVVG | Interior Equipment | 62910.82 | 66515.42
Existing | CZ01 | cAVVG | Exterior Equipment | 0 | 0
Existing | CZ01 | cAVVG | Fans | 27772.51 | 0
Existing | CZ01 | cAVVG | Pumps | 126.09 | 0
Existing | CZ01 | cAVVG | Heat Rejection | 0 | 0
Existing | CZ01 | cAVVG | Humidification | 0 | 0
Existing | CZ01 | cAVVG | Heat Recovery | 0 | 0
Existing | CZ01 | cAVVG | Water Systems | 0 | 77900.43
Existing | CZ01 | cAVVG | Refrigeration | 0 | 0
Existing | CZ01 | cAVVG | Generators | 0 | 0
Existing | CZ01 | cAVVG | Total End Uses | 146090 | 201736.32
Existing | CZ02 | cAVVG | Heating | 0 | 43433.12
Existing | CZ02 | cAVVG | Cooling | 33660.68 | 0
Existing | CZ02 | cAVVG | Interior Lighting | 45240.58 | 0
Existing | CZ02 | cAVVG | Exterior Lighting | 0 | 0
Existing | CZ02 | cAVVG | Interior Equipment | 62910.82 | 66515.42
Existing | CZ02 | cAVVG | Exterior Equipment | 0 | 0
Existing | CZ02 | cAVVG | Fans | 38021.16 | 0
Existing | CZ02 | cAVVG | Pumps | 799.83 | 0
Existing | CZ02 | cAVVG | Heat Rejection | 0 | 0
Existing | CZ02 | cAVVG | Humidification | 0 | 0
Existing | CZ02 | cAVVG | Heat Recovery | 0 | 0
Existing | CZ02 | cAVVG | Water Systems | 0 | 71742.9
Existing | CZ02 | cAVVG | Refrigeration | 0 | 0
Existing | CZ02 | cAVVG | Generators | 0 | 0
Existing | CZ02 | cAVVG | Total End Uses | 180633.06 | 181691.44
Existing | CZ03 | cAVVG | Heating | 0 | 26122.05
Existing | CZ03 | cAVVG | Cooling | 25446.34 | 0
Existing | CZ03 | cAVVG | Interior Lighting | 45240.58 | 0
Existing | CZ03 | cAVVG | Exterior Lighting | 0 | 0
Existing | CZ03 | cAVVG | Interior Equipment | 62910.82 | 66515.42
Existing | CZ03 | cAVVG | Exterior Equipment | 0 | 0
Existing | CZ03 | cAVVG | Fans | 31449.17 | 0
Existing | CZ03 | cAVVG | Pumps | 562.95 | 0
Existing | CZ03 | cAVVG | Heat Rejection | 0 | 0
Existing | CZ03 | cAVVG | Humidification | 0 | 0
Existing | CZ03 | cAVVG | Heat Recovery | 0 | 0
Existing | CZ03 | cAVVG | Water Systems | 0 | 71466.44
Existing | CZ03 | cAVVG | Refrigeration | 0 | 0
Existing | CZ03 | cAVVG | Generators | 0 | 0
Existing | CZ03 | cAVVG | Total End Uses | 165609.85 | 164103.91
Existing | CZ04 | cAVVG | Heating | 0 | 24437.9
Existing | CZ04 | cAVVG | Cooling | 39887.89 | 0
Existing | CZ04 | cAVVG | Interior Lighting | 45240.58 | 0
Existing | CZ04 | cAVVG | Exterior Lighting | 0 | 0
Existing | CZ04 | cAVVG | Interior Equipment | 62910.82 | 66515.42
Existing | CZ04 | cAVVG | Exterior Equipment | 0 | 0
Existing | CZ04 | cAVVG | Fans | 39281.44 | 0
Existing | CZ04 | cAVVG | Pumps | 890.9 | 0
Existing | CZ04 | cAVVG | Heat Rejection | 0 | 0
Existing | CZ04 | cAVVG | Humidification | 0 | 0
Existing | CZ04 | cAVVG | Heat Recovery | 0 | 0
Existing | CZ04 | cAVVG | Water Systems | 0 | 69084.03
Existing | CZ04 | cAVVG | Refrigeration | 0 | 0
Existing | CZ04 | cAVVG | Generators | 0 | 0
Existing | CZ04 | cAVVG | Total End Uses | 188211.62 | 160037.36
Existing | CZ05 | cAVVG | Heating | 0 | 24070.3
Existing | CZ05 | cAVVG | Cooling | 28215.38 | 0
Existing | CZ05 | cAVVG | Interior Lighting | 45240.58 | 0
Existing | CZ05 | cAVVG | Exterior Lighting | 0 | 0
Existing | CZ05 | cAVVG | Interior Equipment | 62910.82 | 66515.42
Existing | CZ05 | cAVVG | Exterior Equipment | 0 | 0
Existing | CZ05 | cAVVG | Fans | 33675.96 | 0
Existing | CZ05 | cAVVG | Pumps | 614.79 | 0
Existing | CZ05 | cAVVG | Heat Rejection | 0 | 0
Existing | CZ05 | cAVVG | Humidification | 0 | 0
Existing | CZ05 | cAVVG | Heat Recovery | 0 | 0
Existing | CZ05 | cAVVG | Water Systems | 0 | 71469.62
Existing | CZ05 | cAVVG | Refrigeration | 0 | 0
Existing | CZ05 | cAVVG | Generators | 0 | 0
Existing | CZ05 | cAVVG | Total End Uses | 170657.52 | 162055.34
Existing | CZ06 | cAVVG | Heating | 0 | 6278.51
Existing | CZ06 | cAVVG | Cooling | 44943.57 | 0
Existing | CZ06 | cAVVG | Interior Lighting | 45240.58 | 0
Existing | CZ06 | cAVVG | Exterior Lighting | 0 | 0
Existing | CZ06 | cAVVG | Interior Equipment | 62910.82 | 66515.42
Existing | CZ06 | cAVVG | Exterior Equipment | 0 | 0
Existing | CZ06 | cAVVG | Fans | 39324.81 | 0
Existing | CZ06 | cAVVG | Pumps | 1077.36 | 0
Existing | CZ06 | cAVVG | Heat Rejection | 0 | 0
Existing | CZ06 | cAVVG | Humidification | 0 | 0
Existing | CZ06 | cAVVG | Heat Recovery | 0 | 0
Existing | CZ06 | cAVVG | Water Systems | 0 | 65990.31
Existing | CZ06 | cAVVG | Refrigeration | 0 | 0
Existing | CZ06 | cAVVG | Generators | 0 | 0
Existing | CZ06 | cAVVG | Total End Uses | 193497.13 | 138784.24
Existing | CZ07 | cAVVG | Heating | 0 | 7161.58
Existing | CZ07 | cAVVG | Cooling | 49702.21 | 0
Existing | CZ07 | cAVVG | Interior Lighting | 45240.58 | 0
Existing | CZ07 | cAVVG | Exterior Lighting | 0 | 0
Existing | CZ07 | cAVVG | Interior Equipment | 62910.82 | 66515.42
Existing | CZ07 | cAVVG | Exterior Equipment | 0 | 0
Existing | CZ07 | cAVVG | Fans | 44085.27 | 0
Existing | CZ07 | cAVVG | Pumps | 1230.1 | 0
Existing | CZ07 | cAVVG | Heat Rejection | 0 | 0
Existing | CZ07 | cAVVG | Humidification | 0 | 0
Existing | CZ07 | cAVVG | Heat Recovery | 0 | 0
Existing | CZ07 | cAVVG | Water Systems | 0 | 65174.39
Existing | CZ07 | cAVVG | Refrigeration | 0 | 0
Existing | CZ07 | cAVVG | Generators | 0 | 0
Existing | CZ07 | cAVVG | Total End Uses | 203168.96 | 138851.4
Existing | CZ08 | cAVVG | Heating | 0 | 9081.09
Existing | CZ08 | cAVVG | Cooling | 54708.85 | 0
Existing | CZ08 | cAVVG | Interior Lighting | 45240.58 | 0
Existing | CZ08 | cAVVG | Exterior Lighting | 0 | 0
Existing | CZ08 | cAVVG | Interior Equipment | 62910.82 | 66515.42
Existing | CZ08 | cAVVG | Exterior Equipment | 0 | 0
Existing | CZ08 | cAVVG | Fans | 45145.97 | 0
Existing | CZ08 | cAVVG | Pumps | 1289.45 | 0
Existing | CZ08 | cAVVG | Heat Rejection | 0 | 0
Existing | CZ08 | cAVVG | Humidification | 0 | 0
Existing | CZ08 | cAVVG | Heat Recovery | 0 | 0
Existing | CZ08 | cAVVG | Water Systems | 0 | 65086.29
Existing | CZ08 | cAVVG | Refrigeration | 0 | 0
Existing | CZ08 | cAVVG | Generators | 0 | 0
Existing | CZ08 | cAVVG | Total End Uses | 209295.66 | 140682.8
Existing | CZ09 | cAVVG | Heating | 0 | 8017.32
Existing | CZ09 | cAVVG | Cooling | 61153.05 | 0
Existing | CZ09 | cAVVG | Interior Lighting | 45240.58 | 0
Existing | CZ09 | cAVVG | Exterior Lighting | 0 | 0
Existing | CZ09 | cAVVG | Interior Equipment | 62910.82 | 66515.42
Existing | CZ09 | cAVVG | Exterior Equipment | 0 | 0
Existing | CZ09 | cAVVG | Fans | 49821.26 | 0
Existing | CZ09 | cAVVG | Pumps | 1403.85 | 0
Existing | CZ09 | cAVVG | Heat Rejection | 0 | 0
Existing | CZ09 | cAVVG | Humidification | 0 | 0
Existing | CZ09 | cAVVG | Heat Recovery | 0 | 0
Existing | CZ09 | cAVVG | Water Systems | 0 | 64211.51
Existing | CZ09 | cAVVG | Refrigeration | 0 | 0
Existing | CZ09 | cAVVG | Generators | 0 | 0
Existing | CZ09 | cAVVG | Total End Uses | 220529.56 | 138744.25
Existing | CZ10 | cAVVG | Heating | 0 | 20608.3
Existing | CZ10 | cAVVG | Cooling | 71579.06 | 0
Existing | CZ10 | cAVVG | Interior Lighting | 45240.58 | 0
Existing | CZ10 | cAVVG | Exterior Lighting | 0 | 0
Existing | CZ10 | cAVVG | Interior Equipment | 62910.82 | 66515.42
Existing | CZ10 | cAVVG | Exterior Equipment | 0 | 0
Existing | CZ10 | cAVVG | Fans | 55028.38 | 0
Existing | CZ10 | cAVVG | Pumps | 1528.98 | 0
Existing | CZ10 | cAVVG | Heat Rejection | 0 | 0
Existing | CZ10 | cAVVG | Humidification | 0 | 0
Existing | CZ10 | cAVVG | Heat Recovery | 0 | 0
Existing | CZ10 | cAVVG | Water Systems | 0 | 63724.37
Existing | CZ10 | cAVVG | Refrigeration | 0 | 0
Existing | CZ10 | cAVVG | Generators | 0 | 0
Existing | CZ10 | cAVVG | Total End Uses | 236287.81 | 150848.1
Existing | CZ11 | cAVVG | Heating | 0 | 45515.77
Existing | CZ11 | cAVVG | Cooling | 71682.57 | 0
Existing | CZ11 | cAVVG | Interior Lighting | 45240.58 | 0
Existing | CZ11 | cAVVG | Exterior Lighting | 0 | 0
Existing | CZ11 | cAVVG | Interior Equipment | 62910.82 | 66515.42
Existing | CZ11 | cAVVG | Exterior Equipment | 0 | 0
Existing | CZ11 | cAVVG | Fans | 55483.83 | 0
Existing | CZ11 | cAVVG | Pumps | 994.79 | 0
Existing | CZ11 | cAVVG | Heat Rejection | 0 | 0
Existing | CZ11 | cAVVG | Humidification | 0 | 0
Existing | CZ11 | cAVVG | Heat Recovery | 0 | 0
Existing | CZ11 | cAVVG | Water Systems | 0 | 65105.71
Existing | CZ11 | cAVVG | Refrigeration | 0 | 0
Existing | CZ11 | cAVVG | Generators | 0 | 0
Existing | CZ11 | cAVVG | Total End Uses | 236312.59 | 177136.9
Existing | CZ12 | cAVVG | Heating | 0 | 38673.1
Existing | CZ12 | cAVVG | Cooling | 58777.66 | 0
Existing | CZ12 | cAVVG | Interior Lighting | 45240.58 | 0
Existing | CZ12 | cAVVG | Exterior Lighting | 0 | 0
Existing | CZ12 | cAVVG | Interior Equipment | 62910.82 | 66515.42
Existing | CZ12 | cAVVG | Exterior Equipment | 0 | 0
Existing | CZ12 | cAVVG | Fans | 47733.5 | 0
Existing | CZ12 | cAVVG | Pumps | 901.52 | 0
Existing | CZ12 | cAVVG | Heat Rejection | 0 | 0
Existing | CZ12 | cAVVG | Humidification | 0 | 0
Existing | CZ12 | cAVVG | Heat Recovery | 0 | 0
Existing | CZ12 | cAVVG | Water Systems | 0 | 66879.11
Existing | CZ12 | cAVVG | Refrigeration | 0 | 0
Existing | CZ12 | cAVVG | Generators | 0 | 0
Existing | CZ12 | cAVVG | Total End Uses | 215564.07 | 172067.62
Existing | CZ13 | cAVVG | Heating | 0 | 33125.77
Existing | CZ13 | cAVVG | Cooling | 78819.54 | 0
Existing | CZ13 | cAVVG | Interior Lighting | 45240.58 | 0
Existing | CZ13 | cAVVG | Exterior Lighting | 0 | 0
Existing | CZ13 | cAVVG | Interior Equipment | 62910.82 | 66515.42
Existing | CZ13 | cAVVG | Exterior Equipment | 0 | 0
Existing | CZ13 | cAVVG | Fans | 56904.46 | 0
Existing | CZ13 | cAVVG | Pumps | 1080.61 | 0
Existing | CZ13 | cAVVG | Heat Rejection | 0 | 0
Existing | CZ13 | cAVVG | Humidification | 0 | 0
Existing | CZ13 | cAVVG | Heat Recovery | 0 | 0
Existing | CZ13 | cAVVG | Water Systems | 0 | 63272.76
Existing | CZ13 | cAVVG | Refrigeration | 0 | 0
Existing | CZ13 | cAVVG | Generators | 0 | 0
Existing | CZ13 | cAVVG | Total End Uses | 244956.01 | 162913.94
Existing | CZ14 | cAVVG | Heating | 0 | 21264.99
Existing | CZ14 | cAVVG | Cooling | 94328.33 | 0
Existing | CZ14 | cAVVG | Interior Lighting | 45240.58 | 0
Existing | CZ14 | cAVVG | Exterior Lighting | 0 | 0
Existing | CZ14 | cAVVG | Interior Equipment | 62910.82 | 66515.42
Existing | CZ14 | cAVVG | Exterior Equipment | 0 | 0
Existing | CZ14 | cAVVG | Fans | 65396.97 | 0
Existing | CZ14 | cAVVG | Pumps | 1710.7 | 0
Existing | CZ14 | cAVVG | Heat Rejection | 0 | 0
Existing | CZ14 | cAVVG | Humidification | 0 | 0
Existing | CZ14 | cAVVG | Heat Recovery | 0 | 0
Existing | CZ14 | cAVVG | Water Systems | 0 | 60172.14
Existing | CZ14 | cAVVG | Refrigeration | 0 | 0
Existing | CZ14 | cAVVG | Generators | 0 | 0
Existing | CZ14 | cAVVG | Total End Uses | 269587.39 | 147952.56
Existing | CZ15 | cAVVG | Heating | 0 | 12072.56
Existing | CZ15 | cAVVG | Cooling | 127167.01 | 0
Existing | CZ15 | cAVVG | Interior Lighting | 45240.58 | 0
Existing | CZ15 | cAVVG | Exterior Lighting | 0 | 0
Existing | CZ15 | cAVVG | Interior Equipment | 62910.82 | 66515.42
Existing | CZ15 | cAVVG | Exterior Equipment | 0 | 0
Existing | CZ15 | cAVVG | Fans | 69957.32 | 0
Existing | CZ15 | cAVVG | Pumps | 1432.38 | 0
Existing | CZ15 | cAVVG | Heat Rejection | 0 | 0
Existing | CZ15 | cAVVG | Humidification | 0 | 0
Existing | CZ15 | cAVVG | Heat Recovery | 0 | 0
Existing | CZ15 | cAVVG | Water Systems | 0 | 53639.17
Existing | CZ15 | cAVVG | Refrigeration | 0 | 0
Existing | CZ15 | cAVVG | Generators | 0 | 0
Existing | CZ15 | cAVVG | Total End Uses | 306708.1 | 132227.15
Existing | CZ16 | cAVVG | Heating | 0 | 58089.88
Existing | CZ16 | cAVVG | Cooling | 62446.57 | 0
Existing | CZ16 | cAVVG | Interior Lighting | 45240.58 | 0
Existing | CZ16 | cAVVG | Exterior Lighting | 0 | 0
Existing | CZ16 | cAVVG | Interior Equipment | 62910.82 | 66515.42
Existing | CZ16 | cAVVG | Exterior Equipment | 0 | 0
Existing | CZ16 | cAVVG | Fans | 62907.53 | 0
Existing | CZ16 | cAVVG | Pumps | 1319.53 | 0
Existing | CZ16 | cAVVG | Heat Rejection | 0 | 0
Existing | CZ16 | cAVVG | Humidification | 0 | 0
Existing | CZ16 | cAVVG | Heat Recovery | 0 | 0
Existing | CZ16 | cAVVG | Water Systems | 0 | 70611.77
Existing | CZ16 | cAVVG | Refrigeration | 0 | 0
Existing | CZ16 | cAVVG | Generators | 0 | 0
Existing | CZ16 | cAVVG | Total End Uses | 234825.03 | 195217.06
New Construction | CZ01 | cAVVG | Heating | 0 | 51371.23
New Construction | CZ01 | cAVVG | Cooling | 7496.44 | 0
New Construction | CZ01 | cAVVG | Interior Lighting | 22628.9 | 0
New Construction | CZ01 | cAVVG | Exterior Lighting | 0 | 0
New Construction | CZ01 | cAVVG | Interior Equipment | 62910.82 | 66515.42
New Construction | CZ01 | cAVVG | Exterior Equipment | 0 | 0
New Construction | CZ01 | cAVVG | Fans | 28635.57 | 0
New Construction | CZ01 | cAVVG | Pumps | 56.93 | 0
New Construction | CZ01 | cAVVG | Heat Rejection | 0 | 0
New Construction | CZ01 | cAVVG | Humidification | 0 | 0
New Construction | CZ01 | cAVVG | Heat Recovery | 0 | 0
New Construction | CZ01 | cAVVG | Water Systems | 0 | 77856.12
New Construction | CZ01 | cAVVG | Refrigeration | 0 | 0
New Construction | CZ01 | cAVVG | Generators | 0 | 0
New Construction | CZ01 | cAVVG | Total End Uses | 121728.66 | 195742.78
New Construction | CZ02 | cAVVG | Heating | 0 | 54451.28
New Construction | CZ02 | cAVVG | Cooling | 25121.66 | 0
New Construction | CZ02 | cAVVG | Interior Lighting | 22628.9 | 0
New Construction | CZ02 | cAVVG | Exterior Lighting | 0 | 0
New Construction | CZ02 | cAVVG | Interior Equipment | 62910.82 | 66515.42
New Construction | CZ02 | cAVVG | Exterior Equipment | 0 | 0
New Construction | CZ02 | cAVVG | Fans | 35773.61 | 0
New Construction | CZ02 | cAVVG | Pumps | 436.47 | 0
New Construction | CZ02 | cAVVG | Heat Rejection | 0 | 0
New Construction | CZ02 | cAVVG | Humidification | 0 | 0
New Construction | CZ02 | cAVVG | Heat Recovery | 0 | 0
New Construction | CZ02 | cAVVG | Water Systems | 0 | 71724.68
New Construction | CZ02 | cAVVG | Refrigeration | 0 | 0
New Construction | CZ02 | cAVVG | Generators | 0 | 0
New Construction | CZ02 | cAVVG | Total End Uses | 146871.46 | 192691.38
New Construction | CZ03 | cAVVG | Heating | 0 | 36878.22
New Construction | CZ03 | cAVVG | Cooling | 18102.45 | 0
New Construction | CZ03 | cAVVG | Interior Lighting | 22628.9 | 0
New Construction | CZ03 | cAVVG | Exterior Lighting | 0 | 0
New Construction | CZ03 | cAVVG | Interior Equipment | 62910.82 | 66515.42
New Construction | CZ03 | cAVVG | Exterior Equipment | 0 | 0
New Construction | CZ03 | cAVVG | Fans | 29593.11 | 0
New Construction | CZ03 | cAVVG | Pumps | 376.51 | 0
New Construction | CZ03 | cAVVG | Heat Rejection | 0 | 0
New Construction | CZ03 | cAVVG | Humidification | 0 | 0
New Construction | CZ03 | cAVVG | Heat Recovery | 0 | 0
New Construction | CZ03 | cAVVG | Water Systems | 0 | 71447.25
New Construction | CZ03 | cAVVG | Refrigeration | 0 | 0
New Construction | CZ03 | cAVVG | Generators | 0 | 0
New Construction | CZ03 | cAVVG | Total End Uses | 133611.79 | 174840.89
New Construction | CZ04 | cAVVG | Heating | 0 | 33271.36
New Construction | CZ04 | cAVVG | Cooling | 30404.16 | 0
New Construction | CZ04 | cAVVG | Interior Lighting | 22628.9 | 0
New Construction | CZ04 | cAVVG | Exterior Lighting | 0 | 0
New Construction | CZ04 | cAVVG | Interior Equipment | 62910.82 | 66515.42
New Construction | CZ04 | cAVVG | Exterior Equipment | 0 | 0
New Construction | CZ04 | cAVVG | Fans | 35658.4 | 0
New Construction | CZ04 | cAVVG | Pumps | 496.12 | 0
New Construction | CZ04 | cAVVG | Heat Rejection | 0 | 0
New Construction | CZ04 | cAVVG | Humidification | 0 | 0
New Construction | CZ04 | cAVVG | Heat Recovery | 0 | 0
New Construction | CZ04 | cAVVG | Water Systems | 0 | 69067.99
New Construction | CZ04 | cAVVG | Refrigeration | 0 | 0
New Construction | CZ04 | cAVVG | Generators | 0 | 0
New Construction | CZ04 | cAVVG | Total End Uses | 152098.39 | 168854.77
New Construction | CZ05 | cAVVG | Heating | 0 | 35335.87
New Construction | CZ05 | cAVVG | Cooling | 20070.63 | 0
New Construction | CZ05 | cAVVG | Interior Lighting | 22628.9 | 0
New Construction | CZ05 | cAVVG | Exterior Lighting | 0 | 0
New Construction | CZ05 | cAVVG | Interior Equipment | 62910.82 | 66515.42
New Construction | CZ05 | cAVVG | Exterior Equipment | 0 | 0
New Construction | CZ05 | cAVVG | Fans | 31180.11 | 0
New Construction | CZ05 | cAVVG | Pumps | 392.25 | 0
New Construction | CZ05 | cAVVG | Heat Rejection | 0 | 0
New Construction | CZ05 | cAVVG | Humidification | 0 | 0
New Construction | CZ05 | cAVVG | Heat Recovery | 0 | 0
New Construction | CZ05 | cAVVG | Water Systems | 0 | 71455.87
New Construction | CZ05 | cAVVG | Refrigeration | 0 | 0
New Construction | CZ05 | cAVVG | Generators | 0 | 0
New Construction | CZ05 | cAVVG | Total End Uses | 137182.7 | 173307.16
New Construction | CZ06 | cAVVG | Heating | 0 | 10905.18
New Construction | CZ06 | cAVVG | Cooling | 34584.2 | 0
New Construction | CZ06 | cAVVG | Interior Lighting | 22628.9 | 0
New Construction | CZ06 | cAVVG | Exterior Lighting | 0 | 0
New Construction | CZ06 | cAVVG | Interior Equipment | 62910.82 | 66515.42
New Construction | CZ06 | cAVVG | Exterior Equipment | 0 | 0
New Construction | CZ06 | cAVVG | Fans | 34006.5 | 0
New Construction | CZ06 | cAVVG | Pumps | 753.31 | 0
New Construction | CZ06 | cAVVG | Heat Rejection | 0 | 0
New Construction | CZ06 | cAVVG | Humidification | 0 | 0
New Construction | CZ06 | cAVVG | Heat Recovery | 0 | 0
New Construction | CZ06 | cAVVG | Water Systems | 0 | 65980.38
New Construction | CZ06 | cAVVG | Refrigeration | 0 | 0
New Construction | CZ06 | cAVVG | Generators | 0 | 0
New Construction | CZ06 | cAVVG | Total End Uses | 154883.72 | 143400.97
New Construction | CZ07 | cAVVG | Heating | 0 | 14209.26
New Construction | CZ07 | cAVVG | Cooling | 40094.22 | 0
New Construction | CZ07 | cAVVG | Interior Lighting | 22628.9 | 0
New Construction | CZ07 | cAVVG | Exterior Lighting | 0 | 0
New Construction | CZ07 | cAVVG | Interior Equipment | 62910.82 | 66515.42
New Construction | CZ07 | cAVVG | Exterior Equipment | 0 | 0
New Construction | CZ07 | cAVVG | Fans | 37760.4 | 0
New Construction | CZ07 | cAVVG | Pumps | 744.4 | 0
New Construction | CZ07 | cAVVG | Heat Rejection | 0 | 0
New Construction | CZ07 | cAVVG | Humidification | 0 | 0
New Construction | CZ07 | cAVVG | Heat Recovery | 0 | 0
New Construction | CZ07 | cAVVG | Water Systems | 0 | 65160.76
New Construction | CZ07 | cAVVG | Refrigeration | 0 | 0
New Construction | CZ07 | cAVVG | Generators | 0 | 0
New Construction | CZ07 | cAVVG | Total End Uses | 164138.74 | 145885.44
New Construction | CZ08 | cAVVG | Heating | 0 | 15433.67
New Construction | CZ08 | cAVVG | Cooling | 43515.11 | 0
New Construction | CZ08 | cAVVG | Interior Lighting | 22628.9 | 0
New Construction | CZ08 | cAVVG | Exterior Lighting | 0 | 0
New Construction | CZ08 | cAVVG | Interior Equipment | 62910.82 | 66515.42
New Construction | CZ08 | cAVVG | Exterior Equipment | 0 | 0
New Construction | CZ08 | cAVVG | Fans | 39857.67 | 0
New Construction | CZ08 | cAVVG | Pumps | 737.26 | 0
New Construction | CZ08 | cAVVG | Heat Rejection | 0 | 0
New Construction | CZ08 | cAVVG | Humidification | 0 | 0
New Construction | CZ08 | cAVVG | Heat Recovery | 0 | 0
New Construction | CZ08 | cAVVG | Water Systems | 0 | 65075.47
New Construction | CZ08 | cAVVG | Refrigeration | 0 | 0
New Construction | CZ08 | cAVVG | Generators | 0 | 0
New Construction | CZ08 | cAVVG | Total End Uses | 169649.75 | 147024.56
New Construction | CZ09 | cAVVG | Heating | 0 | 14685.42
New Construction | CZ09 | cAVVG | Cooling | 48467.01 | 0
New Construction | CZ09 | cAVVG | Interior Lighting | 22628.9 | 0
New Construction | CZ09 | cAVVG | Exterior Lighting | 0 | 0
New Construction | CZ09 | cAVVG | Interior Equipment | 62910.82 | 66515.42
New Construction | CZ09 | cAVVG | Exterior Equipment | 0 | 0
New Construction | CZ09 | cAVVG | Fans | 43213.4 | 0
New Construction | CZ09 | cAVVG | Pumps | 786.51 | 0
New Construction | CZ09 | cAVVG | Heat Rejection | 0 | 0
New Construction | CZ09 | cAVVG | Humidification | 0 | 0
New Construction | CZ09 | cAVVG | Heat Recovery | 0 | 0
New Construction | CZ09 | cAVVG | Water Systems | 0 | 64203.4
New Construction | CZ09 | cAVVG | Refrigeration | 0 | 0
New Construction | CZ09 | cAVVG | Generators | 0 | 0
New Construction | CZ09 | cAVVG | Total End Uses | 178006.63 | 145404.25
New Construction | CZ10 | cAVVG | Heating | 0 | 24839.55
New Construction | CZ10 | cAVVG | Cooling | 57531.77 | 0
New Construction | CZ10 | cAVVG | Interior Lighting | 22628.9 | 0
New Construction | CZ10 | cAVVG | Exterior Lighting | 0 | 0
New Construction | CZ10 | cAVVG | Interior Equipment | 62910.82 | 66515.42
New Construction | CZ10 | cAVVG | Exterior Equipment | 0 | 0
New Construction | CZ10 | cAVVG | Fans | 47109.76 | 0
New Construction | CZ10 | cAVVG | Pumps | 811.18 | 0
New Construction | CZ10 | cAVVG | Heat Rejection | 0 | 0
New Construction | CZ10 | cAVVG | Humidification | 0 | 0
New Construction | CZ10 | cAVVG | Heat Recovery | 0 | 0
New Construction | CZ10 | cAVVG | Water Systems | 0 | 63717.07
New Construction | CZ10 | cAVVG | Refrigeration | 0 | 0
New Construction | CZ10 | cAVVG | Generators | 0 | 0
New Construction | CZ10 | cAVVG | Total End Uses | 190992.43 | 155072.03
New Construction | CZ11 | cAVVG | Heating | 0 | 32439.25
New Construction | CZ11 | cAVVG | Cooling | 49095.41 | 0
New Construction | CZ11 | cAVVG | Interior Lighting | 22628.9 | 0
New Construction | CZ11 | cAVVG | Exterior Lighting | 0 | 0
New Construction | CZ11 | cAVVG | Interior Equipment | 62910.82 | 66515.42
New Construction | CZ11 | cAVVG | Exterior Equipment | 0 | 0
New Construction | CZ11 | cAVVG | Fans | 37444.94 | 0
New Construction | CZ11 | cAVVG | Pumps | 584.89 | 0
New Construction | CZ11 | cAVVG | Heat Rejection | 0 | 0
New Construction | CZ11 | cAVVG | Humidification | 0 | 0
New Construction | CZ11 | cAVVG | Heat Recovery | 0 | 0
New Construction | CZ11 | cAVVG | Water Systems | 0 | 65076.4
New Construction | CZ11 | cAVVG | Refrigeration | 0 | 0
New Construction | CZ11 | cAVVG | Generators | 0 | 0
New Construction | CZ11 | cAVVG | Total End Uses | 172664.95 | 164031.07
New Construction | CZ12 | cAVVG | Heating | 0 | 31287.67
New Construction | CZ12 | cAVVG | Cooling | 40911.16 | 0
New Construction | CZ12 | cAVVG | Interior Lighting | 22628.9 | 0
New Construction | CZ12 | cAVVG | Exterior Lighting | 0 | 0
New Construction | CZ12 | cAVVG | Interior Equipment | 62910.82 | 66515.42
New Construction | CZ12 | cAVVG | Exterior Equipment | 0 | 0
New Construction | CZ12 | cAVVG | Fans | 34339.88 | 0
New Construction | CZ12 | cAVVG | Pumps | 547.39 | 0
New Construction | CZ12 | cAVVG | Heat Rejection | 0 | 0
New Construction | CZ12 | cAVVG | Humidification | 0 | 0
New Construction | CZ12 | cAVVG | Heat Recovery | 0 | 0
New Construction | CZ12 | cAVVG | Water Systems | 0 | 66852.54
New Construction | CZ12 | cAVVG | Refrigeration | 0 | 0
New Construction | CZ12 | cAVVG | Generators | 0 | 0
New Construction | CZ12 | cAVVG | Total End Uses | 161338.14 | 164655.64
New Construction | CZ13 | cAVVG | Heating | 0 | 25722.58
New Construction | CZ13 | cAVVG | Cooling | 54807.7 | 0
New Construction | CZ13 | cAVVG | Interior Lighting | 22628.9 | 0
New Construction | CZ13 | cAVVG | Exterior Lighting | 0 | 0
New Construction | CZ13 | cAVVG | Interior Equipment | 62910.82 | 66515.42
New Construction | CZ13 | cAVVG | Exterior Equipment | 0 | 0
New Construction | CZ13 | cAVVG | Fans | 38643.01 | 0
New Construction | CZ13 | cAVVG | Pumps | 671.51 | 0
New Construction | CZ13 | cAVVG | Heat Rejection | 0 | 0
New Construction | CZ13 | cAVVG | Humidification | 0 | 0
New Construction | CZ13 | cAVVG | Heat Recovery | 0 | 0
New Construction | CZ13 | cAVVG | Water Systems | 0 | 63246.37
New Construction | CZ13 | cAVVG | Refrigeration | 0 | 0
New Construction | CZ13 | cAVVG | Generators | 0 | 0
New Construction | CZ13 | cAVVG | Total End Uses | 179661.94 | 155484.37
New Construction | CZ14 | cAVVG | Heating | 0 | 18543.66
New Construction | CZ14 | cAVVG | Cooling | 67041.9 | 0
New Construction | CZ14 | cAVVG | Interior Lighting | 22628.9 | 0
New Construction | CZ14 | cAVVG | Exterior Lighting | 0 | 0
New Construction | CZ14 | cAVVG | Interior Equipment | 62910.82 | 66515.42
New Construction | CZ14 | cAVVG | Exterior Equipment | 0 | 0
New Construction | CZ14 | cAVVG | Fans | 43786.55 | 0
New Construction | CZ14 | cAVVG | Pumps | 627.65 | 0
New Construction | CZ14 | cAVVG | Heat Rejection | 0 | 0
New Construction | CZ14 | cAVVG | Humidification | 0 | 0
New Construction | CZ14 | cAVVG | Heat Recovery | 0 | 0
New Construction | CZ14 | cAVVG | Water Systems | 0 | 60148.19
New Construction | CZ14 | cAVVG | Refrigeration | 0 | 0
New Construction | CZ14 | cAVVG | Generators | 0 | 0
New Construction | CZ14 | cAVVG | Total End Uses | 196995.82 | 145207.27
New Construction | CZ15 | cAVVG | Heating | 0 | 9550.11
New Construction | CZ15 | cAVVG | Cooling | 93235.84 | 0
New Construction | CZ15 | cAVVG | Interior Lighting | 22628.9 | 0
New Construction | CZ15 | cAVVG | Exterior Lighting | 0 | 0
New Construction | CZ15 | cAVVG | Interior Equipment | 62910.82 | 66515.42
New Construction | CZ15 | cAVVG | Exterior Equipment | 0 | 0
New Construction | CZ15 | cAVVG | Fans | 46458.87 | 0
New Construction | CZ15 | cAVVG | Pumps | 949.27 | 0
New Construction | CZ15 | cAVVG | Heat Rejection | 0 | 0
New Construction | CZ15 | cAVVG | Humidification | 0 | 0
New Construction | CZ15 | cAVVG | Heat Recovery | 0 | 0
New Construction | CZ15 | cAVVG | Water Systems | 0 | 53619.24
New Construction | CZ15 | cAVVG | Refrigeration | 0 | 0
New Construction | CZ15 | cAVVG | Generators | 0 | 0
New Construction | CZ15 | cAVVG | Total End Uses | 226183.7 | 129684.78
New Construction | CZ16 | cAVVG | Heating | 0 | 42305.33
New Construction | CZ16 | cAVVG | Cooling | 42610.69 | 0
New Construction | CZ16 | cAVVG | Interior Lighting | 22628.9 | 0
New Construction | CZ16 | cAVVG | Exterior Lighting | 0 | 0
New Construction | CZ16 | cAVVG | Interior Equipment | 62910.82 | 66515.42
New Construction | CZ16 | cAVVG | Exterior Equipment | 0 | 0
New Construction | CZ16 | cAVVG | Fans | 43366.66 | 0
New Construction | CZ16 | cAVVG | Pumps | 655.57 | 0
New Construction | CZ16 | cAVVG | Heat Rejection | 0 | 0
New Construction | CZ16 | cAVVG | Humidification | 0 | 0
New Construction | CZ16 | cAVVG | Heat Recovery | 0 | 0
New Construction | CZ16 | cAVVG | Water Systems | 0 | 70589.31
New Construction | CZ16 | cAVVG | Refrigeration | 0 | 0
New Construction | CZ16 | cAVVG | Generators | 0 | 0
New Construction | CZ16 | cAVVG | Total End Uses | 172172.63 | 179410.06
Existing | CZ01 | cDXGF | Heating | 0 | 27938.62
Existing | CZ01 | cDXGF | Cooling | 9550.29 | 0
Existing | CZ01 | cDXGF | Interior Lighting | 45240.58 | 0
Existing | CZ01 | cDXGF | Exterior Lighting | 0 | 0
Existing | CZ01 | cDXGF | Interior Equipment | 62910.82 | 66515.42
Existing | CZ01 | cDXGF | Exterior Equipment | 0 | 0
Existing | CZ01 | cDXGF | Fans | 56455.47 | 0
Existing | CZ01 | cDXGF | Pumps | 0 | 0
Existing | CZ01 | cDXGF | Heat Rejection | 0 | 0
Existing | CZ01 | cDXGF | Humidification | 0 | 0
Existing | CZ01 | cDXGF | Heat Recovery | 0 | 0
Existing | CZ01 | cDXGF | Water Systems | 0 | 77901.3
Existing | CZ01 | cDXGF | Refrigeration | 0 | 0
Existing | CZ01 | cDXGF | Generators | 0 | 0
Existing | CZ01 | cDXGF | Total End Uses | 174157.15 | 172355.34
Existing | CZ02 | cDXGF | Heating | 0 | 17813.02
Existing | CZ02 | cDXGF | Cooling | 29068.07 | 0
Existing | CZ02 | cDXGF | Interior Lighting | 45240.58 | 0
Existing | CZ02 | cDXGF | Exterior Lighting | 0 | 0
Existing | CZ02 | cDXGF | Interior Equipment | 62910.82 | 66515.42
Existing | CZ02 | cDXGF | Exterior Equipment | 0 | 0
Existing | CZ02 | cDXGF | Fans | 73295.04 | 0
Existing | CZ02 | cDXGF | Pumps | 0 | 0
Existing | CZ02 | cDXGF | Heat Rejection | 0 | 0
Existing | CZ02 | cDXGF | Humidification | 0 | 0
Existing | CZ02 | cDXGF | Heat Recovery | 0 | 0
Existing | CZ02 | cDXGF | Water Systems | 0 | 71743.06
Existing | CZ02 | cDXGF | Refrigeration | 0 | 0
Existing | CZ02 | cDXGF | Generators | 0 | 0
Existing | CZ02 | cDXGF | Total End Uses | 210514.5 | 156071.49
Existing | CZ03 | cDXGF | Heating | 0 | 9205.53
Existing | CZ03 | cDXGF | Cooling | 22528.69 | 0
Existing | CZ03 | cDXGF | Interior Lighting | 45240.58 | 0
Existing | CZ03 | cDXGF | Exterior Lighting | 0 | 0
Existing | CZ03 | cDXGF | Interior Equipment | 62910.82 | 66515.42
Existing | CZ03 | cDXGF | Exterior Equipment | 0 | 0
Existing | CZ03 | cDXGF | Fans | 68586.03 | 0
Existing | CZ03 | cDXGF | Pumps | 0 | 0
Existing | CZ03 | cDXGF | Heat Rejection | 0 | 0
Existing | CZ03 | cDXGF | Humidification | 0 | 0
Existing | CZ03 | cDXGF | Heat Recovery | 0 | 0
Existing | CZ03 | cDXGF | Water Systems | 0 | 71465.89
Existing | CZ03 | cDXGF | Refrigeration | 0 | 0
Existing | CZ03 | cDXGF | Generators | 0 | 0
Existing | CZ03 | cDXGF | Total End Uses | 199266.11 | 147186.84
Existing | CZ04 | cDXGF | Heating | 0 | 8077.4
Existing | CZ04 | cDXGF | Cooling | 34891.27 | 0
Existing | CZ04 | cDXGF | Interior Lighting | 45240.58 | 0
Existing | CZ04 | cDXGF | Exterior Lighting | 0 | 0
Existing | CZ04 | cDXGF | Interior Equipment | 62910.82 | 66515.42
Existing | CZ04 | cDXGF | Exterior Equipment | 0 | 0
Existing | CZ04 | cDXGF | Fans | 74768.73 | 0
Existing | CZ04 | cDXGF | Pumps | 0 | 0
Existing | CZ04 | cDXGF | Heat Rejection | 0 | 0
Existing | CZ04 | cDXGF | Humidification | 0 | 0
Existing | CZ04 | cDXGF | Heat Recovery | 0 | 0
Existing | CZ04 | cDXGF | Water Systems | 0 | 69082.87
Existing | CZ04 | cDXGF | Refrigeration | 0 | 0
Existing | CZ04 | cDXGF | Generators | 0 | 0
Existing | CZ04 | cDXGF | Total End Uses | 217811.39 | 143675.7
Existing | CZ05 | cDXGF | Heating | 0 | 8744.68
Existing | CZ05 | cDXGF | Cooling | 25770.41 | 0
Existing | CZ05 | cDXGF | Interior Lighting | 45240.58 | 0
Existing | CZ05 | cDXGF | Exterior Lighting | 0 | 0
Existing | CZ05 | cDXGF | Interior Equipment | 62910.82 | 66515.42
Existing | CZ05 | cDXGF | Exterior Equipment | 0 | 0
Existing | CZ05 | cDXGF | Fans | 67651.87 | 0
Existing | CZ05 | cDXGF | Pumps | 0 | 0
Existing | CZ05 | cDXGF | Heat Rejection | 0 | 0
Existing | CZ05 | cDXGF | Humidification | 0 | 0
Existing | CZ05 | cDXGF | Heat Recovery | 0 | 0
Existing | CZ05 | cDXGF | Water Systems | 0 | 71469.78
Existing | CZ05 | cDXGF | Refrigeration | 0 | 0
Existing | CZ05 | cDXGF | Generators | 0 | 0
Existing | CZ05 | cDXGF | Total End Uses | 201573.67 | 146729.88
Existing | CZ06 | cDXGF | Heating | 0 | 1337.72
Existing | CZ06 | cDXGF | Cooling | 38753.21 | 0
Existing | CZ06 | cDXGF | Interior Lighting | 45240.58 | 0
Existing | CZ06 | cDXGF | Exterior Lighting | 0 | 0
Existing | CZ06 | cDXGF | Interior Equipment | 62910.82 | 66515.42
Existing | CZ06 | cDXGF | Exterior Equipment | 0 | 0
Existing | CZ06 | cDXGF | Fans | 70047.13 | 0
Existing | CZ06 | cDXGF | Pumps | 0 | 0
Existing | CZ06 | cDXGF | Heat Rejection | 0 | 0
Existing | CZ06 | cDXGF | Humidification | 0 | 0
Existing | CZ06 | cDXGF | Heat Recovery | 0 | 0
Existing | CZ06 | cDXGF | Water Systems | 0 | 65989.54
Existing | CZ06 | cDXGF | Refrigeration | 0 | 0
Existing | CZ06 | cDXGF | Generators | 0 | 0
Existing | CZ06 | cDXGF | Total End Uses | 216951.73 | 133842.69
Existing | CZ07 | cDXGF | Heating | 0 | 1240.03
Existing | CZ07 | cDXGF | Cooling | 41730.8 | 0
Existing | CZ07 | cDXGF | Interior Lighting | 45240.58 | 0
Existing | CZ07 | cDXGF | Exterior Lighting | 0 | 0
Existing | CZ07 | cDXGF | Interior Equipment | 62910.82 | 66515.42
Existing | CZ07 | cDXGF | Exterior Equipment | 0 | 0
Existing | CZ07 | cDXGF | Fans | 69898.92 | 0
Existing | CZ07 | cDXGF | Pumps | 0 | 0
Existing | CZ07 | cDXGF | Heat Rejection | 0 | 0
Existing | CZ07 | cDXGF | Humidification | 0 | 0
Existing | CZ07 | cDXGF | Heat Recovery | 0 | 0
Existing | CZ07 | cDXGF | Water Systems | 0 | 65175.96
Existing | CZ07 | cDXGF | Refrigeration | 0 | 0
Existing | CZ07 | cDXGF | Generators | 0 | 0
Existing | CZ07 | cDXGF | Total End Uses | 219781.12 | 132931.41
Existing | CZ08 | cDXGF | Heating | 0 | 2239.68
Existing | CZ08 | cDXGF | Cooling | 46120.74 | 0
Existing | CZ08 | cDXGF | Interior Lighting | 45240.58 | 0
Existing | CZ08 | cDXGF | Exterior Lighting | 0 | 0
Existing | CZ08 | cDXGF | Interior Equipment | 62910.82 | 66515.42
Existing | CZ08 | cDXGF | Exterior Equipment | 0 | 0
Existing | CZ08 | cDXGF | Fans | 74303.35 | 0
Existing | CZ08 | cDXGF | Pumps | 0 | 0
Existing | CZ08 | cDXGF | Heat Rejection | 0 | 0
Existing | CZ08 | cDXGF | Humidification | 0 | 0
Existing | CZ08 | cDXGF | Heat Recovery | 0 | 0
Existing | CZ08 | cDXGF | Water Systems | 0 | 65085.8
Existing | CZ08 | cDXGF | Refrigeration | 0 | 0
Existing | CZ08 | cDXGF | Generators | 0 | 0
Existing | CZ08 | cDXGF | Total End Uses | 228575.49 | 133840.91
Existing | CZ09 | cDXGF | Heating | 0 | 1555.4
Existing | CZ09 | cDXGF | Cooling | 51873.78 | 0
Existing | CZ09 | cDXGF | Interior Lighting | 45240.58 | 0
Existing | CZ09 | cDXGF | Exterior Lighting | 0 | 0
Existing | CZ09 | cDXGF | Interior Equipment | 62910.82 | 66515.42
Existing | CZ09 | cDXGF | Exterior Equipment | 0 | 0
Existing | CZ09 | cDXGF | Fans | 79912.23 | 0
Existing | CZ09 | cDXGF | Pumps | 0 | 0
Existing | CZ09 | cDXGF | Heat Rejection | 0 | 0
Existing | CZ09 | cDXGF | Humidification | 0 | 0
Existing | CZ09 | cDXGF | Heat Recovery | 0 | 0
Existing | CZ09 | cDXGF | Water Systems | 0 | 64211.59
Existing | CZ09 | cDXGF | Refrigeration | 0 | 0
Existing | CZ09 | cDXGF | Generators | 0 | 0
Existing | CZ09 | cDXGF | Total End Uses | 239937.41 | 132282.41
Existing | CZ10 | cDXGF | Heating | 0 | 6161.69
Existing | CZ10 | cDXGF | Cooling | 59899.04 | 0
Existing | CZ10 | cDXGF | Interior Lighting | 45240.58 | 0
Existing | CZ10 | cDXGF | Exterior Lighting | 0 | 0
Existing | CZ10 | cDXGF | Interior Equipment | 62910.82 | 66515.42
Existing | CZ10 | cDXGF | Exterior Equipment | 0 | 0
Existing | CZ10 | cDXGF | Fans | 81640.28 | 0
Existing | CZ10 | cDXGF | Pumps | 0 | 0
Existing | CZ10 | cDXGF | Heat Rejection | 0 | 0
Existing | CZ10 | cDXGF | Humidification | 0 | 0
Existing | CZ10 | cDXGF | Heat Recovery | 0 | 0
Existing | CZ10 | cDXGF | Water Systems | 0 | 63724.22
Existing | CZ10 | cDXGF | Refrigeration | 0 | 0
Existing | CZ10 | cDXGF | Generators | 0 | 0
Existing | CZ10 | cDXGF | Total End Uses | 249690.71 | 136401.33
Existing | CZ11 | cDXGF | Heating | 0 | 17022.06
Existing | CZ11 | cDXGF | Cooling | 61289.48 | 0
Existing | CZ11 | cDXGF | Interior Lighting | 45240.58 | 0
Existing | CZ11 | cDXGF | Exterior Lighting | 0 | 0
Existing | CZ11 | cDXGF | Interior Equipment | 62910.82 | 66515.42
Existing | CZ11 | cDXGF | Exterior Equipment | 0 | 0
Existing | CZ11 | cDXGF | Fans | 82579.48 | 0
Existing | CZ11 | cDXGF | Pumps | 0 | 0
Existing | CZ11 | cDXGF | Heat Rejection | 0 | 0
Existing | CZ11 | cDXGF | Humidification | 0 | 0
Existing | CZ11 | cDXGF | Heat Recovery | 0 | 0
Existing | CZ11 | cDXGF | Water Systems | 0 | 65105.19
Existing | CZ11 | cDXGF | Refrigeration | 0 | 0
Existing | CZ11 | cDXGF | Generators | 0 | 0
Existing | CZ11 | cDXGF | Total End Uses | 252020.35 | 148642.66
Existing | CZ12 | cDXGF | Heating | 0 | 16203.15
Existing | CZ12 | cDXGF | Cooling | 50969.82 | 0
Existing | CZ12 | cDXGF | Interior Lighting | 45240.58 | 0
Existing | CZ12 | cDXGF | Exterior Lighting | 0 | 0
Existing | CZ12 | cDXGF | Interior Equipment | 62910.82 | 66515.42
Existing | CZ12 | cDXGF | Exterior Equipment | 0 | 0
Existing | CZ12 | cDXGF | Fans | 74866.51 | 0
Existing | CZ12 | cDXGF | Pumps | 0 | 0
Existing | CZ12 | cDXGF | Heat Rejection | 0 | 0
Existing | CZ12 | cDXGF | Humidification | 0 | 0
Existing | CZ12 | cDXGF | Heat Recovery | 0 | 0
Existing | CZ12 | cDXGF | Water Systems | 0 | 66878.28
Existing | CZ12 | cDXGF | Refrigeration | 0 | 0
Existing | CZ12 | cDXGF | Generators | 0 | 0
Existing | CZ12 | cDXGF | Total End Uses | 233987.72 | 149596.86
Existing | CZ13 | cDXGF | Heating | 0 | 11621.63
Existing | CZ13 | cDXGF | Cooling | 68139.4 | 0
Existing | CZ13 | cDXGF | Interior Lighting | 45240.58 | 0
Existing | CZ13 | cDXGF | Exterior Lighting | 0 | 0
Existing | CZ13 | cDXGF | Interior Equipment | 62910.82 | 66515.42
Existing | CZ13 | cDXGF | Exterior Equipment | 0 | 0
Existing | CZ13 | cDXGF | Fans | 79907.52 | 0
Existing | CZ13 | cDXGF | Pumps | 0 | 0
Existing | CZ13 | cDXGF | Heat Rejection | 0 | 0
Existing | CZ13 | cDXGF | Humidification | 0 | 0
Existing | CZ13 | cDXGF | Heat Recovery | 0 | 0
Existing | CZ13 | cDXGF | Water Systems | 0 | 63271.82
Existing | CZ13 | cDXGF | Refrigeration | 0 | 0
Existing | CZ13 | cDXGF | Generators | 0 | 0
Existing | CZ13 | cDXGF | Total End Uses | 256198.31 | 141408.87
Existing | CZ14 | cDXGF | Heating | 0 | 5792.6
Existing | CZ14 | cDXGF | Cooling | 81760.78 | 0
Existing | CZ14 | cDXGF | Interior Lighting | 45240.58 | 0
Existing | CZ14 | cDXGF | Exterior Lighting | 0 | 0
Existing | CZ14 | cDXGF | Interior Equipment | 62910.82 | 66515.42
Existing | CZ14 | cDXGF | Exterior Equipment | 0 | 0
Existing | CZ14 | cDXGF | Fans | 85733.23 | 0
Existing | CZ14 | cDXGF | Pumps | 0 | 0
Existing | CZ14 | cDXGF | Heat Rejection | 0 | 0
Existing | CZ14 | cDXGF | Humidification | 0 | 0
Existing | CZ14 | cDXGF | Heat Recovery | 0 | 0
Existing | CZ14 | cDXGF | Water Systems | 0 | 60171.57
Existing | CZ14 | cDXGF | Refrigeration | 0 | 0
Existing | CZ14 | cDXGF | Generators | 0 | 0
Existing | CZ14 | cDXGF | Total End Uses | 275645.41 | 132479.59
Existing | CZ15 | cDXGF | Heating | 0 | 1513.12
Existing | CZ15 | cDXGF | Cooling | 107879.23 | 0
Existing | CZ15 | cDXGF | Interior Lighting | 45240.58 | 0
Existing | CZ15 | cDXGF | Exterior Lighting | 0 | 0
Existing | CZ15 | cDXGF | Interior Equipment | 62910.82 | 66515.42
Existing | CZ15 | cDXGF | Exterior Equipment | 0 | 0
Existing | CZ15 | cDXGF | Fans | 83667.91 | 0
Existing | CZ15 | cDXGF | Pumps | 0 | 0
Existing | CZ15 | cDXGF | Heat Rejection | 0 | 0
Existing | CZ15 | cDXGF | Humidification | 0 | 0
Existing | CZ15 | cDXGF | Heat Recovery | 0 | 0
Existing | CZ15 | cDXGF | Water Systems | 0 | 53638.18
Existing | CZ15 | cDXGF | Refrigeration | 0 | 0
Existing | CZ15 | cDXGF | Generators | 0 | 0
Existing | CZ15 | cDXGF | Total End Uses | 299698.53 | 121666.72
Existing | CZ16 | cDXGF | Heating | 0 | 24727.89
Existing | CZ16 | cDXGF | Cooling | 53555.38 | 0
Existing | CZ16 | cDXGF | Interior Lighting | 45240.58 | 0
Existing | CZ16 | cDXGF | Exterior Lighting | 0 | 0
Existing | CZ16 | cDXGF | Interior Equipment | 62910.82 | 66515.42
Existing | CZ16 | cDXGF | Exterior Equipment | 0 | 0
Existing | CZ16 | cDXGF | Fans | 83002.11 | 0
Existing | CZ16 | cDXGF | Pumps | 0 | 0
Existing | CZ16 | cDXGF | Heat Rejection | 0 | 0
Existing | CZ16 | cDXGF | Humidification | 0 | 0
Existing | CZ16 | cDXGF | Heat Recovery | 0 | 0
Existing | CZ16 | cDXGF | Water Systems | 0 | 70611.27
Existing | CZ16 | cDXGF | Refrigeration | 0 | 0
Existing | CZ16 | cDXGF | Generators | 0 | 0
Existing | CZ16 | cDXGF | Total End Uses | 244708.88 | 161854.58
New Construction | CZ01 | cDXGF | Heating | 0 | 37008.04
New Construction | CZ01 | cDXGF | Cooling | 7346.5 | 0
New Construction | CZ01 | cDXGF | Interior Lighting | 22628.9 | 0
New Construction | CZ01 | cDXGF | Exterior Lighting | 0 | 0
New Construction | CZ01 | cDXGF | Interior Equipment | 62910.82 | 66515.42
New Construction | CZ01 | cDXGF | Exterior Equipment | 0 | 0
New Construction | CZ01 | cDXGF | Fans | 35711.06 | 0
New Construction | CZ01 | cDXGF | Pumps | 0 | 0
New Construction | CZ01 | cDXGF | Heat Rejection | 0 | 0
New Construction | CZ01 | cDXGF | Humidification | 0 | 0
New Construction | CZ01 | cDXGF | Heat Recovery | 0 | 0
New Construction | CZ01 | cDXGF | Water Systems | 0 | 77856.86
New Construction | CZ01 | cDXGF | Refrigeration | 0 | 0
New Construction | CZ01 | cDXGF | Generators | 0 | 0
New Construction | CZ01 | cDXGF | Total End Uses | 128597.27 | 181380.32
New Construction | CZ02 | cDXGF | Heating | 0 | 29477.86
New Construction | CZ02 | cDXGF | Cooling | 21424.07 | 0
New Construction | CZ02 | cDXGF | Interior Lighting | 22628.9 | 0
New Construction | CZ02 | cDXGF | Exterior Lighting | 0 | 0
New Construction | CZ02 | cDXGF | Interior Equipment | 62910.82 | 66515.42
New Construction | CZ02 | cDXGF | Exterior Equipment | 0 | 0
New Construction | CZ02 | cDXGF | Fans | 59002.85 | 0
New Construction | CZ02 | cDXGF | Pumps | 0 | 0
New Construction | CZ02 | cDXGF | Heat Rejection | 0 | 0
New Construction | CZ02 | cDXGF | Humidification | 0 | 0
New Construction | CZ02 | cDXGF | Heat Recovery | 0 | 0
New Construction | CZ02 | cDXGF | Water Systems | 0 | 71724.91
New Construction | CZ02 | cDXGF | Refrigeration | 0 | 0
New Construction | CZ02 | cDXGF | Generators | 0 | 0
New Construction | CZ02 | cDXGF | Total End Uses | 165966.64 | 167718.2
New Construction | CZ03 | cDXGF | Heating | 0 | 17870.73
New Construction | CZ03 | cDXGF | Cooling | 15787.31 | 0
New Construction | CZ03 | cDXGF | Interior Lighting | 22628.9 | 0
New Construction | CZ03 | cDXGF | Exterior Lighting | 0 | 0
New Construction | CZ03 | cDXGF | Interior Equipment | 62910.82 | 66515.42
New Construction | CZ03 | cDXGF | Exterior Equipment | 0 | 0
New Construction | CZ03 | cDXGF | Fans | 54201.33 | 0
New Construction | CZ03 | cDXGF | Pumps | 0 | 0
New Construction | CZ03 | cDXGF | Heat Rejection | 0 | 0
New Construction | CZ03 | cDXGF | Humidification | 0 | 0
New Construction | CZ03 | cDXGF | Heat Recovery | 0 | 0
New Construction | CZ03 | cDXGF | Water Systems | 0 | 71447.84
New Construction | CZ03 | cDXGF | Refrigeration | 0 | 0
New Construction | CZ03 | cDXGF | Generators | 0 | 0
New Construction | CZ03 | cDXGF | Total End Uses | 155528.35 | 155833.99
New Construction | CZ04 | cDXGF | Heating | 0 | 15218.82
New Construction | CZ04 | cDXGF | Cooling | 26174.96 | 0
New Construction | CZ04 | cDXGF | Interior Lighting | 22628.9 | 0
New Construction | CZ04 | cDXGF | Exterior Lighting | 0 | 0
New Construction | CZ04 | cDXGF | Interior Equipment | 62910.82 | 66515.42
New Construction | CZ04 | cDXGF | Exterior Equipment | 0 | 0
New Construction | CZ04 | cDXGF | Fans | 59896.41 | 0
New Construction | CZ04 | cDXGF | Pumps | 0 | 0
New Construction | CZ04 | cDXGF | Heat Rejection | 0 | 0
New Construction | CZ04 | cDXGF | Humidification | 0 | 0
New Construction | CZ04 | cDXGF | Heat Recovery | 0 | 0
New Construction | CZ04 | cDXGF | Water Systems | 0 | 69068.64
New Construction | CZ04 | cDXGF | Refrigeration | 0 | 0
New Construction | CZ04 | cDXGF | Generators | 0 | 0
New Construction | CZ04 | cDXGF | Total End Uses | 171611.09 | 150802.88
New Construction | CZ05 | cDXGF | Heating | 0 | 17884.4
New Construction | CZ05 | cDXGF | Cooling | 18089.79 | 0
New Construction | CZ05 | cDXGF | Interior Lighting | 22628.9 | 0
New Construction | CZ05 | cDXGF | Exterior Lighting | 0 | 0
New Construction | CZ05 | cDXGF | Interior Equipment | 62910.82 | 66515.42
New Construction | CZ05 | cDXGF | Exterior Equipment | 0 | 0
New Construction | CZ05 | cDXGF | Fans | 53520.87 | 0
New Construction | CZ05 | cDXGF | Pumps | 0 | 0
New Construction | CZ05 | cDXGF | Heat Rejection | 0 | 0
New Construction | CZ05 | cDXGF | Humidification | 0 | 0
New Construction | CZ05 | cDXGF | Heat Recovery | 0 | 0
New Construction | CZ05 | cDXGF | Water Systems | 0 | 71456.88
New Construction | CZ05 | cDXGF | Refrigeration | 0 | 0
New Construction | CZ05 | cDXGF | Generators | 0 | 0
New Construction | CZ05 | cDXGF | Total End Uses | 157150.37 | 155856.7
New Construction | CZ06 | cDXGF | Heating | 0 | 3547.91
New Construction | CZ06 | cDXGF | Cooling | 28987.95 | 0
New Construction | CZ06 | cDXGF | Interior Lighting | 22628.9 | 0
New Construction | CZ06 | cDXGF | Exterior Lighting | 0 | 0
New Construction | CZ06 | cDXGF | Interior Equipment | 62910.82 | 66515.42
New Construction | CZ06 | cDXGF | Exterior Equipment | 0 | 0
New Construction | CZ06 | cDXGF | Fans | 56458.43 | 0
New Construction | CZ06 | cDXGF | Pumps | 0 | 0
New Construction | CZ06 | cDXGF | Heat Rejection | 0 | 0
New Construction | CZ06 | cDXGF | Humidification | 0 | 0
New Construction | CZ06 | cDXGF | Heat Recovery | 0 | 0
New Construction | CZ06 | cDXGF | Water Systems | 0 | 65979.64
New Construction | CZ06 | cDXGF | Refrigeration | 0 | 0
New Construction | CZ06 | cDXGF | Generators | 0 | 0
New Construction | CZ06 | cDXGF | Total End Uses | 170986.1 | 136042.98
New Construction | CZ07 | cDXGF | Heating | 0 | 3216.68
New Construction | CZ07 | cDXGF | Cooling | 31771.44 | 0
New Construction | CZ07 | cDXGF | Interior Lighting | 22628.9 | 0
New Construction | CZ07 | cDXGF | Exterior Lighting | 0 | 0
New Construction | CZ07 | cDXGF | Interior Equipment | 62910.82 | 66515.42
New Construction | CZ07 | cDXGF | Exterior Equipment | 0 | 0
New Construction | CZ07 | cDXGF | Fans | 55668.41 | 0
New Construction | CZ07 | cDXGF | Pumps | 0 | 0
New Construction | CZ07 | cDXGF | Heat Rejection | 0 | 0
New Construction | CZ07 | cDXGF | Humidification | 0 | 0
New Construction | CZ07 | cDXGF | Heat Recovery | 0 | 0
New Construction | CZ07 | cDXGF | Water Systems | 0 | 65157.65
New Construction | CZ07 | cDXGF | Refrigeration | 0 | 0
New Construction | CZ07 | cDXGF | Generators | 0 | 0
New Construction | CZ07 | cDXGF | Total End Uses | 172979.57 | 134889.75
New Construction | CZ08 | cDXGF | Heating | 0 | 5060.31
New Construction | CZ08 | cDXGF | Cooling | 35724.2 | 0
New Construction | CZ08 | cDXGF | Interior Lighting | 22628.9 | 0
New Construction | CZ08 | cDXGF | Exterior Lighting | 0 | 0
New Construction | CZ08 | cDXGF | Interior Equipment | 62910.82 | 66515.42
New Construction | CZ08 | cDXGF | Exterior Equipment | 0 | 0
New Construction | CZ08 | cDXGF | Fans | 60790.13 | 0
New Construction | CZ08 | cDXGF | Pumps | 0 | 0
New Construction | CZ08 | cDXGF | Heat Rejection | 0 | 0
New Construction | CZ08 | cDXGF | Humidification | 0 | 0
New Construction | CZ08 | cDXGF | Heat Recovery | 0 | 0
New Construction | CZ08 | cDXGF | Water Systems | 0 | 65073.94
New Construction | CZ08 | cDXGF | Refrigeration | 0 | 0
New Construction | CZ08 | cDXGF | Generators | 0 | 0
New Construction | CZ08 | cDXGF | Total End Uses | 182054.05 | 136649.67
New Construction | CZ09 | cDXGF | Heating | 0 | 3779.99
New Construction | CZ09 | cDXGF | Cooling | 39900.75 | 0
New Construction | CZ09 | cDXGF | Interior Lighting | 22628.9 | 0
New Construction | CZ09 | cDXGF | Exterior Lighting | 0 | 0
New Construction | CZ09 | cDXGF | Interior Equipment | 62910.82 | 66515.42
New Construction | CZ09 | cDXGF | Exterior Equipment | 0 | 0
New Construction | CZ09 | cDXGF | Fans | 64461.65 | 0
New Construction | CZ09 | cDXGF | Pumps | 0 | 0
New Construction | CZ09 | cDXGF | Heat Rejection | 0 | 0
New Construction | CZ09 | cDXGF | Humidification | 0 | 0
New Construction | CZ09 | cDXGF | Heat Recovery | 0 | 0
New Construction | CZ09 | cDXGF | Water Systems | 0 | 64201.93
New Construction | CZ09 | cDXGF | Refrigeration | 0 | 0
New Construction | CZ09 | cDXGF | Generators | 0 | 0
New Construction | CZ09 | cDXGF | Total End Uses | 189902.12 | 134497.34
New Construction | CZ10 | cDXGF | Heating | 0 | 10048.18
New Construction | CZ10 | cDXGF | Cooling | 48760.43 | 0
New Construction | CZ10 | cDXGF | Interior Lighting | 22628.9 | 0
New Construction | CZ10 | cDXGF | Exterior Lighting | 0 | 0
New Construction | CZ10 | cDXGF | Interior Equipment | 62910.82 | 66515.42
New Construction | CZ10 | cDXGF | Exterior Equipment | 0 | 0
New Construction | CZ10 | cDXGF | Fans | 66784.67 | 0
New Construction | CZ10 | cDXGF | Pumps | 0 | 0
New Construction | CZ10 | cDXGF | Heat Rejection | 0 | 0
New Construction | CZ10 | cDXGF | Humidification | 0 | 0
New Construction | CZ10 | cDXGF | Heat Recovery | 0 | 0
New Construction | CZ10 | cDXGF | Water Systems | 0 | 63715.72
New Construction | CZ10 | cDXGF | Refrigeration | 0 | 0
New Construction | CZ10 | cDXGF | Generators | 0 | 0
New Construction | CZ10 | cDXGF | Total End Uses | 201084.82 | 140279.32
New Construction | CZ11 | cDXGF | Heating | 0 | 19048.46
New Construction | CZ11 | cDXGF | Cooling | 42457.11 | 0
New Construction | CZ11 | cDXGF | Interior Lighting | 22628.9 | 0
New Construction | CZ11 | cDXGF | Exterior Lighting | 0 | 0
New Construction | CZ11 | cDXGF | Interior Equipment | 62910.82 | 66515.42
New Construction | CZ11 | cDXGF | Exterior Equipment | 0 | 0
New Construction | CZ11 | cDXGF | Fans | 48743.23 | 0
New Construction | CZ11 | cDXGF | Pumps | 0 | 0
New Construction | CZ11 | cDXGF | Heat Rejection | 0 | 0
New Construction | CZ11 | cDXGF | Humidification | 0 | 0
New Construction | CZ11 | cDXGF | Heat Recovery | 0 | 0
New Construction | CZ11 | cDXGF | Water Systems | 0 | 65066.9
New Construction | CZ11 | cDXGF | Refrigeration | 0 | 0
New Construction | CZ11 | cDXGF | Generators | 0 | 0
New Construction | CZ11 | cDXGF | Total End Uses | 176740.06 | 150630.78
New Construction | CZ12 | cDXGF | Heating | 0 | 19420.27
New Construction | CZ12 | cDXGF | Cooling | 35641.5 | 0
New Construction | CZ12 | cDXGF | Interior Lighting | 22628.9 | 0
New Construction | CZ12 | cDXGF | Exterior Lighting | 0 | 0
New Construction | CZ12 | cDXGF | Interior Equipment | 62910.82 | 66515.42
New Construction | CZ12 | cDXGF | Exterior Equipment | 0 | 0
New Construction | CZ12 | cDXGF | Fans | 46633.64 | 0
New Construction | CZ12 | cDXGF | Pumps | 0 | 0
New Construction | CZ12 | cDXGF | Heat Rejection | 0 | 0
New Construction | CZ12 | cDXGF | Humidification | 0 | 0
New Construction | CZ12 | cDXGF | Heat Recovery | 0 | 0
New Construction | CZ12 | cDXGF | Water Systems | 0 | 66851.49
New Construction | CZ12 | cDXGF | Refrigeration | 0 | 0
New Construction | CZ12 | cDXGF | Generators | 0 | 0
New Construction | CZ12 | cDXGF | Total End Uses | 167814.86 | 152787.18
New Construction | CZ13 | cDXGF | Heating | 0 | 14867.26
New Construction | CZ13 | cDXGF | Cooling | 47545.12 | 0
New Construction | CZ13 | cDXGF | Interior Lighting | 22628.9 | 0
New Construction | CZ13 | cDXGF | Exterior Lighting | 0 | 0
New Construction | CZ13 | cDXGF | Interior Equipment | 62910.82 | 66515.42
New Construction | CZ13 | cDXGF | Exterior Equipment | 0 | 0
New Construction | CZ13 | cDXGF | Fans | 49023.08 | 0
New Construction | CZ13 | cDXGF | Pumps | 0 | 0
New Construction | CZ13 | cDXGF | Heat Rejection | 0 | 0
New Construction | CZ13 | cDXGF | Humidification | 0 | 0
New Construction | CZ13 | cDXGF | Heat Recovery | 0 | 0
New Construction | CZ13 | cDXGF | Water Systems | 0 | 63241.04
New Construction | CZ13 | cDXGF | Refrigeration | 0 | 0
New Construction | CZ13 | cDXGF | Generators | 0 | 0
New Construction | CZ13 | cDXGF | Total End Uses | 182107.92 | 144623.73
New Construction | CZ14 | cDXGF | Heating | 0 | 8660.99
New Construction | CZ14 | cDXGF | Cooling | 58198.14 | 0
New Construction | CZ14 | cDXGF | Interior Lighting | 22628.9 | 0
New Construction | CZ14 | cDXGF | Exterior Lighting | 0 | 0
New Construction | CZ14 | cDXGF | Interior Equipment | 62910.82 | 66515.42
New Construction | CZ14 | cDXGF | Exterior Equipment | 0 | 0
New Construction | CZ14 | cDXGF | Fans | 53597.2 | 0
New Construction | CZ14 | cDXGF | Pumps | 0 | 0
New Construction | CZ14 | cDXGF | Heat Rejection | 0 | 0
New Construction | CZ14 | cDXGF | Humidification | 0 | 0
New Construction | CZ14 | cDXGF | Heat Recovery | 0 | 0
New Construction | CZ14 | cDXGF | Water Systems | 0 | 60140.62
New Construction | CZ14 | cDXGF | Refrigeration | 0 | 0
New Construction | CZ14 | cDXGF | Generators | 0 | 0
New Construction | CZ14 | cDXGF | Total End Uses | 197335.05 | 135317.03
New Construction | CZ15 | cDXGF | Heating | 0 | 2664.62
New Construction | CZ15 | cDXGF | Cooling | 78102.81 | 0
New Construction | CZ15 | cDXGF | Interior Lighting | 22628.9 | 0
New Construction | CZ15 | cDXGF | Exterior Lighting | 0 | 0
New Construction | CZ15 | cDXGF | Interior Equipment | 62910.82 | 66515.42
New Construction | CZ15 | cDXGF | Exterior Equipment | 0 | 0
New Construction | CZ15 | cDXGF | Fans | 52557.86 | 0
New Construction | CZ15 | cDXGF | Pumps | 0 | 0
New Construction | CZ15 | cDXGF | Heat Rejection | 0 | 0
New Construction | CZ15 | cDXGF | Humidification | 0 | 0
New Construction | CZ15 | cDXGF | Heat Recovery | 0 | 0
New Construction | CZ15 | cDXGF | Water Systems | 0 | 53613.37
New Construction | CZ15 | cDXGF | Refrigeration | 0 | 0
New Construction | CZ15 | cDXGF | Generators | 0 | 0
New Construction | CZ15 | cDXGF | Total End Uses | 216200.38 | 122793.41
New Construction | CZ16 | cDXGF | Heating | 0 | 28558.53
New Construction | CZ16 | cDXGF | Cooling | 38220.92 | 0
New Construction | CZ16 | cDXGF | Interior Lighting | 22628.9 | 0
New Construction | CZ16 | cDXGF | Exterior Lighting | 0 | 0
New Construction | CZ16 | cDXGF | Interior Equipment | 62910.82 | 66515.42
New Construction | CZ16 | cDXGF | Exterior Equipment | 0 | 0
New Construction | CZ16 | cDXGF | Fans | 52715.24 | 0
New Construction | CZ16 | cDXGF | Pumps | 0 | 0
New Construction | CZ16 | cDXGF | Heat Rejection | 0 | 0
New Construction | CZ16 | cDXGF | Humidification | 0 | 0
New Construction | CZ16 | cDXGF | Heat Recovery | 0 | 0
New Construction | CZ16 | cDXGF | Water Systems | 0 | 70583.44
New Construction | CZ16 | cDXGF | Refrigeration | 0 | 0
New Construction | CZ16 | cDXGF | Generators | 0 | 0
New Construction | CZ16 | cDXGF | Total End Uses | 176475.88 | 165657.4
Existing | CZ01 | cDXHP | Heating | 7146.48 | 92.55
Existing | CZ01 | cDXHP | Cooling | 9392.53 | 0
Existing | CZ01 | cDXHP | Interior Lighting | 45240.58 | 0
Existing | CZ01 | cDXHP | Exterior Lighting | 0 | 0
Existing | CZ01 | cDXHP | Interior Equipment | 62910.82 | 66515.42
Existing | CZ01 | cDXHP | Exterior Equipment | 0 | 0
Existing | CZ01 | cDXHP | Fans | 56455.47 | 0
Existing | CZ01 | cDXHP | Pumps | 0 | 0
Existing | CZ01 | cDXHP | Heat Rejection | 0 | 0
Existing | CZ01 | cDXHP | Humidification | 0 | 0
Existing | CZ01 | cDXHP | Heat Recovery | 0 | 0
Existing | CZ01 | cDXHP | Water Systems | 0 | 77901.3
Existing | CZ01 | cDXHP | Refrigeration | 0 | 0
Existing | CZ01 | cDXHP | Generators | 0 | 0
Existing | CZ01 | cDXHP | Total End Uses | 181145.87 | 144509.28
Existing | CZ02 | cDXHP | Heating | 5034.49 | 268.4
Existing | CZ02 | cDXHP | Cooling | 28718.52 | 0
Existing | CZ02 | cDXHP | Interior Lighting | 45240.58 | 0
Existing | CZ02 | cDXHP | Exterior Lighting | 0 | 0
Existing | CZ02 | cDXHP | Interior Equipment | 62910.82 | 66515.42
Existing | CZ02 | cDXHP | Exterior Equipment | 0 | 0
Existing | CZ02 | cDXHP | Fans | 73295.04 | 0
Existing | CZ02 | cDXHP | Pumps | 0 | 0
Existing | CZ02 | cDXHP | Heat Rejection | 0 | 0
Existing | CZ02 | cDXHP | Humidification | 0 | 0
Existing | CZ02 | cDXHP | Heat Recovery | 0 | 0
Existing | CZ02 | cDXHP | Water Systems | 0 | 71743.06
Existing | CZ02 | cDXHP | Refrigeration | 0 | 0
Existing | CZ02 | cDXHP | Generators | 0 | 0
Existing | CZ02 | cDXHP | Total End Uses | 215199.44 | 138526.88
Existing | CZ03 | cDXHP | Heating | 2367.54 | 35.57
Existing | CZ03 | cDXHP | Cooling | 22400.91 | 0
Existing | CZ03 | cDXHP | Interior Lighting | 45240.58 | 0
Existing | CZ03 | cDXHP | Exterior Lighting | 0 | 0
Existing | CZ03 | cDXHP | Interior Equipment | 62910.82 | 66515.42
Existing | CZ03 | cDXHP | Exterior Equipment | 0 | 0
Existing | CZ03 | cDXHP | Fans | 68586.03 | 0
Existing | CZ03 | cDXHP | Pumps | 0 | 0
Existing | CZ03 | cDXHP | Heat Rejection | 0 | 0
Existing | CZ03 | cDXHP | Humidification | 0 | 0
Existing | CZ03 | cDXHP | Heat Recovery | 0 | 0
Existing | CZ03 | cDXHP | Water Systems | 0 | 71465.89
Existing | CZ03 | cDXHP | Refrigeration | 0 | 0
Existing | CZ03 | cDXHP | Generators | 0 | 0
Existing | CZ03 | cDXHP | Total End Uses | 201505.88 | 138016.88
Existing | CZ04 | cDXHP | Heating | 2095.33 | 37.46
Existing | CZ04 | cDXHP | Cooling | 34720.75 | 0
Existing | CZ04 | cDXHP | Interior Lighting | 45240.58 | 0
Existing | CZ04 | cDXHP | Exterior Lighting | 0 | 0
Existing | CZ04 | cDXHP | Interior Equipment | 62910.82 | 66515.42
Existing | CZ04 | cDXHP | Exterior Equipment | 0 | 0
Existing | CZ04 | cDXHP | Fans | 74768.73 | 0
Existing | CZ04 | cDXHP | Pumps | 0 | 0
Existing | CZ04 | cDXHP | Heat Rejection | 0 | 0
Existing | CZ04 | cDXHP | Humidification | 0 | 0
Existing | CZ04 | cDXHP | Heat Recovery | 0 | 0
Existing | CZ04 | cDXHP | Water Systems | 0 | 69082.87
Existing | CZ04 | cDXHP | Refrigeration | 0 | 0
Existing | CZ04 | cDXHP | Generators | 0 | 0
Existing | CZ04 | cDXHP | Total End Uses | 219736.2 | 135635.75
Existing | CZ05 | cDXHP | Heating | 2396.54 | 31.4
Existing | CZ05 | cDXHP | Cooling | 25600.29 | 0
Existing | CZ05 | cDXHP | Interior Lighting | 45240.58 | 0
Existing | CZ05 | cDXHP | Exterior Lighting | 0 | 0
Existing | CZ05 | cDXHP | Interior Equipment | 62910.82 | 66515.42
Existing | CZ05 | cDXHP | Exterior Equipment | 0 | 0
Existing | CZ05 | cDXHP | Fans | 67651.87 | 0
Existing | CZ05 | cDXHP | Pumps | 0 | 0
Existing | CZ05 | cDXHP | Heat Rejection | 0 | 0
Existing | CZ05 | cDXHP | Humidification | 0 | 0
Existing | CZ05 | cDXHP | Heat Recovery | 0 | 0
Existing | CZ05 | cDXHP | Water Systems | 0 | 71469.78
Existing | CZ05 | cDXHP | Refrigeration | 0 | 0
Existing | CZ05 | cDXHP | Generators | 0 | 0
Existing | CZ05 | cDXHP | Total End Uses | 203800.09 | 138016.6
Existing | CZ06 | cDXHP | Heating | 323.16 | 0
Existing | CZ06 | cDXHP | Cooling | 38324.75 | 0
Existing | CZ06 | cDXHP | Interior Lighting | 45240.58 | 0
Existing | CZ06 | cDXHP | Exterior Lighting | 0 | 0
Existing | CZ06 | cDXHP | Interior Equipment | 62910.82 | 66515.42
Existing | CZ06 | cDXHP | Exterior Equipment | 0 | 0
Existing | CZ06 | cDXHP | Fans | 70047.13 | 0
Existing | CZ06 | cDXHP | Pumps | 0 | 0
Existing | CZ06 | cDXHP | Heat Rejection | 0 | 0
Existing | CZ06 | cDXHP | Humidification | 0 | 0
Existing | CZ06 | cDXHP | Heat Recovery | 0 | 0
Existing | CZ06 | cDXHP | Water Systems | 0 | 65989.54
Existing | CZ06 | cDXHP | Refrigeration | 0 | 0
Existing | CZ06 | cDXHP | Generators | 0 | 0
Existing | CZ06 | cDXHP | Total End Uses | 216846.44 | 132504.96
Existing | CZ07 | cDXHP | Heating | 301.75 | 0
Existing | CZ07 | cDXHP | Cooling | 41387.78 | 0
Existing | CZ07 | cDXHP | Interior Lighting | 45240.58 | 0
Existing | CZ07 | cDXHP | Exterior Lighting | 0 | 0
Existing | CZ07 | cDXHP | Interior Equipment | 62910.82 | 66515.42
Existing | CZ07 | cDXHP | Exterior Equipment | 0 | 0
Existing | CZ07 | cDXHP | Fans | 69898.92 | 0
Existing | CZ07 | cDXHP | Pumps | 0 | 0
Existing | CZ07 | cDXHP | Heat Rejection | 0 | 0
Existing | CZ07 | cDXHP | Humidification | 0 | 0
Existing | CZ07 | cDXHP | Heat Recovery | 0 | 0
Existing | CZ07 | cDXHP | Water Systems | 0 | 65175.96
Existing | CZ07 | cDXHP | Refrigeration | 0 | 0
Existing | CZ07 | cDXHP | Generators | 0 | 0
Existing | CZ07 | cDXHP | Total End Uses | 219739.85 | 131691.39
Existing | CZ08 | cDXHP | Heating | 553.69 | 0
Existing | CZ08 | cDXHP | Cooling | 45910.49 | 0
Existing | CZ08 | cDXHP | Interior Lighting | 45240.58 | 0
Existing | CZ08 | cDXHP | Exterior Lighting | 0 | 0
Existing | CZ08 | cDXHP | Interior Equipment | 62910.82 | 66515.42
Existing | CZ08 | cDXHP | Exterior Equipment | 0 | 0
Existing | CZ08 | cDXHP | Fans | 74303.35 | 0
Existing | CZ08 | cDXHP | Pumps | 0 | 0
Existing | CZ08 | cDXHP | Heat Rejection | 0 | 0
Existing | CZ08 | cDXHP | Humidification | 0 | 0
Existing | CZ08 | cDXHP | Heat Recovery | 0 | 0
Existing | CZ08 | cDXHP | Water Systems | 0 | 65085.8
Existing | CZ08 | cDXHP | Refrigeration | 0 | 0
Existing | CZ08 | cDXHP | Generators | 0 | 0
Existing | CZ08 | cDXHP | Total End Uses | 228918.93 | 131601.23
Existing | CZ09 | cDXHP | Heating | 382.45 | 0
Existing | CZ09 | cDXHP | Cooling | 51674.09 | 0
Existing | CZ09 | cDXHP | Interior Lighting | 45240.58 | 0
Existing | CZ09 | cDXHP | Exterior Lighting | 0 | 0
Existing | CZ09 | cDXHP | Interior Equipment | 62910.82 | 66515.42
Existing | CZ09 | cDXHP | Exterior Equipment | 0 | 0
Existing | CZ09 | cDXHP | Fans | 79912.23 | 0
Existing | CZ09 | cDXHP | Pumps | 0 | 0
Existing | CZ09 | cDXHP | Heat Rejection | 0 | 0
Existing | CZ09 | cDXHP | Humidification | 0 | 0
Existing | CZ09 | cDXHP | Heat Recovery | 0 | 0
Existing | CZ09 | cDXHP | Water Systems | 0 | 64211.59
Existing | CZ09 | cDXHP | Refrigeration | 0 | 0
Existing | CZ09 | cDXHP | Generators | 0 | 0
Existing | CZ09 | cDXHP | Total End Uses | 240120.17 | 130727.01
Existing | CZ10 | cDXHP | Heating | 1778.06 | 59.44
Existing | CZ10 | cDXHP | Cooling | 59769.91 | 0
Existing | CZ10 | cDXHP | Interior Lighting | 45240.58 | 0
Existing | CZ10 | cDXHP | Exterior Lighting | 0 | 0
Existing | CZ10 | cDXHP | Interior Equipment | 62910.82 | 66515.42
Existing | CZ10 | cDXHP | Exterior Equipment | 0 | 0
Existing | CZ10 | cDXHP | Fans | 81640.28 | 0
Existing | CZ10 | cDXHP | Pumps | 0 | 0
Existing | CZ10 | cDXHP | Heat Rejection | 0 | 0
Existing | CZ10 | cDXHP | Humidification | 0 | 0
Existing | CZ10 | cDXHP | Heat Recovery | 0 | 0
Existing | CZ10 | cDXHP | Water Systems | 0 | 63724.22
Existing | CZ10 | cDXHP | Refrigeration | 0 | 0
Existing | CZ10 | cDXHP | Generators | 0 | 0
Existing | CZ10 | cDXHP | Total End Uses | 251339.65 | 130299.09
Existing | CZ11 | cDXHP | Heating | 4778.28 | 111.51
Existing | CZ11 | cDXHP | Cooling | 61180.56 | 0
Existing | CZ11 | cDXHP | Interior Lighting | 45240.58 | 0
Existing | CZ11 | cDXHP | Exterior Lighting | 0 | 0
Existing | CZ11 | cDXHP | Interior Equipment | 62910.82 | 66515.42
Existing | CZ11 | cDXHP | Exterior Equipment | 0 | 0
Existing | CZ11 | cDXHP | Fans | 82579.48 | 0
Existing | CZ11 | cDXHP | Pumps | 0 | 0
Existing | CZ11 | cDXHP | Heat Rejection | 0 | 0
Existing | CZ11 | cDXHP | Humidification | 0 | 0
Existing | CZ11 | cDXHP | Heat Recovery | 0 | 0
Existing | CZ11 | cDXHP | Water Systems | 0 | 65105.19
Existing | CZ11 | cDXHP | Refrigeration | 0 | 0
Existing | CZ11 | cDXHP | Generators | 0 | 0
Existing | CZ11 | cDXHP | Total End Uses | 256689.71 | 131732.12
Existing | CZ12 | cDXHP | Heating | 4558.05 | 190.09
Existing | CZ12 | cDXHP | Cooling | 50780.66 | 0
Existing | CZ12 | cDXHP | Interior Lighting | 45240.58 | 0
Existing | CZ12 | cDXHP | Exterior Lighting | 0 | 0
Existing | CZ12 | cDXHP | Interior Equipment | 62910.82 | 66515.42
Existing | CZ12 | cDXHP | Exterior Equipment | 0 | 0
Existing | CZ12 | cDXHP | Fans | 74866.51 | 0
Existing | CZ12 | cDXHP | Pumps | 0 | 0
Existing | CZ12 | cDXHP | Heat Rejection | 0 | 0
Existing | CZ12 | cDXHP | Humidification | 0 | 0
Existing | CZ12 | cDXHP | Heat Recovery | 0 | 0
Existing | CZ12 | cDXHP | Water Systems | 0 | 66878.28
Existing | CZ12 | cDXHP | Refrigeration | 0 | 0
Existing | CZ12 | cDXHP | Generators | 0 | 0
Existing | CZ12 | cDXHP | Total End Uses | 238356.62 | 133583.8
Existing | CZ13 | cDXHP | Heating | 3243.91 | 51.7
Existing | CZ13 | cDXHP | Cooling | 68068.96 | 0
Existing | CZ13 | cDXHP | Interior Lighting | 45240.58 | 0
Existing | CZ13 | cDXHP | Exterior Lighting | 0 | 0
Existing | CZ13 | cDXHP | Interior Equipment | 62910.82 | 66515.42
Existing | CZ13 | cDXHP | Exterior Equipment | 0 | 0
Existing | CZ13 | cDXHP | Fans | 79907.51 | 0
Existing | CZ13 | cDXHP | Pumps | 0 | 0
Existing | CZ13 | cDXHP | Heat Rejection | 0 | 0
Existing | CZ13 | cDXHP | Humidification | 0 | 0
Existing | CZ13 | cDXHP | Heat Recovery | 0 | 0
Existing | CZ13 | cDXHP | Water Systems | 0 | 63271.82
Existing | CZ13 | cDXHP | Refrigeration | 0 | 0
Existing | CZ13 | cDXHP | Generators | 0 | 0
Existing | CZ13 | cDXHP | Total End Uses | 259371.78 | 129838.94
Existing | CZ14 | cDXHP | Heating | 1786.21 | 5.58
Existing | CZ14 | cDXHP | Cooling | 81767.41 | 0
Existing | CZ14 | cDXHP | Interior Lighting | 45240.58 | 0
Existing | CZ14 | cDXHP | Exterior Lighting | 0 | 0
Existing | CZ14 | cDXHP | Interior Equipment | 62910.82 | 66515.42
Existing | CZ14 | cDXHP | Exterior Equipment | 0 | 0
Existing | CZ14 | cDXHP | Fans | 85733.23 | 0
Existing | CZ14 | cDXHP | Pumps | 0 | 0
Existing | CZ14 | cDXHP | Heat Rejection | 0 | 0
Existing | CZ14 | cDXHP | Humidification | 0 | 0
Existing | CZ14 | cDXHP | Heat Recovery | 0 | 0
Existing | CZ14 | cDXHP | Water Systems | 0 | 60171.57
Existing | CZ14 | cDXHP | Refrigeration | 0 | 0
Existing | CZ14 | cDXHP | Generators | 0 | 0
Existing | CZ14 | cDXHP | Total End Uses | 277438.24 | 126692.57
Existing | CZ15 | cDXHP | Heating | 435.75 | 0
Existing | CZ15 | cDXHP | Cooling | 107842.1 | 0
Existing | CZ15 | cDXHP | Interior Lighting | 45240.58 | 0
Existing | CZ15 | cDXHP | Exterior Lighting | 0 | 0
Existing | CZ15 | cDXHP | Interior Equipment | 62910.82 | 66515.42
Existing | CZ15 | cDXHP | Exterior Equipment | 0 | 0
Existing | CZ15 | cDXHP | Fans | 83667.91 | 0
Existing | CZ15 | cDXHP | Pumps | 0 | 0
Existing | CZ15 | cDXHP | Heat Rejection | 0 | 0
Existing | CZ15 | cDXHP | Humidification | 0 | 0
Existing | CZ15 | cDXHP | Heat Recovery | 0 | 0
Existing | CZ15 | cDXHP | Water Systems | 0 | 53638.18
Existing | CZ15 | cDXHP | Refrigeration | 0 | 0
Existing | CZ15 | cDXHP | Generators | 0 | 0
Existing | CZ15 | cDXHP | Total End Uses | 300097.15 | 120153.6
Existing | CZ16 | cDXHP | Heating | 9274.15 | 629.4
Existing | CZ16 | cDXHP | Cooling | 53137.97 | 0
Existing | CZ16 | cDXHP | Interior Lighting | 45240.58 | 0
Existing | CZ16 | cDXHP | Exterior Lighting | 0 | 0
Existing | CZ16 | cDXHP | Interior Equipment | 62910.82 | 66515.42
Existing | CZ16 | cDXHP | Exterior Equipment | 0 | 0
Existing | CZ16 | cDXHP | Fans | 83006.46 | 0
Existing | CZ16 | cDXHP | Pumps | 0 | 0
Existing | CZ16 | cDXHP | Heat Rejection | 0 | 0
Existing | CZ16 | cDXHP | Humidification | 0 | 0
Existing | CZ16 | cDXHP | Heat Recovery | 0 | 0
Existing | CZ16 | cDXHP | Water Systems | 0 | 70611.29
Existing | CZ16 | cDXHP | Refrigeration | 0 | 0
Existing | CZ16 | cDXHP | Generators | 0 | 0
Existing | CZ16 | cDXHP | Total End Uses | 253569.98 | 137756.11
New Construction | CZ01 | cDXHP | Heating | 9201.84 | 40.65
New Construction | CZ01 | cDXHP | Cooling | 7195.58 | 0
New Construction | CZ01 | cDXHP | Interior Lighting | 22628.9 | 0
New Construction | CZ01 | cDXHP | Exterior Lighting | 0 | 0
New Construction | CZ01 | cDXHP | Interior Equipment | 62910.82 | 66515.42
New Construction | CZ01 | cDXHP | Exterior Equipment | 0 | 0
New Construction | CZ01 | cDXHP | Fans | 35711.06 | 0
New Construction | CZ01 | cDXHP | Pumps | 0 | 0
New Construction | CZ01 | cDXHP | Heat Rejection | 0 | 0
New Construction | CZ01 | cDXHP | Humidification | 0 | 0
New Construction | CZ01 | cDXHP | Heat Recovery | 0 | 0
New Construction | CZ01 | cDXHP | Water Systems | 0 | 77856.86
New Construction | CZ01 | cDXHP | Refrigeration | 0 | 0
New Construction | CZ01 | cDXHP | Generators | 0 | 0
New Construction | CZ01 | cDXHP | Total End Uses | 137648.2 | 144412.94
New Construction | CZ02 | cDXHP | Heating | 7539.65 | 1521.84
New Construction | CZ02 | cDXHP | Cooling | 21120.69 | 0
New Construction | CZ02 | cDXHP | Interior Lighting | 22628.9 | 0
New Construction | CZ02 | cDXHP | Exterior Lighting | 0 | 0
New Construction | CZ02 | cDXHP | Interior Equipment | 62910.82 | 66515.42
New Construction | CZ02 | cDXHP | Exterior Equipment | 0 | 0
New Construction | CZ02 | cDXHP | Fans | 59002.85 | 0
New Construction | CZ02 | cDXHP | Pumps | 0 | 0
New Construction | CZ02 | cDXHP | Heat Rejection | 0 | 0
New Construction | CZ02 | cDXHP | Humidification | 0 | 0
New Construction | CZ02 | cDXHP | Heat Recovery | 0 | 0
New Construction | CZ02 | cDXHP | Water Systems | 0 | 71724.91
New Construction | CZ02 | cDXHP | Refrigeration | 0 | 0
New Construction | CZ02 | cDXHP | Generators | 0 | 0
New Construction | CZ02 | cDXHP | Total End Uses | 173202.92 | 139762.18
New Construction | CZ03 | cDXHP | Heating | 4318.11 | 483.02
New Construction | CZ03 | cDXHP | Cooling | 15692.07 | 0
New Construction | CZ03 | cDXHP | Interior Lighting | 22628.9 | 0
New Construction | CZ03 | cDXHP | Exterior Lighting | 0 | 0
New Construction | CZ03 | cDXHP | Interior Equipment | 62910.82 | 66515.42
New Construction | CZ03 | cDXHP | Exterior Equipment | 0 | 0
New Construction | CZ03 | cDXHP | Fans | 54201.33 | 0
New Construction | CZ03 | cDXHP | Pumps | 0 | 0
New Construction | CZ03 | cDXHP | Heat Rejection | 0 | 0
New Construction | CZ03 | cDXHP | Humidification | 0 | 0
New Construction | CZ03 | cDXHP | Heat Recovery | 0 | 0
New Construction | CZ03 | cDXHP | Water Systems | 0 | 71448.18
New Construction | CZ03 | cDXHP | Refrigeration | 0 | 0
New Construction | CZ03 | cDXHP | Generators | 0 | 0
New Construction | CZ03 | cDXHP | Total End Uses | 159751.22 | 138446.62
New Construction | CZ04 | cDXHP | Heating | 3721.79 | 356.81
New Construction | CZ04 | cDXHP | Cooling | 26054.72 | 0
New Construction | CZ04 | cDXHP | Interior Lighting | 22628.9 | 0
New Construction | CZ04 | cDXHP | Exterior Lighting | 0 | 0
New Construction | CZ04 | cDXHP | Interior Equipment | 62910.82 | 66515.42
New Construction | CZ04 | cDXHP | Exterior Equipment | 0 | 0
New Construction | CZ04 | cDXHP | Fans | 59896.41 | 0
New Construction | CZ04 | cDXHP | Pumps | 0 | 0
New Construction | CZ04 | cDXHP | Heat Rejection | 0 | 0
New Construction | CZ04 | cDXHP | Humidification | 0 | 0
New Construction | CZ04 | cDXHP | Heat Recovery | 0 | 0
New Construction | CZ04 | cDXHP | Water Systems | 0 | 69068.8
New Construction | CZ04 | cDXHP | Refrigeration | 0 | 0
New Construction | CZ04 | cDXHP | Generators | 0 | 0
New Construction | CZ04 | cDXHP | Total End Uses | 175212.63 | 135941.03
New Construction | CZ05 | cDXHP | Heating | 4454.77 | 611.06
New Construction | CZ05 | cDXHP | Cooling | 17962.35 | 0
New Construction | CZ05 | cDXHP | Interior Lighting | 22628.9 | 0
New Construction | CZ05 | cDXHP | Exterior Lighting | 0 | 0
New Construction | CZ05 | cDXHP | Interior Equipment | 62910.82 | 66515.42
New Construction | CZ05 | cDXHP | Exterior Equipment | 0 | 0
New Construction | CZ05 | cDXHP | Fans | 53520.87 | 0
New Construction | CZ05 | cDXHP | Pumps | 0 | 0
New Construction | CZ05 | cDXHP | Heat Rejection | 0 | 0
New Construction | CZ05 | cDXHP | Humidification | 0 | 0
New Construction | CZ05 | cDXHP | Heat Recovery | 0 | 0
New Construction | CZ05 | cDXHP | Water Systems | 0 | 71456.88
New Construction | CZ05 | cDXHP | Refrigeration | 0 | 0
New Construction | CZ05 | cDXHP | Generators | 0 | 0
New Construction | CZ05 | cDXHP | Total End Uses | 161477.7 | 138583.36
New Construction | CZ06 | cDXHP | Heating | 841.02 | 8.22
New Construction | CZ06 | cDXHP | Cooling | 28562.84 | 0
New Construction | CZ06 | cDXHP | Interior Lighting | 22628.9 | 0
New Construction | CZ06 | cDXHP | Exterior Lighting | 0 | 0
New Construction | CZ06 | cDXHP | Interior Equipment | 62910.82 | 66515.42
New Construction | CZ06 | cDXHP | Exterior Equipment | 0 | 0
New Construction | CZ06 | cDXHP | Fans | 56458.43 | 0
New Construction | CZ06 | cDXHP | Pumps | 0 | 0
New Construction | CZ06 | cDXHP | Heat Rejection | 0 | 0
New Construction | CZ06 | cDXHP | Humidification | 0 | 0
New Construction | CZ06 | cDXHP | Heat Recovery | 0 | 0
New Construction | CZ06 | cDXHP | Water Systems | 0 | 65979.64
New Construction | CZ06 | cDXHP | Refrigeration | 0 | 0
New Construction | CZ06 | cDXHP | Generators | 0 | 0
New Construction | CZ06 | cDXHP | Total End Uses | 171402.01 | 132503.29
New Construction | CZ07 | cDXHP | Heating | 765.7 | 5.27
New Construction | CZ07 | cDXHP | Cooling | 31381.22 | 0
New Construction | CZ07 | cDXHP | Interior Lighting | 22628.9 | 0
New Construction | CZ07 | cDXHP | Exterior Lighting | 0 | 0
New Construction | CZ07 | cDXHP | Interior Equipment | 62910.82 | 66515.42
New Construction | CZ07 | cDXHP | Exterior Equipment | 0 | 0
New Construction | CZ07 | cDXHP | Fans | 55668.41 | 0
New Construction | CZ07 | cDXHP | Pumps | 0 | 0
New Construction | CZ07 | cDXHP | Heat Rejection | 0 | 0
New Construction | CZ07 | cDXHP | Humidification | 0 | 0
New Construction | CZ07 | cDXHP | Heat Recovery | 0 | 0
New Construction | CZ07 | cDXHP | Water Systems | 0 | 65157.65
New Construction | CZ07 | cDXHP | Refrigeration | 0 | 0
New Construction | CZ07 | cDXHP | Generators | 0 | 0
New Construction | CZ07 | cDXHP | Total End Uses | 173355.05 | 131678.34
New Construction | CZ08 | cDXHP | Heating | 1221.5 | 25.6
New Construction | CZ08 | cDXHP | Cooling | 35491.51 | 0
New Construction | CZ08 | cDXHP | Interior Lighting | 22628.9 | 0
New Construction | CZ08 | cDXHP | Exterior Lighting | 0 | 0
New Construction | CZ08 | cDXHP | Interior Equipment | 62910.82 | 66515.42
New Construction | CZ08 | cDXHP | Exterior Equipment | 0 | 0
New Construction | CZ08 | cDXHP | Fans | 60790.13 | 0
New Construction | CZ08 | cDXHP | Pumps | 0 | 0
New Construction | CZ08 | cDXHP | Heat Rejection | 0 | 0
New Construction | CZ08 | cDXHP | Humidification | 0 | 0
New Construction | CZ08 | cDXHP | Heat Recovery | 0 | 0
New Construction | CZ08 | cDXHP | Water Systems | 0 | 65073.94
New Construction | CZ08 | cDXHP | Refrigeration | 0 | 0
New Construction | CZ08 | cDXHP | Generators | 0 | 0
New Construction | CZ08 | cDXHP | Total End Uses | 183042.85 | 131614.95
New Construction | CZ09 | cDXHP | Heating | 911.02 | 9.79
New Construction | CZ09 | cDXHP | Cooling | 39680.74 | 0
New Construction | CZ09 | cDXHP | Interior Lighting | 22628.9 | 0
New Construction | CZ09 | cDXHP | Exterior Lighting | 0 | 0
New Construction | CZ09 | cDXHP | Interior Equipment | 62910.82 | 66515.42
New Construction | CZ09 | cDXHP | Exterior Equipment | 0 | 0
New Construction | CZ09 | cDXHP | Fans | 64461.65 | 0
New Construction | CZ09 | cDXHP | Pumps | 0 | 0
New Construction | CZ09 | cDXHP | Heat Rejection | 0 | 0
New Construction | CZ09 | cDXHP | Humidification | 0 | 0
New Construction | CZ09 | cDXHP | Heat Recovery | 0 | 0
New Construction | CZ09 | cDXHP | Water Systems | 0 | 64201.93
New Construction | CZ09 | cDXHP | Refrigeration | 0 | 0
New Construction | CZ09 | cDXHP | Generators | 0 | 0
New Construction | CZ09 | cDXHP | Total End Uses | 190593.13 | 130727.14
New Construction | CZ10 | cDXHP | Heating | 2681.39 | 266.99
New Construction | CZ10 | cDXHP | Cooling | 48654.79 | 0
New Construction | CZ10 | cDXHP | Interior Lighting | 22628.9 | 0
New Construction | CZ10 | cDXHP | Exterior Lighting | 0 | 0
New Construction | CZ10 | cDXHP | Interior Equipment | 62910.82 | 66515.42
New Construction | CZ10 | cDXHP | Exterior Equipment | 0 | 0
New Construction | CZ10 | cDXHP | Fans | 66784.67 | 0
New Construction | CZ10 | cDXHP | Pumps | 0 | 0
New Construction | CZ10 | cDXHP | Heat Rejection | 0 | 0
New Construction | CZ10 | cDXHP | Humidification | 0 | 0
New Construction | CZ10 | cDXHP | Heat Recovery | 0 | 0
New Construction | CZ10 | cDXHP | Water Systems | 0 | 63715.73
New Construction | CZ10 | cDXHP | Refrigeration | 0 | 0
New Construction | CZ10 | cDXHP | Generators | 0 | 0
New Construction | CZ10 | cDXHP | Total End Uses | 203660.57 | 130498.14
New Construction | CZ11 | cDXHP | Heating | 5205.27 | 2.34
New Construction | CZ11 | cDXHP | Cooling | 42317.17 | 0
New Construction | CZ11 | cDXHP | Interior Lighting | 22628.9 | 0
New Construction | CZ11 | cDXHP | Exterior Lighting | 0 | 0
New Construction | CZ11 | cDXHP | Interior Equipment | 62910.82 | 66515.42
New Construction | CZ11 | cDXHP | Exterior Equipment | 0 | 0
New Construction | CZ11 | cDXHP | Fans | 48743.23 | 0
New Construction | CZ11 | cDXHP | Pumps | 0 | 0
New Construction | CZ11 | cDXHP | Heat Rejection | 0 | 0
New Construction | CZ11 | cDXHP | Humidification | 0 | 0
New Construction | CZ11 | cDXHP | Heat Recovery | 0 | 0
New Construction | CZ11 | cDXHP | Water Systems | 0 | 65066.9
New Construction | CZ11 | cDXHP | Refrigeration | 0 | 0
New Construction | CZ11 | cDXHP | Generators | 0 | 0
New Construction | CZ11 | cDXHP | Total End Uses | 181805.38 | 131584.65
New Construction | CZ12 | cDXHP | Heating | 5277.05 | 37.54
New Construction | CZ12 | cDXHP | Cooling | 35450.86 | 0
New Construction | CZ12 | cDXHP | Interior Lighting | 22628.9 | 0
New Construction | CZ12 | cDXHP | Exterior Lighting | 0 | 0
New Construction | CZ12 | cDXHP | Interior Equipment | 62910.82 | 66515.42
New Construction | CZ12 | cDXHP | Exterior Equipment | 0 | 0
New Construction | CZ12 | cDXHP | Fans | 46633.64 | 0
New Construction | CZ12 | cDXHP | Pumps | 0 | 0
New Construction | CZ12 | cDXHP | Heat Rejection | 0 | 0
New Construction | CZ12 | cDXHP | Humidification | 0 | 0
New Construction | CZ12 | cDXHP | Heat Recovery | 0 | 0
New Construction | CZ12 | cDXHP | Water Systems | 0 | 66851.49
New Construction | CZ12 | cDXHP | Refrigeration | 0 | 0
New Construction | CZ12 | cDXHP | Generators | 0 | 0
New Construction | CZ12 | cDXHP | Total End Uses | 172901.27 | 133404.44
New Construction | CZ13 | cDXHP | Heating | 3996.12 | 2.07
New Construction | CZ13 | cDXHP | Cooling | 47486.69 | 0
New Construction | CZ13 | cDXHP | Interior Lighting | 22628.9 | 0
New Construction | CZ13 | cDXHP | Exterior Lighting | 0 | 0
New Construction | CZ13 | cDXHP | Interior Equipment | 62910.82 | 66515.42
New Construction | CZ13 | cDXHP | Exterior Equipment | 0 | 0
New Construction | CZ13 | cDXHP | Fans | 49023.08 | 0
New Construction | CZ13 | cDXHP | Pumps | 0 | 0
New Construction | CZ13 | cDXHP | Heat Rejection | 0 | 0
New Construction | CZ13 | cDXHP | Humidification | 0 | 0
New Construction | CZ13 | cDXHP | Heat Recovery | 0 | 0
New Construction | CZ13 | cDXHP | Water Systems | 0 | 63241.04
New Construction | CZ13 | cDXHP | Refrigeration | 0 | 0
New Construction | CZ13 | cDXHP | Generators | 0 | 0
New Construction | CZ13 | cDXHP | Total End Uses | 186045.61 | 129758.53
New Construction | CZ14 | cDXHP | Heating | 2491.57 | 0
New Construction | CZ14 | cDXHP | Cooling | 58294.66 | 0
New Construction | CZ14 | cDXHP | Interior Lighting | 22628.9 | 0
New Construction | CZ14 | cDXHP | Exterior Lighting | 0 | 0
New Construction | CZ14 | cDXHP | Interior Equipment | 62910.82 | 66515.42
New Construction | CZ14 | cDXHP | Exterior Equipment | 0 | 0
New Construction | CZ14 | cDXHP | Fans | 53598.89 | 0
New Construction | CZ14 | cDXHP | Pumps | 0 | 0
New Construction | CZ14 | cDXHP | Heat Rejection | 0 | 0
New Construction | CZ14 | cDXHP | Humidification | 0 | 0
New Construction | CZ14 | cDXHP | Heat Recovery | 0 | 0
New Construction | CZ14 | cDXHP | Water Systems | 0 | 60140.62
New Construction | CZ14 | cDXHP | Refrigeration | 0 | 0
New Construction | CZ14 | cDXHP | Generators | 0 | 0
New Construction | CZ14 | cDXHP | Total End Uses | 199924.84 | 126656.04
New Construction | CZ15 | cDXHP | Heating | 719.52 | 0
New Construction | CZ15 | cDXHP | Cooling | 78097.17 | 0
New Construction | CZ15 | cDXHP | Interior Lighting | 22628.9 | 0
New Construction | CZ15 | cDXHP | Exterior Lighting | 0 | 0
New Construction | CZ15 | cDXHP | Interior Equipment | 62910.82 | 66515.42
New Construction | CZ15 | cDXHP | Exterior Equipment | 0 | 0
New Construction | CZ15 | cDXHP | Fans | 52557.86 | 0
New Construction | CZ15 | cDXHP | Pumps | 0 | 0
New Construction | CZ15 | cDXHP | Heat Rejection | 0 | 0
New Construction | CZ15 | cDXHP | Humidification | 0 | 0
New Construction | CZ15 | cDXHP | Heat Recovery | 0 | 0
New Construction | CZ15 | cDXHP | Water Systems | 0 | 53613.37
New Construction | CZ15 | cDXHP | Refrigeration | 0 | 0
New Construction | CZ15 | cDXHP | Generators | 0 | 0
New Construction | CZ15 | cDXHP | Total End Uses | 216914.26 | 120128.79
New Construction | CZ16 | cDXHP | Heating | 10116.97 | 195.12
New Construction | CZ16 | cDXHP | Cooling | 37857.18 | 0
New Construction | CZ16 | cDXHP | Interior Lighting | 22628.9 | 0
New Construction | CZ16 | cDXHP | Exterior Lighting | 0 | 0
New Construction | CZ16 | cDXHP | Interior Equipment | 62910.82 | 66515.42
New Construction | CZ16 | cDXHP | Exterior Equipment | 0 | 0
New Construction | CZ16 | cDXHP | Fans | 52724.09 | 0
New Construction | CZ16 | cDXHP | Pumps | 0 | 0
New Construction | CZ16 | cDXHP | Heat Rejection | 0 | 0
New Construction | CZ16 | cDXHP | Humidification | 0 | 0
New Construction | CZ16 | cDXHP | Heat Recovery | 0 | 0
New Construction | CZ16 | cDXHP | Water Systems | 0 | 70584.17
New Construction | CZ16 | cDXHP | Refrigeration | 0 | 0
New Construction | CZ16 | cDXHP | Generators | 0 | 0
New Construction | CZ16 | cDXHP | Total End Uses | 186237.95 | 137294.71
Existing | CZ01 | cDXOH | Heating | 0 | 216.18
Existing | CZ01 | cDXOH | Cooling | 9318.61 | 0
Existing | CZ01 | cDXOH | Interior Lighting | 45240.58 | 0
Existing | CZ01 | cDXOH | Exterior Lighting | 0 | 0
Existing | CZ01 | cDXOH | Interior Equipment | 62910.82 | 66515.42
Existing | CZ01 | cDXOH | Exterior Equipment | 0 | 0
Existing | CZ01 | cDXOH | Fans | 56871.74 | 0
Existing | CZ01 | cDXOH | Pumps | 0 | 0
Existing | CZ01 | cDXOH | Heat Rejection | 0 | 0
Existing | CZ01 | cDXOH | Humidification | 0 | 0
Existing | CZ01 | cDXOH | Heat Recovery | 0 | 0
Existing | CZ01 | cDXOH | Water Systems | 0 | 77903.16
Existing | CZ01 | cDXOH | Refrigeration | 0 | 0
Existing | CZ01 | cDXOH | Generators | 0 | 0
Existing | CZ01 | cDXOH | Total End Uses | 174341.75 | 144634.76
Existing | CZ02 | cDXOH | Heating | 0 | 387.43
Existing | CZ02 | cDXOH | Cooling | 28902.49 | 0
Existing | CZ02 | cDXOH | Interior Lighting | 45240.58 | 0
Existing | CZ02 | cDXOH | Exterior Lighting | 0 | 0
Existing | CZ02 | cDXOH | Interior Equipment | 62910.82 | 66515.42
Existing | CZ02 | cDXOH | Exterior Equipment | 0 | 0
Existing | CZ02 | cDXOH | Fans | 73660.97 | 0
Existing | CZ02 | cDXOH | Pumps | 0 | 0
Existing | CZ02 | cDXOH | Heat Rejection | 0 | 0
Existing | CZ02 | cDXOH | Humidification | 0 | 0
Existing | CZ02 | cDXOH | Heat Recovery | 0 | 0
Existing | CZ02 | cDXOH | Water Systems | 0 | 71744.33
Existing | CZ02 | cDXOH | Refrigeration | 0 | 0
Existing | CZ02 | cDXOH | Generators | 0 | 0
Existing | CZ02 | cDXOH | Total End Uses | 210714.85 | 138647.18
Existing | CZ03 | cDXOH | Heating | 0 | 57.66
Existing | CZ03 | cDXOH | Cooling | 22445.17 | 0
Existing | CZ03 | cDXOH | Interior Lighting | 45240.58 | 0
Existing | CZ03 | cDXOH | Exterior Lighting | 0 | 0
Existing | CZ03 | cDXOH | Interior Equipment | 62910.82 | 66515.42
Existing | CZ03 | cDXOH | Exterior Equipment | 0 | 0
Existing | CZ03 | cDXOH | Fans | 68644.85 | 0
Existing | CZ03 | cDXOH | Pumps | 0 | 0
Existing | CZ03 | cDXOH | Heat Rejection | 0 | 0
Existing | CZ03 | cDXOH | Humidification | 0 | 0
Existing | CZ03 | cDXOH | Heat Recovery | 0 | 0
Existing | CZ03 | cDXOH | Water Systems | 0 | 71467.16
Existing | CZ03 | cDXOH | Refrigeration | 0 | 0
Existing | CZ03 | cDXOH | Generators | 0 | 0
Existing | CZ03 | cDXOH | Total End Uses | 199241.41 | 138040.24
Existing | CZ04 | cDXOH | Heating | 0 | 59.81
Existing | CZ04 | cDXOH | Cooling | 34808.55 | 0
Existing | CZ04 | cDXOH | Interior Lighting | 45240.58 | 0
Existing | CZ04 | cDXOH | Exterior Lighting | 0 | 0
Existing | CZ04 | cDXOH | Interior Equipment | 62910.82 | 66515.42
Existing | CZ04 | cDXOH | Exterior Equipment | 0 | 0
Existing | CZ04 | cDXOH | Fans | 74836.9 | 0
Existing | CZ04 | cDXOH | Pumps | 0 | 0
Existing | CZ04 | cDXOH | Heat Rejection | 0 | 0
Existing | CZ04 | cDXOH | Humidification | 0 | 0
Existing | CZ04 | cDXOH | Heat Recovery | 0 | 0
Existing | CZ04 | cDXOH | Water Systems | 0 | 69084.14
Existing | CZ04 | cDXOH | Refrigeration | 0 | 0
Existing | CZ04 | cDXOH | Generators | 0 | 0
Existing | CZ04 | cDXOH | Total End Uses | 217796.84 | 135659.37
Existing | CZ05 | cDXOH | Heating | 0 | 47.51
Existing | CZ05 | cDXOH | Cooling | 25655.78 | 0
Existing | CZ05 | cDXOH | Interior Lighting | 45240.58 | 0
Existing | CZ05 | cDXOH | Exterior Lighting | 0 | 0
Existing | CZ05 | cDXOH | Interior Equipment | 62910.82 | 66515.42
Existing | CZ05 | cDXOH | Exterior Equipment | 0 | 0
Existing | CZ05 | cDXOH | Fans | 67676.79 | 0
Existing | CZ05 | cDXOH | Pumps | 0 | 0
Existing | CZ05 | cDXOH | Heat Rejection | 0 | 0
Existing | CZ05 | cDXOH | Humidification | 0 | 0
Existing | CZ05 | cDXOH | Heat Recovery | 0 | 0
Existing | CZ05 | cDXOH | Water Systems | 0 | 71471.73
Existing | CZ05 | cDXOH | Refrigeration | 0 | 0
Existing | CZ05 | cDXOH | Generators | 0 | 0
Existing | CZ05 | cDXOH | Total End Uses | 201483.97 | 138034.66
Existing | CZ06 | cDXOH | Heating | 0 | 0
Existing | CZ06 | cDXOH | Cooling | 38737.5 | 0
Existing | CZ06 | cDXOH | Interior Lighting | 45240.58 | 0
Existing | CZ06 | cDXOH | Exterior Lighting | 0 | 0
Existing | CZ06 | cDXOH | Interior Equipment | 62910.82 | 66515.42
Existing | CZ06 | cDXOH | Exterior Equipment | 0 | 0
Existing | CZ06 | cDXOH | Fans | 70046.89 | 0
Existing | CZ06 | cDXOH | Pumps | 0 | 0
Existing | CZ06 | cDXOH | Heat Rejection | 0 | 0
Existing | CZ06 | cDXOH | Humidification | 0 | 0
Existing | CZ06 | cDXOH | Heat Recovery | 0 | 0
Existing | CZ06 | cDXOH | Water Systems | 0 | 65991.01
Existing | CZ06 | cDXOH | Refrigeration | 0 | 0
Existing | CZ06 | cDXOH | Generators | 0 | 0
Existing | CZ06 | cDXOH | Total End Uses | 216935.78 | 132506.43
Existing | CZ07 | cDXOH | Heating | 0 | 0
Existing | CZ07 | cDXOH | Cooling | 41714.76 | 0
Existing | CZ07 | cDXOH | Interior Lighting | 45240.58 | 0
Existing | CZ07 | cDXOH | Exterior Lighting | 0 | 0
Existing | CZ07 | cDXOH | Interior Equipment | 62910.82 | 66515.42
Existing | CZ07 | cDXOH | Exterior Equipment | 0 | 0
Existing | CZ07 | cDXOH | Fans | 69898.19 | 0
Existing | CZ07 | cDXOH | Pumps | 0 | 0
Existing | CZ07 | cDXOH | Heat Rejection | 0 | 0
Existing | CZ07 | cDXOH | Humidification | 0 | 0
Existing | CZ07 | cDXOH | Heat Recovery | 0 | 0
Existing | CZ07 | cDXOH | Water Systems | 0 | 65176.83
Existing | CZ07 | cDXOH | Refrigeration | 0 | 0
Existing | CZ07 | cDXOH | Generators | 0 | 0
Existing | CZ07 | cDXOH | Total End Uses | 219764.34 | 131692.25
Existing | CZ08 | cDXOH | Heating | 0 | 0.14
Existing | CZ08 | cDXOH | Cooling | 46089.64 | 0
Existing | CZ08 | cDXOH | Interior Lighting | 45240.58 | 0
Existing | CZ08 | cDXOH | Exterior Lighting | 0 | 0
Existing | CZ08 | cDXOH | Interior Equipment | 62910.82 | 66515.42
Existing | CZ08 | cDXOH | Exterior Equipment | 0 | 0
Existing | CZ08 | cDXOH | Fans | 74309.61 | 0
Existing | CZ08 | cDXOH | Pumps | 0 | 0
Existing | CZ08 | cDXOH | Heat Rejection | 0 | 0
Existing | CZ08 | cDXOH | Humidification | 0 | 0
Existing | CZ08 | cDXOH | Heat Recovery | 0 | 0
Existing | CZ08 | cDXOH | Water Systems | 0 | 65086.86
Existing | CZ08 | cDXOH | Refrigeration | 0 | 0
Existing | CZ08 | cDXOH | Generators | 0 | 0
Existing | CZ08 | cDXOH | Total End Uses | 228550.64 | 131602.42
Existing | CZ09 | cDXOH | Heating | 0 | 0
Existing | CZ09 | cDXOH | Cooling | 51853.52 | 0
Existing | CZ09 | cDXOH | Interior Lighting | 45240.58 | 0
Existing | CZ09 | cDXOH | Exterior Lighting | 0 | 0
Existing | CZ09 | cDXOH | Interior Equipment | 62910.82 | 66515.42
Existing | CZ09 | cDXOH | Exterior Equipment | 0 | 0
Existing | CZ09 | cDXOH | Fans | 79910.83 | 0
Existing | CZ09 | cDXOH | Pumps | 0 | 0
Existing | CZ09 | cDXOH | Heat Rejection | 0 | 0
Existing | CZ09 | cDXOH | Humidification | 0 | 0
Existing | CZ09 | cDXOH | Heat Recovery | 0 | 0
Existing | CZ09 | cDXOH | Water Systems | 0 | 64212.1
Existing | CZ09 | cDXOH | Refrigeration | 0 | 0
Existing | CZ09 | cDXOH | Generators | 0 | 0
Existing | CZ09 | cDXOH | Total End Uses | 239915.75 | 130727.53
Existing | CZ10 | cDXOH | Heating | 0 | 79.85
Existing | CZ10 | cDXOH | Cooling | 59809.21 | 0
Existing | CZ10 | cDXOH | Interior Lighting | 45240.58 | 0
Existing | CZ10 | cDXOH | Exterior Lighting | 0 | 0
Existing | CZ10 | cDXOH | Interior Equipment | 62910.82 | 66515.42
Existing | CZ10 | cDXOH | Exterior Equipment | 0 | 0
Existing | CZ10 | cDXOH | Fans | 81720.03 | 0
Existing | CZ10 | cDXOH | Pumps | 0 | 0
Existing | CZ10 | cDXOH | Heat Rejection | 0 | 0
Existing | CZ10 | cDXOH | Humidification | 0 | 0
Existing | CZ10 | cDXOH | Heat Recovery | 0 | 0
Existing | CZ10 | cDXOH | Water Systems | 0 | 63726.14
Existing | CZ10 | cDXOH | Refrigeration | 0 | 0
Existing | CZ10 | cDXOH | Generators | 0 | 0
Existing | CZ10 | cDXOH | Total End Uses | 249680.63 | 130321.41
Existing | CZ11 | cDXOH | Heating | 0 | 216.93
Existing | CZ11 | cDXOH | Cooling | 61144.23 | 0
Existing | CZ11 | cDXOH | Interior Lighting | 45240.58 | 0
Existing | CZ11 | cDXOH | Exterior Lighting | 0 | 0
Existing | CZ11 | cDXOH | Interior Equipment | 62910.82 | 66515.42
Existing | CZ11 | cDXOH | Exterior Equipment | 0 | 0
Existing | CZ11 | cDXOH | Fans | 83027.79 | 0
Existing | CZ11 | cDXOH | Pumps | 0 | 0
Existing | CZ11 | cDXOH | Heat Rejection | 0 | 0
Existing | CZ11 | cDXOH | Humidification | 0 | 0
Existing | CZ11 | cDXOH | Heat Recovery | 0 | 0
Existing | CZ11 | cDXOH | Water Systems | 0 | 65106.37
Existing | CZ11 | cDXOH | Refrigeration | 0 | 0
Existing | CZ11 | cDXOH | Generators | 0 | 0
Existing | CZ11 | cDXOH | Total End Uses | 252323.41 | 131838.72
Existing | CZ12 | cDXOH | Heating | 0 | 323.24
Existing | CZ12 | cDXOH | Cooling | 50824.22 | 0
Existing | CZ12 | cDXOH | Interior Lighting | 45240.58 | 0
Existing | CZ12 | cDXOH | Exterior Lighting | 0 | 0
Existing | CZ12 | cDXOH | Interior Equipment | 62910.82 | 66515.42
Existing | CZ12 | cDXOH | Exterior Equipment | 0 | 0
Existing | CZ12 | cDXOH | Fans | 75301.2 | 0
Existing | CZ12 | cDXOH | Pumps | 0 | 0
Existing | CZ12 | cDXOH | Heat Rejection | 0 | 0
Existing | CZ12 | cDXOH | Humidification | 0 | 0
Existing | CZ12 | cDXOH | Heat Recovery | 0 | 0
Existing | CZ12 | cDXOH | Water Systems | 0 | 66879.74
Existing | CZ12 | cDXOH | Refrigeration | 0 | 0
Existing | CZ12 | cDXOH | Generators | 0 | 0
Existing | CZ12 | cDXOH | Total End Uses | 234276.81 | 133718.4
Existing | CZ13 | cDXOH | Heating | 0 | 102.71
Existing | CZ13 | cDXOH | Cooling | 68033.23 | 0
Existing | CZ13 | cDXOH | Interior Lighting | 45240.58 | 0
Existing | CZ13 | cDXOH | Exterior Lighting | 0 | 0
Existing | CZ13 | cDXOH | Interior Equipment | 62910.82 | 66515.42
Existing | CZ13 | cDXOH | Exterior Equipment | 0 | 0
Existing | CZ13 | cDXOH | Fans | 80162.83 | 0
Existing | CZ13 | cDXOH | Pumps | 0 | 0
Existing | CZ13 | cDXOH | Heat Rejection | 0 | 0
Existing | CZ13 | cDXOH | Humidification | 0 | 0
Existing | CZ13 | cDXOH | Heat Recovery | 0 | 0
Existing | CZ13 | cDXOH | Water Systems | 0 | 63272.8
Existing | CZ13 | cDXOH | Refrigeration | 0 | 0
Existing | CZ13 | cDXOH | Generators | 0 | 0
Existing | CZ13 | cDXOH | Total End Uses | 256347.45 | 129890.93
Existing | CZ14 | cDXOH | Heating | 0 | 12.6
Existing | CZ14 | cDXOH | Cooling | 81682.93 | 0
Existing | CZ14 | cDXOH | Interior Lighting | 45240.58 | 0
Existing | CZ14 | cDXOH | Exterior Lighting | 0 | 0
Existing | CZ14 | cDXOH | Interior Equipment | 62910.82 | 66515.42
Existing | CZ14 | cDXOH | Exterior Equipment | 0 | 0
Existing | CZ14 | cDXOH | Fans | 85790.43 | 0
Existing | CZ14 | cDXOH | Pumps | 0 | 0
Existing | CZ14 | cDXOH | Heat Rejection | 0 | 0
Existing | CZ14 | cDXOH | Humidification | 0 | 0
Existing | CZ14 | cDXOH | Heat Recovery | 0 | 0
Existing | CZ14 | cDXOH | Water Systems | 0 | 60173.71
Existing | CZ14 | cDXOH | Refrigeration | 0 | 0
Existing | CZ14 | cDXOH | Generators | 0 | 0
Existing | CZ14 | cDXOH | Total End Uses | 275624.75 | 126701.73
Existing | CZ15 | cDXOH | Heating | 0 | 0
Existing | CZ15 | cDXOH | Cooling | 107845.26 | 0
Existing | CZ15 | cDXOH | Interior Lighting | 45240.58 | 0
Existing | CZ15 | cDXOH | Exterior Lighting | 0 | 0
Existing | CZ15 | cDXOH | Interior Equipment | 62910.82 | 66515.42
Existing | CZ15 | cDXOH | Exterior Equipment | 0 | 0
Existing | CZ15 | cDXOH | Fans | 83667.14 | 0
Existing | CZ15 | cDXOH | Pumps | 0 | 0
Existing | CZ15 | cDXOH | Heat Rejection | 0 | 0
Existing | CZ15 | cDXOH | Humidification | 0 | 0
Existing | CZ15 | cDXOH | Heat Recovery | 0 | 0
Existing | CZ15 | cDXOH | Water Systems | 0 | 53639.03
Existing | CZ15 | cDXOH | Refrigeration | 0 | 0
Existing | CZ15 | cDXOH | Generators | 0 | 0
Existing | CZ15 | cDXOH | Total End Uses | 299663.79 | 120154.45
Existing | CZ16 | cDXOH | Heating | 0 | 1034.42
Existing | CZ16 | cDXOH | Cooling | 53307.32 | 0
Existing | CZ16 | cDXOH | Interior Lighting | 45240.58 | 0
Existing | CZ16 | cDXOH | Exterior Lighting | 0 | 0
Existing | CZ16 | cDXOH | Interior Equipment | 62910.82 | 66515.42
Existing | CZ16 | cDXOH | Exterior Equipment | 0 | 0
Existing | CZ16 | cDXOH | Fans | 83969.72 | 0
Existing | CZ16 | cDXOH | Pumps | 0 | 0
Existing | CZ16 | cDXOH | Heat Rejection | 0 | 0
Existing | CZ16 | cDXOH | Humidification | 0 | 0
Existing | CZ16 | cDXOH | Heat Recovery | 0 | 0
Existing | CZ16 | cDXOH | Water Systems | 0 | 70614.54
Existing | CZ16 | cDXOH | Refrigeration | 0 | 0
Existing | CZ16 | cDXOH | Generators | 0 | 0
Existing | CZ16 | cDXOH | Total End Uses | 245428.43 | 138164.39
New Construction | CZ01 | cDXOH | Heating | 0 | 179.8
New Construction | CZ01 | cDXOH | Cooling | 6852.74 | 0
New Construction | CZ01 | cDXOH | Interior Lighting | 22628.9 | 0
New Construction | CZ01 | cDXOH | Exterior Lighting | 0 | 0
New Construction | CZ01 | cDXOH | Interior Equipment | 62910.82 | 66515.42
New Construction | CZ01 | cDXOH | Exterior Equipment | 0 | 0
New Construction | CZ01 | cDXOH | Fans | 36008.07 | 0
New Construction | CZ01 | cDXOH | Pumps | 0 | 0
New Construction | CZ01 | cDXOH | Heat Rejection | 0 | 0
New Construction | CZ01 | cDXOH | Humidification | 0 | 0
New Construction | CZ01 | cDXOH | Heat Recovery | 0 | 0
New Construction | CZ01 | cDXOH | Water Systems | 0 | 77894.38
New Construction | CZ01 | cDXOH | Refrigeration | 0 | 0
New Construction | CZ01 | cDXOH | Generators | 0 | 0
New Construction | CZ01 | cDXOH | Total End Uses | 128400.53 | 144589.61
New Construction | CZ02 | cDXOH | Heating | 0 | 2027.24
New Construction | CZ02 | cDXOH | Cooling | 21212.3 | 0
New Construction | CZ02 | cDXOH | Interior Lighting | 22628.9 | 0
New Construction | CZ02 | cDXOH | Exterior Lighting | 0 | 0
New Construction | CZ02 | cDXOH | Interior Equipment | 62910.82 | 66515.42
New Construction | CZ02 | cDXOH | Exterior Equipment | 0 | 0
New Construction | CZ02 | cDXOH | Fans | 59575.05 | 0
New Construction | CZ02 | cDXOH | Pumps | 0 | 0
New Construction | CZ02 | cDXOH | Heat Rejection | 0 | 0
New Construction | CZ02 | cDXOH | Humidification | 0 | 0
New Construction | CZ02 | cDXOH | Heat Recovery | 0 | 0
New Construction | CZ02 | cDXOH | Water Systems | 0 | 71733.4
New Construction | CZ02 | cDXOH | Refrigeration | 0 | 0
New Construction | CZ02 | cDXOH | Generators | 0 | 0
New Construction | CZ02 | cDXOH | Total End Uses | 166327.06 | 140276.06
New Construction | CZ03 | cDXOH | Heating | 0 | 661.7
New Construction | CZ03 | cDXOH | Cooling | 15650.19 | 0
New Construction | CZ03 | cDXOH | Interior Lighting | 22628.9 | 0
New Construction | CZ03 | cDXOH | Exterior Lighting | 0 | 0
New Construction | CZ03 | cDXOH | Interior Equipment | 62910.82 | 66515.42
New Construction | CZ03 | cDXOH | Exterior Equipment | 0 | 0
New Construction | CZ03 | cDXOH | Fans | 54363.71 | 0
New Construction | CZ03 | cDXOH | Pumps | 0 | 0
New Construction | CZ03 | cDXOH | Heat Rejection | 0 | 0
New Construction | CZ03 | cDXOH | Humidification | 0 | 0
New Construction | CZ03 | cDXOH | Heat Recovery | 0 | 0
New Construction | CZ03 | cDXOH | Water Systems | 0 | 71456.5
New Construction | CZ03 | cDXOH | Refrigeration | 0 | 0
New Construction | CZ03 | cDXOH | Generators | 0 | 0
New Construction | CZ03 | cDXOH | Total End Uses | 155553.61 | 138633.62
New Construction | CZ04 | cDXOH | Heating | 0 | 481.57
New Construction | CZ04 | cDXOH | Cooling | 26029.34 | 0
New Construction | CZ04 | cDXOH | Interior Lighting | 22628.9 | 0
New Construction | CZ04 | cDXOH | Exterior Lighting | 0 | 0
New Construction | CZ04 | cDXOH | Interior Equipment | 62910.82 | 66515.42
New Construction | CZ04 | cDXOH | Exterior Equipment | 0 | 0
New Construction | CZ04 | cDXOH | Fans | 60032.81 | 0
New Construction | CZ04 | cDXOH | Pumps | 0 | 0
New Construction | CZ04 | cDXOH | Heat Rejection | 0 | 0
New Construction | CZ04 | cDXOH | Humidification | 0 | 0
New Construction | CZ04 | cDXOH | Heat Recovery | 0 | 0
New Construction | CZ04 | cDXOH | Water Systems | 0 | 69073.84
New Construction | CZ04 | cDXOH | Refrigeration | 0 | 0
New Construction | CZ04 | cDXOH | Generators | 0 | 0
New Construction | CZ04 | cDXOH | Total End Uses | 171601.87 | 136070.82
New Construction | CZ05 | cDXOH | Heating | 0 | 750.65
New Construction | CZ05 | cDXOH | Cooling | 17863.8 | 0
New Construction | CZ05 | cDXOH | Interior Lighting | 22628.9 | 0
New Construction | CZ05 | cDXOH | Exterior Lighting | 0 | 0
New Construction | CZ05 | cDXOH | Interior Equipment | 62910.82 | 66515.42
New Construction | CZ05 | cDXOH | Exterior Equipment | 0 | 0
New Construction | CZ05 | cDXOH | Fans | 53726.51 | 0
New Construction | CZ05 | cDXOH | Pumps | 0 | 0
New Construction | CZ05 | cDXOH | Heat Rejection | 0 | 0
New Construction | CZ05 | cDXOH | Humidification | 0 | 0
New Construction | CZ05 | cDXOH | Heat Recovery | 0 | 0
New Construction | CZ05 | cDXOH | Water Systems | 0 | 71464.26
New Construction | CZ05 | cDXOH | Refrigeration | 0 | 0
New Construction | CZ05 | cDXOH | Generators | 0 | 0
New Construction | CZ05 | cDXOH | Total End Uses | 157130.03 | 138730.33
New Construction | CZ06 | cDXOH | Heating | 0 | 10.43
New Construction | CZ06 | cDXOH | Cooling | 28941.6 | 0
New Construction | CZ06 | cDXOH | Interior Lighting | 22628.9 | 0
New Construction | CZ06 | cDXOH | Exterior Lighting | 0 | 0
New Construction | CZ06 | cDXOH | Interior Equipment | 62910.82 | 66515.42
New Construction | CZ06 | cDXOH | Exterior Equipment | 0 | 0
New Construction | CZ06 | cDXOH | Fans | 56459.28 | 0
New Construction | CZ06 | cDXOH | Pumps | 0 | 0
New Construction | CZ06 | cDXOH | Heat Rejection | 0 | 0
New Construction | CZ06 | cDXOH | Humidification | 0 | 0
New Construction | CZ06 | cDXOH | Heat Recovery | 0 | 0
New Construction | CZ06 | cDXOH | Water Systems | 0 | 65981.92
New Construction | CZ06 | cDXOH | Refrigeration | 0 | 0
New Construction | CZ06 | cDXOH | Generators | 0 | 0
New Construction | CZ06 | cDXOH | Total End Uses | 170940.6 | 132507.78
New Construction | CZ07 | cDXOH | Heating | 0 | 7.18
New Construction | CZ07 | cDXOH | Cooling | 31725.61 | 0
New Construction | CZ07 | cDXOH | Interior Lighting | 22628.9 | 0
New Construction | CZ07 | cDXOH | Exterior Lighting | 0 | 0
New Construction | CZ07 | cDXOH | Interior Equipment | 62910.82 | 66515.42
New Construction | CZ07 | cDXOH | Exterior Equipment | 0 | 0
New Construction | CZ07 | cDXOH | Fans | 55668.41 | 0
New Construction | CZ07 | cDXOH | Pumps | 0 | 0
New Construction | CZ07 | cDXOH | Heat Rejection | 0 | 0
New Construction | CZ07 | cDXOH | Humidification | 0 | 0
New Construction | CZ07 | cDXOH | Heat Recovery | 0 | 0
New Construction | CZ07 | cDXOH | Water Systems | 0 | 65159.41
New Construction | CZ07 | cDXOH | Refrigeration | 0 | 0
New Construction | CZ07 | cDXOH | Generators | 0 | 0
New Construction | CZ07 | cDXOH | Total End Uses | 172933.74 | 131682.01
New Construction | CZ08 | cDXOH | Heating | 0 | 35.53
New Construction | CZ08 | cDXOH | Cooling | 35648.11 | 0
New Construction | CZ08 | cDXOH | Interior Lighting | 22628.9 | 0
New Construction | CZ08 | cDXOH | Exterior Lighting | 0 | 0
New Construction | CZ08 | cDXOH | Interior Equipment | 62910.82 | 66515.42
New Construction | CZ08 | cDXOH | Exterior Equipment | 0 | 0
New Construction | CZ08 | cDXOH | Fans | 60797.17 | 0
New Construction | CZ08 | cDXOH | Pumps | 0 | 0
New Construction | CZ08 | cDXOH | Heat Rejection | 0 | 0
New Construction | CZ08 | cDXOH | Humidification | 0 | 0
New Construction | CZ08 | cDXOH | Heat Recovery | 0 | 0
New Construction | CZ08 | cDXOH | Water Systems | 0 | 65077.48
New Construction | CZ08 | cDXOH | Refrigeration | 0 | 0
New Construction | CZ08 | cDXOH | Generators | 0 | 0
New Construction | CZ08 | cDXOH | Total End Uses | 181985 | 131628.43
New Construction | CZ09 | cDXOH | Heating | 0 | 14.18
New Construction | CZ09 | cDXOH | Cooling | 39841.8 | 0
New Construction | CZ09 | cDXOH | Interior Lighting | 22628.9 | 0
New Construction | CZ09 | cDXOH | Exterior Lighting | 0 | 0
New Construction | CZ09 | cDXOH | Interior Equipment | 62910.82 | 66515.42
New Construction | CZ09 | cDXOH | Exterior Equipment | 0 | 0
New Construction | CZ09 | cDXOH | Fans | 64461.65 | 0
New Construction | CZ09 | cDXOH | Pumps | 0 | 0
New Construction | CZ09 | cDXOH | Heat Rejection | 0 | 0
New Construction | CZ09 | cDXOH | Humidification | 0 | 0
New Construction | CZ09 | cDXOH | Heat Recovery | 0 | 0
New Construction | CZ09 | cDXOH | Water Systems | 0 | 64203.55
New Construction | CZ09 | cDXOH | Refrigeration | 0 | 0
New Construction | CZ09 | cDXOH | Generators | 0 | 0
New Construction | CZ09 | cDXOH | Total End Uses | 189843.17 | 130733.15
New Construction | CZ10 | cDXOH | Heating | 0 | 335.44
New Construction | CZ10 | cDXOH | Cooling | 48611.25 | 0
New Construction | CZ10 | cDXOH | Interior Lighting | 22628.9 | 0
New Construction | CZ10 | cDXOH | Exterior Lighting | 0 | 0
New Construction | CZ10 | cDXOH | Interior Equipment | 62910.82 | 66515.42
New Construction | CZ10 | cDXOH | Exterior Equipment | 0 | 0
New Construction | CZ10 | cDXOH | Fans | 66926.24 | 0
New Construction | CZ10 | cDXOH | Pumps | 0 | 0
New Construction | CZ10 | cDXOH | Heat Rejection | 0 | 0
New Construction | CZ10 | cDXOH | Humidification | 0 | 0
New Construction | CZ10 | cDXOH | Heat Recovery | 0 | 0
New Construction | CZ10 | cDXOH | Water Systems | 0 | 63717.94
New Construction | CZ10 | cDXOH | Refrigeration | 0 | 0
New Construction | CZ10 | cDXOH | Generators | 0 | 0
New Construction | CZ10 | cDXOH | Total End Uses | 201077.2 | 130568.8
New Construction | CZ11 | cDXOH | Heating | 0 | 22.01
New Construction | CZ11 | cDXOH | Cooling | 42122.9 | 0
New Construction | CZ11 | cDXOH | Interior Lighting | 22628.9 | 0
New Construction | CZ11 | cDXOH | Exterior Lighting | 0 | 0
New Construction | CZ11 | cDXOH | Interior Equipment | 62910.82 | 66515.42
New Construction | CZ11 | cDXOH | Exterior Equipment | 0 | 0
New Construction | CZ11 | cDXOH | Fans | 48973.77 | 0
New Construction | CZ11 | cDXOH | Pumps | 0 | 0
New Construction | CZ11 | cDXOH | Heat Rejection | 0 | 0
New Construction | CZ11 | cDXOH | Humidification | 0 | 0
New Construction | CZ11 | cDXOH | Heat Recovery | 0 | 0
New Construction | CZ11 | cDXOH | Water Systems | 0 | 65085.76
New Construction | CZ11 | cDXOH | Refrigeration | 0 | 0
New Construction | CZ11 | cDXOH | Generators | 0 | 0
New Construction | CZ11 | cDXOH | Total End Uses | 176636.38 | 131623.19
New Construction | CZ12 | cDXOH | Heating | 0 | 140.56
New Construction | CZ12 | cDXOH | Cooling | 35329.92 | 0
New Construction | CZ12 | cDXOH | Interior Lighting | 22628.9 | 0
New Construction | CZ12 | cDXOH | Exterior Lighting | 0 | 0
New Construction | CZ12 | cDXOH | Interior Equipment | 62910.82 | 66515.42
New Construction | CZ12 | cDXOH | Exterior Equipment | 0 | 0
New Construction | CZ12 | cDXOH | Fans | 46891.5 | 0
New Construction | CZ12 | cDXOH | Pumps | 0 | 0
New Construction | CZ12 | cDXOH | Heat Rejection | 0 | 0
New Construction | CZ12 | cDXOH | Humidification | 0 | 0
New Construction | CZ12 | cDXOH | Heat Recovery | 0 | 0
New Construction | CZ12 | cDXOH | Water Systems | 0 | 66867.8
New Construction | CZ12 | cDXOH | Refrigeration | 0 | 0
New Construction | CZ12 | cDXOH | Generators | 0 | 0
New Construction | CZ12 | cDXOH | Total End Uses | 167761.14 | 133523.79
New Construction | CZ13 | cDXOH | Heating | 0 | 25.88
New Construction | CZ13 | cDXOH | Cooling | 47299.76 | 0
New Construction | CZ13 | cDXOH | Interior Lighting | 22628.9 | 0
New Construction | CZ13 | cDXOH | Exterior Lighting | 0 | 0
New Construction | CZ13 | cDXOH | Interior Equipment | 62910.82 | 66515.42
New Construction | CZ13 | cDXOH | Exterior Equipment | 0 | 0
New Construction | CZ13 | cDXOH | Fans | 49175.81 | 0
New Construction | CZ13 | cDXOH | Pumps | 0 | 0
New Construction | CZ13 | cDXOH | Heat Rejection | 0 | 0
New Construction | CZ13 | cDXOH | Humidification | 0 | 0
New Construction | CZ13 | cDXOH | Heat Recovery | 0 | 0
New Construction | CZ13 | cDXOH | Water Systems | 0 | 63256.18
New Construction | CZ13 | cDXOH | Refrigeration | 0 | 0
New Construction | CZ13 | cDXOH | Generators | 0 | 0
New Construction | CZ13 | cDXOH | Total End Uses | 182015.29 | 129797.48
New Construction | CZ14 | cDXOH | Heating | 0 | 1.07
New Construction | CZ14 | cDXOH | Cooling | 58003.29 | 0
New Construction | CZ14 | cDXOH | Interior Lighting | 22628.9 | 0
New Construction | CZ14 | cDXOH | Exterior Lighting | 0 | 0
New Construction | CZ14 | cDXOH | Interior Equipment | 62910.82 | 66515.42
New Construction | CZ14 | cDXOH | Exterior Equipment | 0 | 0
New Construction | CZ14 | cDXOH | Fans | 53661.08 | 0
New Construction | CZ14 | cDXOH | Pumps | 0 | 0
New Construction | CZ14 | cDXOH | Heat Rejection | 0 | 0
New Construction | CZ14 | cDXOH | Humidification | 0 | 0
New Construction | CZ14 | cDXOH | Heat Recovery | 0 | 0
New Construction | CZ14 | cDXOH | Water Systems | 0 | 60153.39
New Construction | CZ14 | cDXOH | Refrigeration | 0 | 0
New Construction | CZ14 | cDXOH | Generators | 0 | 0
New Construction | CZ14 | cDXOH | Total End Uses | 197204.09 | 126669.88
New Construction | CZ15 | cDXOH | Heating | 0 | 0
New Construction | CZ15 | cDXOH | Cooling | 78006.41 | 0
New Construction | CZ15 | cDXOH | Interior Lighting | 22628.9 | 0
New Construction | CZ15 | cDXOH | Exterior Lighting | 0 | 0
New Construction | CZ15 | cDXOH | Interior Equipment | 62910.82 | 66515.42
New Construction | CZ15 | cDXOH | Exterior Equipment | 0 | 0
New Construction | CZ15 | cDXOH | Fans | 52560.98 | 0
New Construction | CZ15 | cDXOH | Pumps | 0 | 0
New Construction | CZ15 | cDXOH | Heat Rejection | 0 | 0
New Construction | CZ15 | cDXOH | Humidification | 0 | 0
New Construction | CZ15 | cDXOH | Heat Recovery | 0 | 0
New Construction | CZ15 | cDXOH | Water Systems | 0 | 53619.05
New Construction | CZ15 | cDXOH | Refrigeration | 0 | 0
New Construction | CZ15 | cDXOH | Generators | 0 | 0
New Construction | CZ15 | cDXOH | Total End Uses | 216107.1 | 120134.48
New Construction | CZ16 | cDXOH | Heating | 0 | 591.49
New Construction | CZ16 | cDXOH | Cooling | 37752.98 | 0
New Construction | CZ16 | cDXOH | Interior Lighting | 22628.9 | 0
New Construction | CZ16 | cDXOH | Exterior Lighting | 0 | 0
New Construction | CZ16 | cDXOH | Interior Equipment | 62910.82 | 66515.42
New Construction | CZ16 | cDXOH | Exterior Equipment | 0 | 0
New Construction | CZ16 | cDXOH | Fans | 53484.31 | 0
New Construction | CZ16 | cDXOH | Pumps | 0 | 0
New Construction | CZ16 | cDXOH | Heat Rejection | 0 | 0
New Construction | CZ16 | cDXOH | Humidification | 0 | 0
New Construction | CZ16 | cDXOH | Heat Recovery | 0 | 0
New Construction | CZ16 | cDXOH | Water Systems | 0 | 70599.02
New Construction | CZ16 | cDXOH | Refrigeration | 0 | 0
New Construction | CZ16 | cDXOH | Generators | 0 | 0
New Construction | CZ16 | cDXOH | Total End Uses | 176777 | 137705.93
Existing | CZ01 | cPVVG | Heating | 0 | 43941.68
Existing | CZ01 | cPVVG | Cooling | 9629.12 | 0
Existing | CZ01 | cPVVG | Interior Lighting | 45240.58 | 0
Existing | CZ01 | cPVVG | Exterior Lighting | 0 | 0
Existing | CZ01 | cPVVG | Interior Equipment | 62910.82 | 66515.42
Existing | CZ01 | cPVVG | Exterior Equipment | 0 | 0
Existing | CZ01 | cPVVG | Fans | 29419.42 | 0
Existing | CZ01 | cPVVG | Pumps | 0 | 0
Existing | CZ01 | cPVVG | Heat Rejection | 0 | 0
Existing | CZ01 | cPVVG | Humidification | 0 | 0
Existing | CZ01 | cPVVG | Heat Recovery | 0 | 0
Existing | CZ01 | cPVVG | Water Systems | 0 | 77901
Existing | CZ01 | cPVVG | Refrigeration | 0 | 0
Existing | CZ01 | cPVVG | Generators | 0 | 0
Existing | CZ01 | cPVVG | Total End Uses | 147199.93 | 188358.1
Existing | CZ02 | cPVVG | Heating | 0 | 29541.16
Existing | CZ02 | cPVVG | Cooling | 28598.74 | 0
Existing | CZ02 | cPVVG | Interior Lighting | 45240.58 | 0
Existing | CZ02 | cPVVG | Exterior Lighting | 0 | 0
Existing | CZ02 | cPVVG | Interior Equipment | 62910.82 | 66515.42
Existing | CZ02 | cPVVG | Exterior Equipment | 0 | 0
Existing | CZ02 | cPVVG | Fans | 41612.17 | 0
Existing | CZ02 | cPVVG | Pumps | 0 | 0
Existing | CZ02 | cPVVG | Heat Rejection | 0 | 0
Existing | CZ02 | cPVVG | Humidification | 0 | 0
Existing | CZ02 | cPVVG | Heat Recovery | 0 | 0
Existing | CZ02 | cPVVG | Water Systems | 0 | 71742.56
Existing | CZ02 | cPVVG | Refrigeration | 0 | 0
Existing | CZ02 | cPVVG | Generators | 0 | 0
Existing | CZ02 | cPVVG | Total End Uses | 178362.31 | 167799.15
Existing | CZ03 | cPVVG | Heating | 0 | 17416.06
Existing | CZ03 | cPVVG | Cooling | 22815.69 | 0
Existing | CZ03 | cPVVG | Interior Lighting | 45240.58 | 0
Existing | CZ03 | cPVVG | Exterior Lighting | 0 | 0
Existing | CZ03 | cPVVG | Interior Equipment | 62910.82 | 66515.42
Existing | CZ03 | cPVVG | Exterior Equipment | 0 | 0
Existing | CZ03 | cPVVG | Fans | 37953.38 | 0
Existing | CZ03 | cPVVG | Pumps | 0 | 0
Existing | CZ03 | cPVVG | Heat Rejection | 0 | 0
Existing | CZ03 | cPVVG | Humidification | 0 | 0
Existing | CZ03 | cPVVG | Heat Recovery | 0 | 0
Existing | CZ03 | cPVVG | Water Systems | 0 | 71466.2
Existing | CZ03 | cPVVG | Refrigeration | 0 | 0
Existing | CZ03 | cPVVG | Generators | 0 | 0
Existing | CZ03 | cPVVG | Total End Uses | 168920.47 | 155397.69
Existing | CZ04 | cPVVG | Heating | 0 | 15822.04
Existing | CZ04 | cPVVG | Cooling | 34416.04 | 0
Existing | CZ04 | cPVVG | Interior Lighting | 45240.58 | 0
Existing | CZ04 | cPVVG | Exterior Lighting | 0 | 0
Existing | CZ04 | cPVVG | Interior Equipment | 62910.82 | 66515.42
Existing | CZ04 | cPVVG | Exterior Equipment | 0 | 0
Existing | CZ04 | cPVVG | Fans | 43285.94 | 0
Existing | CZ04 | cPVVG | Pumps | 0 | 0
Existing | CZ04 | cPVVG | Heat Rejection | 0 | 0
Existing | CZ04 | cPVVG | Humidification | 0 | 0
Existing | CZ04 | cPVVG | Heat Recovery | 0 | 0
Existing | CZ04 | cPVVG | Water Systems | 0 | 69083.49
Existing | CZ04 | cPVVG | Refrigeration | 0 | 0
Existing | CZ04 | cPVVG | Generators | 0 | 0
Existing | CZ04 | cPVVG | Total End Uses | 185853.38 | 151420.95
Existing | CZ05 | cPVVG | Heating | 0 | 16167.85
Existing | CZ05 | cPVVG | Cooling | 25843.37 | 0
Existing | CZ05 | cPVVG | Interior Lighting | 45240.58 | 0
Existing | CZ05 | cPVVG | Exterior Lighting | 0 | 0
Existing | CZ05 | cPVVG | Interior Equipment | 62910.82 | 66515.42
Existing | CZ05 | cPVVG | Exterior Equipment | 0 | 0
Existing | CZ05 | cPVVG | Fans | 38387.4 | 0
Existing | CZ05 | cPVVG | Pumps | 0 | 0
Existing | CZ05 | cPVVG | Heat Rejection | 0 | 0
Existing | CZ05 | cPVVG | Humidification | 0 | 0
Existing | CZ05 | cPVVG | Heat Recovery | 0 | 0
Existing | CZ05 | cPVVG | Water Systems | 0 | 71469.88
Existing | CZ05 | cPVVG | Refrigeration | 0 | 0
Existing | CZ05 | cPVVG | Generators | 0 | 0
Existing | CZ05 | cPVVG | Total End Uses | 172382.17 | 154153.15
Existing | CZ06 | cPVVG | Heating | 0 | 3621.12
Existing | CZ06 | cPVVG | Cooling | 38933.38 | 0
Existing | CZ06 | cPVVG | Interior Lighting | 45240.58 | 0
Existing | CZ06 | cPVVG | Exterior Lighting | 0 | 0
Existing | CZ06 | cPVVG | Interior Equipment | 62910.82 | 66515.42
Existing | CZ06 | cPVVG | Exterior Equipment | 0 | 0
Existing | CZ06 | cPVVG | Fans | 41765.27 | 0
Existing | CZ06 | cPVVG | Pumps | 0 | 0
Existing | CZ06 | cPVVG | Heat Rejection | 0 | 0
Existing | CZ06 | cPVVG | Humidification | 0 | 0
Existing | CZ06 | cPVVG | Heat Recovery | 0 | 0
Existing | CZ06 | cPVVG | Water Systems | 0 | 65989.58
Existing | CZ06 | cPVVG | Refrigeration | 0 | 0
Existing | CZ06 | cPVVG | Generators | 0 | 0
Existing | CZ06 | cPVVG | Total End Uses | 188850.04 | 136126.12
Existing | CZ07 | cPVVG | Heating | 0 | 3447.33
Existing | CZ07 | cPVVG | Cooling | 40871.72 | 0
Existing | CZ07 | cPVVG | Interior Lighting | 45240.58 | 0
Existing | CZ07 | cPVVG | Exterior Lighting | 0 | 0
Existing | CZ07 | cPVVG | Interior Equipment | 62910.82 | 66515.42
Existing | CZ07 | cPVVG | Exterior Equipment | 0 | 0
Existing | CZ07 | cPVVG | Fans | 42013.88 | 0
Existing | CZ07 | cPVVG | Pumps | 0 | 0
Existing | CZ07 | cPVVG | Heat Rejection | 0 | 0
Existing | CZ07 | cPVVG | Humidification | 0 | 0
Existing | CZ07 | cPVVG | Heat Recovery | 0 | 0
Existing | CZ07 | cPVVG | Water Systems | 0 | 65176.17
Existing | CZ07 | cPVVG | Refrigeration | 0 | 0
Existing | CZ07 | cPVVG | Generators | 0 | 0
Existing | CZ07 | cPVVG | Total End Uses | 191037 | 135138.92
Existing | CZ08 | cPVVG | Heating | 0 | 5345.41
Existing | CZ08 | cPVVG | Cooling | 45261.88 | 0
Existing | CZ08 | cPVVG | Interior Lighting | 45240.58 | 0
Existing | CZ08 | cPVVG | Exterior Lighting | 0 | 0
Existing | CZ08 | cPVVG | Interior Equipment | 62910.82 | 66515.42
Existing | CZ08 | cPVVG | Exterior Equipment | 0 | 0
Existing | CZ08 | cPVVG | Fans | 44709.87 | 0
Existing | CZ08 | cPVVG | Pumps | 0 | 0
Existing | CZ08 | cPVVG | Heat Rejection | 0 | 0
Existing | CZ08 | cPVVG | Humidification | 0 | 0
Existing | CZ08 | cPVVG | Heat Recovery | 0 | 0
Existing | CZ08 | cPVVG | Water Systems | 0 | 65085.88
Existing | CZ08 | cPVVG | Refrigeration | 0 | 0
Existing | CZ08 | cPVVG | Generators | 0 | 0
Existing | CZ08 | cPVVG | Total End Uses | 198123.14 | 136946.71
Existing | CZ09 | cPVVG | Heating | 0 | 4288.85
Existing | CZ09 | cPVVG | Cooling | 50669.88 | 0
Existing | CZ09 | cPVVG | Interior Lighting | 45240.58 | 0
Existing | CZ09 | cPVVG | Exterior Lighting | 0 | 0
Existing | CZ09 | cPVVG | Interior Equipment | 62910.82 | 66515.42
Existing | CZ09 | cPVVG | Exterior Equipment | 0 | 0
Existing | CZ09 | cPVVG | Fans | 48453.45 | 0
Existing | CZ09 | cPVVG | Pumps | 0 | 0
Existing | CZ09 | cPVVG | Heat Rejection | 0 | 0
Existing | CZ09 | cPVVG | Humidification | 0 | 0
Existing | CZ09 | cPVVG | Heat Recovery | 0 | 0
Existing | CZ09 | cPVVG | Water Systems | 0 | 64210.96
Existing | CZ09 | cPVVG | Refrigeration | 0 | 0
Existing | CZ09 | cPVVG | Generators | 0 | 0
Existing | CZ09 | cPVVG | Total End Uses | 207274.73 | 135015.22
Existing | CZ10 | cPVVG | Heating | 0 | 11735.71
Existing | CZ10 | cPVVG | Cooling | 57967.04 | 0
Existing | CZ10 | cPVVG | Interior Lighting | 45240.58 | 0
Existing | CZ10 | cPVVG | Exterior Lighting | 0 | 0
Existing | CZ10 | cPVVG | Interior Equipment | 62910.82 | 66515.42
Existing | CZ10 | cPVVG | Exterior Equipment | 0 | 0
Existing | CZ10 | cPVVG | Fans | 51152.59 | 0
Existing | CZ10 | cPVVG | Pumps | 0 | 0
Existing | CZ10 | cPVVG | Heat Rejection | 0 | 0
Existing | CZ10 | cPVVG | Humidification | 0 | 0
Existing | CZ10 | cPVVG | Heat Recovery | 0 | 0
Existing | CZ10 | cPVVG | Water Systems | 0 | 63724.17
Existing | CZ10 | cPVVG | Refrigeration | 0 | 0
Existing | CZ10 | cPVVG | Generators | 0 | 0
Existing | CZ10 | cPVVG | Total End Uses | 217271.03 | 141975.3
Existing | CZ11 | cPVVG | Heating | 0 | 28544.15
Existing | CZ11 | cPVVG | Cooling | 59469.83 | 0
Existing | CZ11 | cPVVG | Interior Lighting | 45240.58 | 0
Existing | CZ11 | cPVVG | Exterior Lighting | 0 | 0
Existing | CZ11 | cPVVG | Interior Equipment | 62910.82 | 66515.42
Existing | CZ11 | cPVVG | Exterior Equipment | 0 | 0
Existing | CZ11 | cPVVG | Fans | 51162.53 | 0
Existing | CZ11 | cPVVG | Pumps | 0 | 0
Existing | CZ11 | cPVVG | Heat Rejection | 0 | 0
Existing | CZ11 | cPVVG | Humidification | 0 | 0
Existing | CZ11 | cPVVG | Heat Recovery | 0 | 0
Existing | CZ11 | cPVVG | Water Systems | 0 | 65105.27
Existing | CZ11 | cPVVG | Refrigeration | 0 | 0
Existing | CZ11 | cPVVG | Generators | 0 | 0
Existing | CZ11 | cPVVG | Total End Uses | 218783.76 | 160164.84
Existing | CZ12 | cPVVG | Heating | 0 | 26110.35
Existing | CZ12 | cPVVG | Cooling | 49730.23 | 0
Existing | CZ12 | cPVVG | Interior Lighting | 45240.58 | 0
Existing | CZ12 | cPVVG | Exterior Lighting | 0 | 0
Existing | CZ12 | cPVVG | Interior Equipment | 62910.82 | 66515.42
Existing | CZ12 | cPVVG | Exterior Equipment | 0 | 0
Existing | CZ12 | cPVVG | Fans | 46054.71 | 0
Existing | CZ12 | cPVVG | Pumps | 0 | 0
Existing | CZ12 | cPVVG | Heat Rejection | 0 | 0
Existing | CZ12 | cPVVG | Humidification | 0 | 0
Existing | CZ12 | cPVVG | Heat Recovery | 0 | 0
Existing | CZ12 | cPVVG | Water Systems | 0 | 66878.77
Existing | CZ12 | cPVVG | Refrigeration | 0 | 0
Existing | CZ12 | cPVVG | Generators | 0 | 0
Existing | CZ12 | cPVVG | Total End Uses | 203936.33 | 159504.54
Existing | CZ13 | cPVVG | Heating | 0 | 20455.21
Existing | CZ13 | cPVVG | Cooling | 66232.31 | 0
Existing | CZ13 | cPVVG | Interior Lighting | 45240.58 | 0
Existing | CZ13 | cPVVG | Exterior Lighting | 0 | 0
Existing | CZ13 | cPVVG | Interior Equipment | 62910.82 | 66515.42
Existing | CZ13 | cPVVG | Exterior Equipment | 0 | 0
Existing | CZ13 | cPVVG | Fans | 50902.08 | 0
Existing | CZ13 | cPVVG | Pumps | 0 | 0
Existing | CZ13 | cPVVG | Heat Rejection | 0 | 0
Existing | CZ13 | cPVVG | Humidification | 0 | 0
Existing | CZ13 | cPVVG | Heat Recovery | 0 | 0
Existing | CZ13 | cPVVG | Water Systems | 0 | 63271.63
Existing | CZ13 | cPVVG | Refrigeration | 0 | 0
Existing | CZ13 | cPVVG | Generators | 0 | 0
Existing | CZ13 | cPVVG | Total End Uses | 225285.78 | 150242.26
Existing | CZ14 | cPVVG | Heating | 0 | 11457.59
Existing | CZ14 | cPVVG | Cooling | 79311.34 | 0
Existing | CZ14 | cPVVG | Interior Lighting | 45240.58 | 0
Existing | CZ14 | cPVVG | Exterior Lighting | 0 | 0
Existing | CZ14 | cPVVG | Interior Equipment | 62910.82 | 66515.42
Existing | CZ14 | cPVVG | Exterior Equipment | 0 | 0
Existing | CZ14 | cPVVG | Fans | 55936.64 | 0
Existing | CZ14 | cPVVG | Pumps | 0 | 0
Existing | CZ14 | cPVVG | Heat Rejection | 0 | 0
Existing | CZ14 | cPVVG | Humidification | 0 | 0
Existing | CZ14 | cPVVG | Heat Recovery | 0 | 0
Existing | CZ14 | cPVVG | Water Systems | 0 | 60171.59
Existing | CZ14 | cPVVG | Refrigeration | 0 | 0
Existing | CZ14 | cPVVG | Generators | 0 | 0
Existing | CZ14 | cPVVG | Total End Uses | 243399.38 | 138144.6
Existing | CZ15 | cPVVG | Heating | 0 | 3624.43
Existing | CZ15 | cPVVG | Cooling | 104570.43 | 0
Existing | CZ15 | cPVVG | Interior Lighting | 45240.58 | 0
Existing | CZ15 | cPVVG | Exterior Lighting | 0 | 0
Existing | CZ15 | cPVVG | Interior Equipment | 62910.82 | 66515.42
Existing | CZ15 | cPVVG | Exterior Equipment | 0 | 0
Existing | CZ15 | cPVVG | Fans | 56965.04 | 0
Existing | CZ15 | cPVVG | Pumps | 0 | 0
Existing | CZ15 | cPVVG | Heat Rejection | 0 | 0
Existing | CZ15 | cPVVG | Humidification | 0 | 0
Existing | CZ15 | cPVVG | Heat Recovery | 0 | 0
Existing | CZ15 | cPVVG | Water Systems | 0 | 53638.5
Existing | CZ15 | cPVVG | Refrigeration | 0 | 0
Existing | CZ15 | cPVVG | Generators | 0 | 0
Existing | CZ15 | cPVVG | Total End Uses | 269686.87 | 123778.35
Existing | CZ16 | cPVVG | Heating | 0 | 36717.27
Existing | CZ16 | cPVVG | Cooling | 52257.17 | 0
Existing | CZ16 | cPVVG | Interior Lighting | 45240.58 | 0
Existing | CZ16 | cPVVG | Exterior Lighting | 0 | 0
Existing | CZ16 | cPVVG | Interior Equipment | 62910.82 | 66515.42
Existing | CZ16 | cPVVG | Exterior Equipment | 0 | 0
Existing | CZ16 | cPVVG | Fans | 51957.3 | 0
Existing | CZ16 | cPVVG | Pumps | 0 | 0
Existing | CZ16 | cPVVG | Heat Rejection | 0 | 0
Existing | CZ16 | cPVVG | Humidification | 0 | 0
Existing | CZ16 | cPVVG | Heat Recovery | 0 | 0
Existing | CZ16 | cPVVG | Water Systems | 0 | 70611.55
Existing | CZ16 | cPVVG | Refrigeration | 0 | 0
Existing | CZ16 | cPVVG | Generators | 0 | 0
Existing | CZ16 | cPVVG | Total End Uses | 212365.86 | 173844.24
New Construction | CZ01 | cPVVG | Heating | 0 | 49618.96
New Construction | CZ01 | cPVVG | Cooling | 7295.8 | 0
New Construction | CZ01 | cPVVG | Interior Lighting | 22628.9 | 0
New Construction | CZ01 | cPVVG | Exterior Lighting | 0 | 0
New Construction | CZ01 | cPVVG | Interior Equipment | 62910.82 | 66515.42
New Construction | CZ01 | cPVVG | Exterior Equipment | 0 | 0
New Construction | CZ01 | cPVVG | Fans | 20071.15 | 0
New Construction | CZ01 | cPVVG | Pumps | 0 | 0
New Construction | CZ01 | cPVVG | Heat Rejection | 0 | 0
New Construction | CZ01 | cPVVG | Humidification | 0 | 0
New Construction | CZ01 | cPVVG | Heat Recovery | 0 | 0
New Construction | CZ01 | cPVVG | Water Systems | 0 | 77857.04
New Construction | CZ01 | cPVVG | Refrigeration | 0 | 0
New Construction | CZ01 | cPVVG | Generators | 0 | 0
New Construction | CZ01 | cPVVG | Total End Uses | 112906.66 | 193991.43
New Construction | CZ02 | cPVVG | Heating | 0 | 41485.98
New Construction | CZ02 | cPVVG | Cooling | 20855.29 | 0
New Construction | CZ02 | cPVVG | Interior Lighting | 22628.9 | 0
New Construction | CZ02 | cPVVG | Exterior Lighting | 0 | 0
New Construction | CZ02 | cPVVG | Interior Equipment | 62910.82 | 66515.42
New Construction | CZ02 | cPVVG | Exterior Equipment | 0 | 0
New Construction | CZ02 | cPVVG | Fans | 35725.38 | 0
New Construction | CZ02 | cPVVG | Pumps | 0 | 0
New Construction | CZ02 | cPVVG | Heat Rejection | 0 | 0
New Construction | CZ02 | cPVVG | Humidification | 0 | 0
New Construction | CZ02 | cPVVG | Heat Recovery | 0 | 0
New Construction | CZ02 | cPVVG | Water Systems | 0 | 71724.9
New Construction | CZ02 | cPVVG | Refrigeration | 0 | 0
New Construction | CZ02 | cPVVG | Generators | 0 | 0
New Construction | CZ02 | cPVVG | Total End Uses | 142120.39 | 179726.3
New Construction | CZ03 | cPVVG | Heating | 0 | 27689.84
New Construction | CZ03 | cPVVG | Cooling | 15728.75 | 0
New Construction | CZ03 | cPVVG | Interior Lighting | 22628.9 | 0
New Construction | CZ03 | cPVVG | Exterior Lighting | 0 | 0
New Construction | CZ03 | cPVVG | Interior Equipment | 62910.82 | 66515.42
New Construction | CZ03 | cPVVG | Exterior Equipment | 0 | 0
New Construction | CZ03 | cPVVG | Fans | 32116.11 | 0
New Construction | CZ03 | cPVVG | Pumps | 0 | 0
New Construction | CZ03 | cPVVG | Heat Rejection | 0 | 0
New Construction | CZ03 | cPVVG | Humidification | 0 | 0
New Construction | CZ03 | cPVVG | Heat Recovery | 0 | 0
New Construction | CZ03 | cPVVG | Water Systems | 0 | 71447.4
New Construction | CZ03 | cPVVG | Refrigeration | 0 | 0
New Construction | CZ03 | cPVVG | Generators | 0 | 0
New Construction | CZ03 | cPVVG | Total End Uses | 133384.58 | 165652.66
New Construction | CZ04 | cPVVG | Heating | 0 | 23783.36
New Construction | CZ04 | cPVVG | Cooling | 25530.67 | 0
New Construction | CZ04 | cPVVG | Interior Lighting | 22628.9 | 0
New Construction | CZ04 | cPVVG | Exterior Lighting | 0 | 0
New Construction | CZ04 | cPVVG | Interior Equipment | 62910.82 | 66515.42
New Construction | CZ04 | cPVVG | Exterior Equipment | 0 | 0
New Construction | CZ04 | cPVVG | Fans | 37004.87 | 0
New Construction | CZ04 | cPVVG | Pumps | 0 | 0
New Construction | CZ04 | cPVVG | Heat Rejection | 0 | 0
New Construction | CZ04 | cPVVG | Humidification | 0 | 0
New Construction | CZ04 | cPVVG | Heat Recovery | 0 | 0
New Construction | CZ04 | cPVVG | Water Systems | 0 | 69068.37
New Construction | CZ04 | cPVVG | Refrigeration | 0 | 0
New Construction | CZ04 | cPVVG | Generators | 0 | 0
New Construction | CZ04 | cPVVG | Total End Uses | 148075.26 | 159367.16
New Construction | CZ05 | cPVVG | Heating | 0 | 27179.75
New Construction | CZ05 | cPVVG | Cooling | 17879.21 | 0
New Construction | CZ05 | cPVVG | Interior Lighting | 22628.9 | 0
New Construction | CZ05 | cPVVG | Exterior Lighting | 0 | 0
New Construction | CZ05 | cPVVG | Interior Equipment | 62910.82 | 66515.42
New Construction | CZ05 | cPVVG | Exterior Equipment | 0 | 0
New Construction | CZ05 | cPVVG | Fans | 32259.59 | 0
New Construction | CZ05 | cPVVG | Pumps | 0 | 0
New Construction | CZ05 | cPVVG | Heat Rejection | 0 | 0
New Construction | CZ05 | cPVVG | Humidification | 0 | 0
New Construction | CZ05 | cPVVG | Heat Recovery | 0 | 0
New Construction | CZ05 | cPVVG | Water Systems | 0 | 71456.95
New Construction | CZ05 | cPVVG | Refrigeration | 0 | 0
New Construction | CZ05 | cPVVG | Generators | 0 | 0
New Construction | CZ05 | cPVVG | Total End Uses | 135678.51 | 165152.12
New Construction | CZ06 | cPVVG | Heating | 0 | 6858.55
New Construction | CZ06 | cPVVG | Cooling | 28720.38 | 0
New Construction | CZ06 | cPVVG | Interior Lighting | 22628.9 | 0
New Construction | CZ06 | cPVVG | Exterior Lighting | 0 | 0
New Construction | CZ06 | cPVVG | Interior Equipment | 62910.82 | 66515.42
New Construction | CZ06 | cPVVG | Exterior Equipment | 0 | 0
New Construction | CZ06 | cPVVG | Fans | 35600.36 | 0
New Construction | CZ06 | cPVVG | Pumps | 0 | 0
New Construction | CZ06 | cPVVG | Heat Rejection | 0 | 0
New Construction | CZ06 | cPVVG | Humidification | 0 | 0
New Construction | CZ06 | cPVVG | Heat Recovery | 0 | 0
New Construction | CZ06 | cPVVG | Water Systems | 0 | 65980.43
New Construction | CZ06 | cPVVG | Refrigeration | 0 | 0
New Construction | CZ06 | cPVVG | Generators | 0 | 0
New Construction | CZ06 | cPVVG | Total End Uses | 149860.46 | 139354.4
New Construction | CZ07 | cPVVG | Heating | 0 | 6245.5
New Construction | CZ07 | cPVVG | Cooling | 30800.52 | 0
New Construction | CZ07 | cPVVG | Interior Lighting | 22628.9 | 0
New Construction | CZ07 | cPVVG | Exterior Lighting | 0 | 0
New Construction | CZ07 | cPVVG | Interior Equipment | 62910.82 | 66515.42
New Construction | CZ07 | cPVVG | Exterior Equipment | 0 | 0
New Construction | CZ07 | cPVVG | Fans | 35318.08 | 0
New Construction | CZ07 | cPVVG | Pumps | 0 | 0
New Construction | CZ07 | cPVVG | Heat Rejection | 0 | 0
New Construction | CZ07 | cPVVG | Humidification | 0 | 0
New Construction | CZ07 | cPVVG | Heat Recovery | 0 | 0
New Construction | CZ07 | cPVVG | Water Systems | 0 | 65161.53
New Construction | CZ07 | cPVVG | Refrigeration | 0 | 0
New Construction | CZ07 | cPVVG | Generators | 0 | 0
New Construction | CZ07 | cPVVG | Total End Uses | 151658.31 | 137922.45
New Construction | CZ08 | cPVVG | Heating | 0 | 9168.81
New Construction | CZ08 | cPVVG | Cooling | 34731.77 | 0
New Construction | CZ08 | cPVVG | Interior Lighting | 22628.9 | 0
New Construction | CZ08 | cPVVG | Exterior Lighting | 0 | 0
New Construction | CZ08 | cPVVG | Interior Equipment | 62910.82 | 66515.42
New Construction | CZ08 | cPVVG | Exterior Equipment | 0 | 0
New Construction | CZ08 | cPVVG | Fans | 38801.11 | 0
New Construction | CZ08 | cPVVG | Pumps | 0 | 0
New Construction | CZ08 | cPVVG | Heat Rejection | 0 | 0
New Construction | CZ08 | cPVVG | Humidification | 0 | 0
New Construction | CZ08 | cPVVG | Heat Recovery | 0 | 0
New Construction | CZ08 | cPVVG | Water Systems | 0 | 65075.78
New Construction | CZ08 | cPVVG | Refrigeration | 0 | 0
New Construction | CZ08 | cPVVG | Generators | 0 | 0
New Construction | CZ08 | cPVVG | Total End Uses | 159072.59 | 140760.01
New Construction | CZ09 | cPVVG | Heating | 0 | 7534.41
New Construction | CZ09 | cPVVG | Cooling | 38660.52 | 0
New Construction | CZ09 | cPVVG | Interior Lighting | 22628.9 | 0
New Construction | CZ09 | cPVVG | Exterior Lighting | 0 | 0
New Construction | CZ09 | cPVVG | Interior Equipment | 62910.82 | 66515.42
New Construction | CZ09 | cPVVG | Exterior Equipment | 0 | 0
New Construction | CZ09 | cPVVG | Fans | 41540.34 | 0
New Construction | CZ09 | cPVVG | Pumps | 0 | 0
New Construction | CZ09 | cPVVG | Heat Rejection | 0 | 0
New Construction | CZ09 | cPVVG | Humidification | 0 | 0
New Construction | CZ09 | cPVVG | Heat Recovery | 0 | 0
New Construction | CZ09 | cPVVG | Water Systems | 0 | 64203.35
New Construction | CZ09 | cPVVG | Refrigeration | 0 | 0
New Construction | CZ09 | cPVVG | Generators | 0 | 0
New Construction | CZ09 | cPVVG | Total End Uses | 165740.58 | 138253.18
New Construction | CZ10 | cPVVG | Heating | 0 | 16006.98
New Construction | CZ10 | cPVVG | Cooling | 47161.72 | 0
New Construction | CZ10 | cPVVG | Interior Lighting | 22628.9 | 0
New Construction | CZ10 | cPVVG | Exterior Lighting | 0 | 0
New Construction | CZ10 | cPVVG | Interior Equipment | 62910.82 | 66515.42
New Construction | CZ10 | cPVVG | Exterior Equipment | 0 | 0
New Construction | CZ10 | cPVVG | Fans | 43906.27 | 0
New Construction | CZ10 | cPVVG | Pumps | 0 | 0
New Construction | CZ10 | cPVVG | Heat Rejection | 0 | 0
New Construction | CZ10 | cPVVG | Humidification | 0 | 0
New Construction | CZ10 | cPVVG | Heat Recovery | 0 | 0
New Construction | CZ10 | cPVVG | Water Systems | 0 | 63716.38
New Construction | CZ10 | cPVVG | Refrigeration | 0 | 0
New Construction | CZ10 | cPVVG | Generators | 0 | 0
New Construction | CZ10 | cPVVG | Total End Uses | 176607.7 | 146238.78
New Construction | CZ11 | cPVVG | Heating | 0 | 26865.8
New Construction | CZ11 | cPVVG | Cooling | 41398.96 | 0
New Construction | CZ11 | cPVVG | Interior Lighting | 22628.9 | 0
New Construction | CZ11 | cPVVG | Exterior Lighting | 0 | 0
New Construction | CZ11 | cPVVG | Interior Equipment | 62910.82 | 66515.42
New Construction | CZ11 | cPVVG | Exterior Equipment | 0 | 0
New Construction | CZ11 | cPVVG | Fans | 31279.78 | 0
New Construction | CZ11 | cPVVG | Pumps | 0 | 0
New Construction | CZ11 | cPVVG | Heat Rejection | 0 | 0
New Construction | CZ11 | cPVVG | Humidification | 0 | 0
New Construction | CZ11 | cPVVG | Heat Recovery | 0 | 0
New Construction | CZ11 | cPVVG | Water Systems | 0 | 65069.1
New Construction | CZ11 | cPVVG | Refrigeration | 0 | 0
New Construction | CZ11 | cPVVG | Generators | 0 | 0
New Construction | CZ11 | cPVVG | Total End Uses | 158218.45 | 158450.33
New Construction | CZ12 | cPVVG | Heating | 0 | 26692.95
New Construction | CZ12 | cPVVG | Cooling | 34824.36 | 0
New Construction | CZ12 | cPVVG | Interior Lighting | 22628.9 | 0
New Construction | CZ12 | cPVVG | Exterior Lighting | 0 | 0
New Construction | CZ12 | cPVVG | Interior Equipment | 62910.82 | 66515.42
New Construction | CZ12 | cPVVG | Exterior Equipment | 0 | 0
New Construction | CZ12 | cPVVG | Fans | 29695.42 | 0
New Construction | CZ12 | cPVVG | Pumps | 0 | 0
New Construction | CZ12 | cPVVG | Heat Rejection | 0 | 0
New Construction | CZ12 | cPVVG | Humidification | 0 | 0
New Construction | CZ12 | cPVVG | Heat Recovery | 0 | 0
New Construction | CZ12 | cPVVG | Water Systems | 0 | 66852.27
New Construction | CZ12 | cPVVG | Refrigeration | 0 | 0
New Construction | CZ12 | cPVVG | Generators | 0 | 0
New Construction | CZ12 | cPVVG | Total End Uses | 150059.5 | 160060.64
New Construction | CZ13 | cPVVG | Heating | 0 | 21353.21
New Construction | CZ13 | cPVVG | Cooling | 46408.02 | 0
New Construction | CZ13 | cPVVG | Interior Lighting | 22628.9 | 0
New Construction | CZ13 | cPVVG | Exterior Lighting | 0 | 0
New Construction | CZ13 | cPVVG | Interior Equipment | 62910.82 | 66515.42
New Construction | CZ13 | cPVVG | Exterior Equipment | 0 | 0
New Construction | CZ13 | cPVVG | Fans | 32264.49 | 0
New Construction | CZ13 | cPVVG | Pumps | 0 | 0
New Construction | CZ13 | cPVVG | Heat Rejection | 0 | 0
New Construction | CZ13 | cPVVG | Humidification | 0 | 0
New Construction | CZ13 | cPVVG | Heat Recovery | 0 | 0
New Construction | CZ13 | cPVVG | Water Systems | 0 | 63240.78
New Construction | CZ13 | cPVVG | Refrigeration | 0 | 0
New Construction | CZ13 | cPVVG | Generators | 0 | 0
New Construction | CZ13 | cPVVG | Total End Uses | 164212.22 | 151109.41
New Construction | CZ14 | cPVVG | Heating | 0 | 13561.14
New Construction | CZ14 | cPVVG | Cooling | 56684.24 | 0
New Construction | CZ14 | cPVVG | Interior Lighting | 22628.9 | 0
New Construction | CZ14 | cPVVG | Exterior Lighting | 0 | 0
New Construction | CZ14 | cPVVG | Interior Equipment | 62910.82 | 66515.42
New Construction | CZ14 | cPVVG | Exterior Equipment | 0 | 0
New Construction | CZ14 | cPVVG | Fans | 36168.18 | 0
New Construction | CZ14 | cPVVG | Pumps | 0 | 0
New Construction | CZ14 | cPVVG | Heat Rejection | 0 | 0
New Construction | CZ14 | cPVVG | Humidification | 0 | 0
New Construction | CZ14 | cPVVG | Heat Recovery | 0 | 0
New Construction | CZ14 | cPVVG | Water Systems | 0 | 60141.39
New Construction | CZ14 | cPVVG | Refrigeration | 0 | 0
New Construction | CZ14 | cPVVG | Generators | 0 | 0
New Construction | CZ14 | cPVVG | Total End Uses | 178392.14 | 140217.95
New Construction | CZ15 | cPVVG | Heating | 0 | 4645.53
New Construction | CZ15 | cPVVG | Cooling | 76347.48 | 0
New Construction | CZ15 | cPVVG | Interior Lighting | 22628.9 | 0
New Construction | CZ15 | cPVVG | Exterior Lighting | 0 | 0
New Construction | CZ15 | cPVVG | Interior Equipment | 62910.82 | 66515.42
New Construction | CZ15 | cPVVG | Exterior Equipment | 0 | 0
New Construction | CZ15 | cPVVG | Fans | 37013.24 | 0
New Construction | CZ15 | cPVVG | Pumps | 0 | 0
New Construction | CZ15 | cPVVG | Heat Rejection | 0 | 0
New Construction | CZ15 | cPVVG | Humidification | 0 | 0
New Construction | CZ15 | cPVVG | Heat Recovery | 0 | 0
New Construction | CZ15 | cPVVG | Water Systems | 0 | 53613.07
New Construction | CZ15 | cPVVG | Refrigeration | 0 | 0
New Construction | CZ15 | cPVVG | Generators | 0 | 0
New Construction | CZ15 | cPVVG | Total End Uses | 198900.43 | 124774.02
New Construction | CZ16 | cPVVG | Heating | 0 | 37590.91
New Construction | CZ16 | cPVVG | Cooling | 37324.64 | 0
New Construction | CZ16 | cPVVG | Interior Lighting | 22628.9 | 0
New Construction | CZ16 | cPVVG | Exterior Lighting | 0 | 0
New Construction | CZ16 | cPVVG | Interior Equipment | 62910.82 | 66515.42
New Construction | CZ16 | cPVVG | Exterior Equipment | 0 | 0
New Construction | CZ16 | cPVVG | Fans | 34297.27 | 0
New Construction | CZ16 | cPVVG | Pumps | 0 | 0
New Construction | CZ16 | cPVVG | Heat Rejection | 0 | 0
New Construction | CZ16 | cPVVG | Humidification | 0 | 0
New Construction | CZ16 | cPVVG | Heat Recovery | 0 | 0
New Construction | CZ16 | cPVVG | Water Systems | 0 | 70585.05
New Construction | CZ16 | cPVVG | Refrigeration | 0 | 0
New Construction | CZ16 | cPVVG | Generators | 0 | 0
New Construction | CZ16 | cPVVG | Total End Uses | 157161.63 | 174691.38

## PV
PV - Restaurant - Fast-Food (NA)

## EV Charger
EV Charger - Restaurant - Fast-Food (NA)

## Raw_building (hidden)
Building Type | Building Category | Roof Type | Window Wall Ratio (%)
Restaurant - Fast-Food | Nonresidential | Flat Roof | 24.99

## Raw_windowdimensionsillheight (hidden)
Window Name | Width [ft] | Height [ft] | Sill Height [ft]
EL1 EAST WIN (G.ESE1.E1.W1) | 38.75 | 6 | 3
EL1 NORTH WIN (G.ESE1.E2.W1) | 8.76 | 6 | 3
EL1 SOUTH WIN (G.ESE1.E3.W1) | 17.42 | 6 | 3
EL1 SOUTH WIN (G.SSW2.E4.W1) | 21.33 | 6 | 3
EL1 WEST WIN (G.SSW2.E5.W1) | 10.56 | 6 | 3

## Raw_shadinggeometry (hidden)
Shading Name | Width [ft] | Length [ft]
No Shading

## Raw_zonesummary (hidden)
Vintage | Space | Zone Name | Conditioned | Area (Excluding Plenums and CrawlSpace) (ft2) | Area (Including Plenums and CrawlSpace) (ft2) | Width (ft) | Length (ft) | Volume (ft3) | Multipliers | People (Persons/1000 ft2) | Lighting (Btu/h-ft2) | Plug Loads (Btu/h-ft2) | Outdoor Air Flow per Person (cfm/person) | Outdoor Air Flow per Zone Floor Area (cfm/ft2) | Zone Type | HVAC System Identifier | Schedule Identifier | Height (ft)
Existing | DINING EL1 ESE PERIM SPC (G.ESE1) | DINING EL1 ESE PERIM SPC (G.ESE1) | Yes | 798.8 | 798.8 | 28.25 | 28.25 | 7988.42 | 1 | 33.33 | 4.1409 | 2.5588 | 0.0 | 0.5 | Dining_fast | Main | Restaurant | 10.0005
Existing | EL1 ESE PERIM PLNM (G.ESE5) | EL1 ESE PERIM PLNM (G.ESE5) | No | 0 | 798.8 | 28.25 | 28.25 | 2396.53 | 1 | 0 | 0 | 0 | - | - | Plenum | - | Plenum | 3.0002
Existing | EL1 NW PERIM PLNM (G.NW7) | EL1 NW PERIM PLNM (G.NW7) | No | 0 | 799.25 | 24.61 | 32.51 | 2397.87 | 1 | 0 | 0 | 0 | - | - | Plenum | - | Plenum | 3.0002
Existing | EL1 NORTH PERIM PLNM (G.N8) | EL1 NORTH PERIM PLNM (G.N8) | No | 0 | 100.21 | 10.01 | 10.01 | 300.65 | 1 | 0 | 0 | 0 | - | - | Plenum | - | Plenum | 3.0002
Existing | RESTROOM EL1 NORTH PERIM SPC (G.N4) | RESTROOM EL1 NORTH PERIM SPC (G.N4) | Yes | 100.21 | 100.21 | 10.01 | 10.01 | 1002.18 | 1 | 5 | 2.0522 | 0 | 0.0 | 0.0 | Restroom | Main | Restaurant | 10.0008
Existing | EL1 SSW PERIM PLNM (G.SSW6) | EL1 SSW PERIM PLNM (G.SSW6) | No | 0 | 300.03 | 24.61 | 12.2 | 900.13 | 1 | 0 | 0 | 0 | - | - | Plenum | - | Plenum | 3.0001
Existing | KITCHEN EL1 NW PERIM SPC (G.NW3) | KITCHEN EL1 NW PERIM SPC (G.NW3) | Yes | 799.25 | 799.25 | 24.61 | 32.51 | 7992.89 | 1 | 2.5 | 5.6273 | 26.4716 | 0.0 | 0.15 | Kitchen | Customized | Kitchen | 10.0005
Existing | LOBBYWAITING EL1 SSW PERIM SPC (G.SSW2) | LOBBYWAITING EL1 SSW PERIM SPC (G.SSW2) | Yes | 300.03 | 300.03 | 24.61 | 12.2 | 3000.43 | 1 | 33.33 | 4.9876 | 1.7058 | 0.0 | 0.5 | Lobby | Main | Restaurant | 10.0004
New Construction | DINING EL1 ESE PERIM SPC (G.ESE1) | DINING EL1 ESE PERIM SPC (G.ESE1) | Yes | 798.8 | 798.8 | 28.25 | 28.25 | 7988.42 | 1 | 33.33 | 1.5353 | 2.5588 | 0.0 | 0.5 | Dining_fast | Main | Restaurant | 10.0005
New Construction | EL1 ESE PERIM PLNM (G.ESE5) | EL1 ESE PERIM PLNM (G.ESE5) | No | 0 | 798.8 | 28.25 | 28.25 | 2396.53 | 1 | 0 | 0 | 0 | - | - | Plenum | - | Plenum | 3.0002
New Construction | EL1 NW PERIM PLNM (G.NW7) | EL1 NW PERIM PLNM (G.NW7) | No | 0 | 799.25 | 24.61 | 32.51 | 2397.87 | 1 | 0 | 0 | 0 | - | - | Plenum | - | Plenum | 3.0002
New Construction | EL1 NORTH PERIM PLNM (G.N8) | EL1 NORTH PERIM PLNM (G.N8) | No | 0 | 100.21 | 10.01 | 10.01 | 300.65 | 1 | 0 | 0 | 0 | - | - | Plenum | - | Plenum | 3.0002
New Construction | RESTROOM EL1 NORTH PERIM SPC (G.N4) | RESTROOM EL1 NORTH PERIM SPC (G.N4) | Yes | 100.21 | 100.21 | 10.01 | 10.01 | 1002.18 | 1 | 5 | 2.2176 | 0 | 0.0 | 0.0 | Restroom | Main | Restaurant | 10.0008
New Construction | EL1 SSW PERIM PLNM (G.SSW6) | EL1 SSW PERIM PLNM (G.SSW6) | No | 0 | 300.03 | 24.61 | 12.2 | 900.13 | 1 | 0 | 0 | 0 | - | - | Plenum | - | Plenum | 3.0001
New Construction | KITCHEN EL1 NW PERIM SPC (G.NW3) | KITCHEN EL1 NW PERIM SPC (G.NW3) | Yes | 799.25 | 799.25 | 24.61 | 32.51 | 7992.89 | 1 | 2.5 | 3.2411 | 26.4716 | 0.0 | 0.15 | Kitchen | Customized | Kitchen | 10.0005
New Construction | LOBBYWAITING EL1 SSW PERIM SPC (G.SSW2) | LOBBYWAITING EL1 SSW PERIM SPC (G.SSW2) | Yes | 300.03 | 300.03 | 24.61 | 12.2 | 3000.43 | 1 | 33.33 | 2.3882 | 1.7058 | 0.0 | 0.5 | Lobby | Main | Restaurant | 10.0004