## Geometry Summary (hidden)
Abbreviation | Building Type | Shape | Number of Floors | Aspect Ratio | Zone Height_1 | Zone Height_2 | Zone Height_3 | Plenum Height | Floor to Floor Height (feet) | Floor to Ceiling Height (feet)
Asm | Assembly | #VALUE! | 1 | 1 | 12.0006 | na | na | 3.0001 | 12.0006 | 15.0007
ECC | Education - Community College | #VALUE! | 3 | 5.7 | 9.0004 | 13.0006 | na | 4.0002 | 9 / 13 | 13 / 17
EPr | Education - Primary School | #VALUE! | 1 | 2 | 9.0004 | 12.0006 | na | 3.0001 | 9 / 12 | 12 / 15
ERC | Education - Relocatable Classroom | #VALUE! | 1 | 1.7 | 9.0004 | na | na | 3.0001 | 9.0004 | 12.0006
ESe | Education - Secondary School | #VALUE! | 2 | 2.5/1.0 | 9.0004 | 13.0006 | na | 4.0002 | 9 / 13 | 13 / 17
EUn | Education - University | #VALUE! | 4 | 2.0/15.0 | 10.0005 | 9.0004 | 14.0007 | 4.0002 | 9 / 10 / 14 | 13 / 14 / 18
Fin | Financial buildings, incl. banks | #VALUE! | 1 | 1 | 11.0005 | na | na | na | 11.0005 | 11.0005
Gro | Grocery | #VALUE! | 1 | 1 | 25.0012 | na | na | na | 25.0012 | 25.0012
Hsp | Health/Medical - Hospital | #VALUE! | 3 | 1 | 10.007 | 12.9927 | na | 2.9857 | 10 / 13 | 13 / 16
Htl | Lodging - Hotel | #VALUE! | 4 | 6.6 | 8.0004 | 10.5005 | na | 1.5001 | 8 / 11 | 10 / 12
Lib | Libraries | #VALUE! | 1 | 1 | 13.0006 | na | na | na | 13.0006 | 13.0006
MBT | Manufacturing Biotech | #VALUE! | 1 | 6 | 9.0004 | na | na | 6.0003 | 9.0004 | 15.0008
MLI | Manufacturing Light Industrial | #VALUE! | 1 | 1 | 35.0017 | na | na | na | 35.0017 | 35.0017
Mtl | Lodging - Motel | #VALUE! | 2 | 5.1 | 9.0004 | na | na | na | 9.0004 | 9.0004
Nrs | Health/Medical - Nursing Home | #VALUE! | 2 | 10.3 | 12.9986 | 9.0005 | na | 4.0055 | 9 / 13 | 13 / 17
OfL | Office - Large | #VALUE! | 3 | 1.5 | 9.0004 | na | na | 3.0001 | 9.0004 | 12.0006
OfS | Office - Small | #VALUE! | 2 | 1.5 | 9.0004 | na | na | 3.0001 | 9.0004 | 12.0006
Rel | Religious assembly buildings | #VALUE! | 1 | 2.5 | 37.5018 | 15.0007 | na | na | 38 / 15 | 38 / 15
RFF | Restaurant - Fast-Food | #VALUE! | 1 | 1 | 10.0005 | na | na | 3.0002 | 10.0005 | 13.0007
RSD | Restaurant - Sit-Down | #VALUE! | 1 | 1 | 10.0005 | na | na | 3.0001 | 10.0005 | 13.0006
Rt3 | Retail - Multistory Large | #VALUE! | 3 | 1 | 15.0007 | na | na | 5.8002 | 15.0007 | 20.8009
RtL | Retail - Single-Story Large | #VALUE! | 1 | 1 | 20.501 | na | na | na | 20.501 | 20.501
RtS | Retail - Small | #VALUE! | 1 | 1 | 10.0005 | na | na | 2.0001 | 10.0005 | 12.0006
SCn | Storage - Conditioned | #VALUE! | 1 | 1 | 48.0023 | na | na | na | 48.0023 | 48.0023
SUn | Storage - Unconditioned | #VALUE! | 1 | 1 | 48.0023 | na | na | na | 48.0023 | 48.0023
WRf | Warehouse - Refrigerated | #VALUE! | 1 | 1 | 48.0023 | na | na | na | 48.0023 | 48.0023

## Prototype
TRC, Updated Febuary 2026
Retail - Single-Story Large
Characteristic | Value
Building Type | Retail - Single-Story Large
Building Category | Nonresidential
Vintages | Two vintages: Existing and New Construction
Shape | #VALUE!
Total Floor Area (ft²) | 130514.31
Aspect Ratio | 1
Number of Floors | 1
Roof Type | Flat Roof
Gross Window to Wall Ratio (%) | 2.93
Shading Geometry | No Shading
Floor to Floor Height (feet) | 20.501
Floor to Ceiling Height (feet) | 20.501
Glazing Sill Height (feet) | 3.3818

## Notes
Prototype Overview
Name | Description
Asm | Assembly
ECC | Education - Community College
EPr | Education - Primary School
ERC | Education - Relocatable Classroom
ESe | Education - Secondary School
EUn | Education - University
Fin | Financial buildings, incl. banks
Gro | Grocery
Hsp | Health/Medical - Hospital
Htl | Lodging - Hotel
Lib | Libraries
MBT | Manufacturing Biotech
MLI | Manufacturing Light Industrial
Mtl | Lodging - Motel
Nrs | Health/Medical - Nursing Home
OfL | Office - Large
OfS | Office - Small
Rel | Religious assembly buildings
RFF | Restaurant - Fast-Food
RSD | Restaurant - Sit-Down
Rt3 | Retail - Multistory Large
RtL | Retail - Single-Story Large
RtS | Retail - Small
SCn | Storage - Conditioned
SUn | Storage - Unconditioned
WRf | Warehouse - Refrigerated
Vintages
Existing | Weighted average of Title 24 requirements based on vintages from 1975 to 2022
New Construction | Title 24 2025
Run Begin Day
Begin Month | Begin Day of Month | Day of Week for Start Day
1 | 1 | Sunday
Special Days
Name | Start Date | Duration (days) | Special Day Type
New Years Day | January 1 | 1 | Holiday
Veterans Day | November 11 | 1 | Holiday
Christmas | December 25 | 1 | Holiday
Independence Day | July 4 | 1 | Holiday
MLK Day | 3rd Monday in January | 1 | Holiday
Presidents Day | 3rd Monday in February | 1 | Holiday
Memorial Day | Last Monday in May | 1 | Holiday
Labor Day | 1st Monday in September | 1 | Holiday
Columbus Day | 2nd Monday in October | 1 | Holiday
Thanksgiving | 4th Thursday in November | 1 | Holiday

## Raw_runbeginday (hidden)
Begin Month | Begin Day of Month | Day of Week for Start Day
1 | 1 | Sunday

## Raw_specialdays (hidden)
Name | Start Day | Duration | Special Day Type
New Years Day | January 1 | 1 | Holiday
Veterans Day | November 11 | 1 | Holiday
Christmas | December 25 | 1 | Holiday
Independence Day | July 4 | 1 | Holiday
MLK Day | 3rd Monday in January | 1 | Holiday
Presidents Day | 3rd Monday in February | 1 | Holiday
Memorial Day | Last Monday in May | 1 | Holiday
Labor Day | 1st Monday in September | 1 | Holiday
Columbus Day | 2nd Monday in October | 1 | Holiday
Thanksgiving | 4th Thursday in November | 1 | Holiday

## Climate Zone
Climate Zones - All Prototypes
Climate Zone | Representative City | Weather File Name
CZ01 | Eureka | CA_EUREKA_725940S_CZ2022.epw
CZ02 | Napa | CA_NAPA-CO_724955S_CZ2022.epw
CZ03 | Oakland | CA_OAKLAND-METRO-AP_724930S_CZ2022.epw
CZ04 | San Jose | CA_SAN-JOSE-IAP_724945S_CZ2022.epw
CZ05 | Santa Maria | CA_SANTA-MARIA-PUBLIC-AP_723940S_CZ2022.epw
CZ06 | Los Angeles | CA_LOS-ANGELES-IAP_722950S_CZ2022.epw
CZ07 | San Diego-Lindbergh | CA_SAN-DIEGO-LINDBERGH-FLD_722900S_CZ2022.epw
CZ08 | Long Beach-Daugherty | CA_LONG-BEACH-DAUGHERTY-FLD_722970S_CZ2022.epw
CZ09 | Los Angeles | CA_LOS-ANGELES-DOWNTOWN-USC_722874S_CZ2022.epw
CZ10 | Riverside | CA_RIVERSIDE-MUNI_722869S_CZ2022.epw
CZ11 | Red Bluff | CA_RED-BLUFF-MUNI-AP_725910S_CZ2022.epw
CZ12 | Stockton | CA_STOCKTON-METRO-AP_724920S_CZ2022.epw
CZ13 | Fresno Yosemite | CA_FRESNO-YOSEMITE-IAP_723890S_CZ2022.epw
CZ14 | Daggett Barstow | CA_DAGGETT-BARSTOW-AP_723815S_CZ2022.epw
CZ15 | El Centro | CA_EL-CENTRO-NAF_722810S_CZ2022.epw
CZ16 | Bishop | CA_BISHOP-AP_724800S_CZ2022.epw
Source: California Energy Commission, https://cecgis-caenergy.opendata.arcgis.com/datasets/CAEnergy::california-building-climate-zones/about

## Zones
Zone Summary - Retail - Single-Story Large
Space | Zone Name | Conditioned [Y/N] | Zone Type | HVAC System Identifier (Main/Alternative/Customized) | Schedule Identifier | Area Fraction | Area (Excluding Plenums and Crawl Space) (ft²) | Volume (ft³) | Multipliers | People (Persons/1,000 ft²) | Note
AUTOSHOP EL1 WEST PERIM SPC (G.W5) | AUTOSHOP EL1 WEST PERIM SPC (G.W5) | Yes | Auto | Main | Retail | 3.996% | 5214.89 | 106910.43 | 1 | 5
KITCHEN EL1 WEST PERIM SPC (G.W6) | KITCHEN EL1 WEST PERIM SPC (G.W6) | Yes | Kitchen | Customized | Kitchen | 1.132% | 1477.01 | 30280.1 | 1 | 2.5
OFFICE EL1 EAST PERIM SPC (G.E4) | OFFICE EL1 EAST PERIM SPC (G.E4) | Yes | Office | Main | Retail | 3.589% | 4683.56 | 96017.56 | 1 | 5
RETAIL EL1 CORE SPC (G.C8) | RETAIL EL1 CORE SPC (G.C8) | Yes | Retail_sales | Main | Retail | 74.3% | 96973.13 | 1988046.25 | 1 | 8.33
RETAIL EL1 SOUTH PERIM SPC (G.S1) | RETAIL EL1 SOUTH PERIM SPC (G.S1) | Yes | Retail_sales | Main | Retail | 6.59% | 8601.47 | 176338.77 | 1 | 8.33
RETAIL EL1 WSW PERIM SPC (G.WSW7) | RETAIL EL1 WSW PERIM SPC (G.WSW7) | Yes | Retail_sales | Main | Retail | 1.297% | 1693.42 | 34716.7 | 1 | 8.33
STOCK EL1 EAST PERIM SPC (G.E3) | STOCK EL1 EAST PERIM SPC (G.E3) | Yes | Storage_warehouse | Main | Retail | 2.194% | 2863.99 | 58714.63 | 1 | 1
STOCK EL1 NORTH PERIM SPC (G.N2) | STOCK EL1 NORTH PERIM SPC (G.N2) | Yes | Storage_warehouse | Main | Retail | 6.901% | 9006.84 | 184649.26 | 1 | 1
Total (8 Space) | Total (8 Space) | Total (8 Conditioned zones, 0 Unconditioned Zones) |  |  |  |  | 130514.31

## Envelope
Envelope - Retail - Single-Story Large
Element | Prototype | Assembly Type | Construction | Unit | Vintage | Selected T24 | Note | CZ01 | CZ02 | CZ03 | CZ04 | CZ05 | CZ06 | CZ07 | CZ08 | CZ09 | CZ10 | CZ11 | CZ12 | CZ13 | CZ14 | CZ15 | CZ16
External Wall | Retail - Single-Story Large | - | Stucco+Wall Continuous Insulation+Gypsum 5/8in | U-value IP | Existing | Weighted average |  | 0.185 | 0.179 | 0.185 | 0.178 | 0.178 | 0.18 | 0.174 | 0.176 | 0.176 | 0.15 | 0.171 | 0.171 | 0.168 | 0.161 | 0.153 | 0.162
External Wall | Retail - Single-Story Large | - | Stucco+Wall Continuous Insulation+Gypsum 5/8in | U-value IP | New Construction | 2025 |  | 0.063 | 0.058 | 0.076 | 0.058 | 0.058 | 0.063 | 0.063 | 0.058 | 0.058 | 0.058 | 0.058 | 0.058 | 0.058 | 0.058 | 0.058 | 0.058
Roof | Retail - Single-Story Large | - | Roof Membrane+Roof Continuous Insulation+Metal Decking | U-value IP | Existing | Weighted average |  | 0.062 | 0.061 | 0.062 | 0.061 | 0.061 | 0.065 | 0.065 | 0.065 | 0.065 | 0.062 | 0.061 | 0.061 | 0.06 | 0.06 | 0.059 | 0.06
Roof | Retail - Single-Story Large | - | Roof Membrane+Roof Continuous Insulation+Metal Decking | U-value IP | New Construction | 2025 |  | 0.039 | 0.039 | 0.039 | 0.039 | 0.039 | 0.039 | 0.039 | 0.039 | 0.039 | 0.039 | 0.039 | 0.039 | 0.039 | 0.039 | 0.039 | 0.039
Windows | Retail - Single-Story Large | - | Theoretical Glazing | U-value IP | Existing | Weighted average |  | 1.024 | 1.078 | 1.131 | 1.108 | 1.109 | 1.115 | 1.075 | 1.114 | 1.112 | 0.875 | 0.942 | 0.94 | 0.929 | 0.886 | 0.831 | 0.885
Windows | Retail - Single-Story Large | - | Theoretical Glazing | U-value IP | New Construction | 2025 |  | 0.36 | 0.36 | 0.36 | 0.36 | 0.36 | 0.36 | 0.36 | 0.36 | 0.34 | 0.36 | 0.34 | 0.34 | 0.34 | 0.34 | 0.34 | 0.36
Windows | Retail - Single-Story Large | - | Theoretical Glazing | SHGC | Existing | Weighted average |  | 0.70708 | 0.70715 | 0.73753 | 0.71836 | 0.75308 | 0.7254 | 0.72673 | 0.7241 | 0.72365 | 0.5734 | 0.64366 | 0.64394 | 0.6358 | 0.60724 | 0.57129 | 0.62767
Windows | Retail - Single-Story Large | - | Theoretical Glazing | SHGC | New Construction | 2025 |  | 0.25 | 0.25 | 0.25 | 0.25 | 0.25 | 0.25 | 0.25 | 0.25 | 0.22 | 0.25 | 0.22 | 0.22 | 0.22 | 0.22 | 0.22 | 0.25
Windows | Retail - Single-Story Large | - | Theoretical Glazing | Visible Transmittance | Existing | Weighted average |  | 0.26089 | 0.26141 | 0.26004 | 0.26231 | 0.26223 | 0.26197 | 0.26576 | 0.26213 | 0.26228 | 0.27816 | 0.26665 | 0.26607 | 0.26793 | 0.27125 | 0.27583 | 0.27139
Windows | Retail - Single-Story Large | - | Theoretical Glazing | Visible Transmittance | New Construction | 2025 |  | 0.42 | 0.42 | 0.42 | 0.42 | 0.42 | 0.42 | 0.42 | 0.42 | 0.42 | 0.42 | 0.42 | 0.42 | 0.42 | 0.42 | 0.42 | 0.42
Infiltration - Retail - Single-Story Large
|  |  |  | Element | Unit | Vintage | Note | CZ01 | CZ02 | CZ03 | CZ04 | CZ05 | CZ06 | CZ07 | CZ08 | CZ09 | CZ10 | CZ11 | CZ12 | CZ13 | CZ14 | CZ15 | CZ16
|  |  |  | Infiltration Rate | CFM/ft2 | Existing | Infiltration rate is flow rate per exterior surface area at 10 mph wind speed, modeled proportionally to wind speed. | 0.044801 | 0.044801 | 0.044801 | 0.044801 | 0.044801 | 0.044801 | 0.044801 | 0.044801 | 0.044801 | 0.044801 | 0.044801 | 0.044801 | 0.044801 | 0.044801 | 0.044801 | 0.044801
[6 empty] | New Construction |  | 0.044801 | 0.044801 | 0.044801 | 0.044801 | 0.044801 | 0.044801 | 0.044801 | 0.044801 | 0.044801 | 0.044801 | 0.044801 | 0.044801 | 0.044801 | 0.044801 | 0.044801 | 0.044801

## Raw_envelope (hidden)
Climate Zone | Vintage | Exterior Roof Layers | Roof U-Value [Btu/h-ft2-F] | Exterior Wall Layers | Wall U-Value [Btu/h-ft2-F] | Exterior Window Layers | Window U-Value [Btu/h-ft2-F] | Window SHGC | Window VT
CZ01 | Existing | Roof Membrane+Roof Continuous Insulation+Metal Decking | 0.062 | Stucco+Wall Continuous Insulation+Gypsum 5/8in | 0.185 | Theoretical Glazing | 1.024 | 0.70708 | 0.26089
CZ02 | Existing | Roof Membrane+Roof Continuous Insulation+Metal Decking | 0.061 | Stucco+Wall Continuous Insulation+Gypsum 5/8in | 0.179 | Theoretical Glazing | 1.078 | 0.70715 | 0.26141
CZ03 | Existing | Roof Membrane+Roof Continuous Insulation+Metal Decking | 0.062 | Stucco+Wall Continuous Insulation+Gypsum 5/8in | 0.185 | Theoretical Glazing | 1.131 | 0.73753 | 0.26004
CZ04 | Existing | Roof Membrane+Roof Continuous Insulation+Metal Decking | 0.061 | Stucco+Wall Continuous Insulation+Gypsum 5/8in | 0.178 | Theoretical Glazing | 1.108 | 0.71836 | 0.26231
CZ05 | Existing | Roof Membrane+Roof Continuous Insulation+Metal Decking | 0.061 | Stucco+Wall Continuous Insulation+Gypsum 5/8in | 0.178 | Theoretical Glazing | 1.109 | 0.75308 | 0.26223
CZ06 | Existing | Roof Membrane+Roof Continuous Insulation+Metal Decking | 0.065 | Stucco+Wall Continuous Insulation+Gypsum 5/8in | 0.18 | Theoretical Glazing | 1.115 | 0.7254 | 0.26197
CZ07 | Existing | Roof Membrane+Roof Continuous Insulation+Metal Decking | 0.065 | Stucco+Wall Continuous Insulation+Gypsum 5/8in | 0.174 | Theoretical Glazing | 1.075 | 0.72673 | 0.26576
CZ08 | Existing | Roof Membrane+Roof Continuous Insulation+Metal Decking | 0.065 | Stucco+Wall Continuous Insulation+Gypsum 5/8in | 0.176 | Theoretical Glazing | 1.114 | 0.7241 | 0.26213
CZ09 | Existing | Roof Membrane+Roof Continuous Insulation+Metal Decking | 0.065 | Stucco+Wall Continuous Insulation+Gypsum 5/8in | 0.176 | Theoretical Glazing | 1.112 | 0.72365 | 0.26228
CZ10 | Existing | Roof Membrane+Roof Continuous Insulation+Metal Decking | 0.062 | Stucco+Wall Continuous Insulation+Gypsum 5/8in | 0.15 | Theoretical Glazing | 0.875 | 0.5734 | 0.27816
CZ11 | Existing | Roof Membrane+Roof Continuous Insulation+Metal Decking | 0.061 | Stucco+Wall Continuous Insulation+Gypsum 5/8in | 0.171 | Theoretical Glazing | 0.942 | 0.64366 | 0.26665
CZ12 | Existing | Roof Membrane+Roof Continuous Insulation+Metal Decking | 0.061 | Stucco+Wall Continuous Insulation+Gypsum 5/8in | 0.171 | Theoretical Glazing | 0.94 | 0.64394 | 0.26607
CZ13 | Existing | Roof Membrane+Roof Continuous Insulation+Metal Decking | 0.06 | Stucco+Wall Continuous Insulation+Gypsum 5/8in | 0.168 | Theoretical Glazing | 0.929 | 0.6358 | 0.26793
CZ14 | Existing | Roof Membrane+Roof Continuous Insulation+Metal Decking | 0.06 | Stucco+Wall Continuous Insulation+Gypsum 5/8in | 0.161 | Theoretical Glazing | 0.886 | 0.60724 | 0.27125
CZ15 | Existing | Roof Membrane+Roof Continuous Insulation+Metal Decking | 0.059 | Stucco+Wall Continuous Insulation+Gypsum 5/8in | 0.153 | Theoretical Glazing | 0.831 | 0.57129 | 0.27583
CZ16 | Existing | Roof Membrane+Roof Continuous Insulation+Metal Decking | 0.06 | Stucco+Wall Continuous Insulation+Gypsum 5/8in | 0.162 | Theoretical Glazing | 0.885 | 0.62767 | 0.27139
CZ01 | New Construction | Roof Membrane+Roof Continuous Insulation+Metal Decking | 0.039 | Stucco+Wall Continuous Insulation+Gypsum 5/8in | 0.063 | Theoretical Glazing | 0.36 | 0.25 | 0.42
CZ02 | New Construction | Roof Membrane+Roof Continuous Insulation+Metal Decking | 0.039 | Stucco+Wall Continuous Insulation+Gypsum 5/8in | 0.058 | Theoretical Glazing | 0.36 | 0.25 | 0.42
CZ03 | New Construction | Roof Membrane+Roof Continuous Insulation+Metal Decking | 0.039 | Stucco+Wall Continuous Insulation+Gypsum 5/8in | 0.076 | Theoretical Glazing | 0.36 | 0.25 | 0.42
CZ04 | New Construction | Roof Membrane+Roof Continuous Insulation+Metal Decking | 0.039 | Stucco+Wall Continuous Insulation+Gypsum 5/8in | 0.058 | Theoretical Glazing | 0.36 | 0.25 | 0.42
CZ05 | New Construction | Roof Membrane+Roof Continuous Insulation+Metal Decking | 0.039 | Stucco+Wall Continuous Insulation+Gypsum 5/8in | 0.058 | Theoretical Glazing | 0.36 | 0.25 | 0.42
CZ06 | New Construction | Roof Membrane+Roof Continuous Insulation+Metal Decking | 0.039 | Stucco+Wall Continuous Insulation+Gypsum 5/8in | 0.063 | Theoretical Glazing | 0.36 | 0.25 | 0.42
CZ07 | New Construction | Roof Membrane+Roof Continuous Insulation+Metal Decking | 0.039 | Stucco+Wall Continuous Insulation+Gypsum 5/8in | 0.063 | Theoretical Glazing | 0.36 | 0.25 | 0.42
CZ08 | New Construction | Roof Membrane+Roof Continuous Insulation+Metal Decking | 0.039 | Stucco+Wall Continuous Insulation+Gypsum 5/8in | 0.058 | Theoretical Glazing | 0.36 | 0.25 | 0.42
CZ09 | New Construction | Roof Membrane+Roof Continuous Insulation+Metal Decking | 0.039 | Stucco+Wall Continuous Insulation+Gypsum 5/8in | 0.058 | Theoretical Glazing | 0.34 | 0.22 | 0.42
CZ10 | New Construction | Roof Membrane+Roof Continuous Insulation+Metal Decking | 0.039 | Stucco+Wall Continuous Insulation+Gypsum 5/8in | 0.058 | Theoretical Glazing | 0.36 | 0.25 | 0.42
CZ11 | New Construction | Roof Membrane+Roof Continuous Insulation+Metal Decking | 0.039 | Stucco+Wall Continuous Insulation+Gypsum 5/8in | 0.058 | Theoretical Glazing | 0.34 | 0.22 | 0.42
CZ12 | New Construction | Roof Membrane+Roof Continuous Insulation+Metal Decking | 0.039 | Stucco+Wall Continuous Insulation+Gypsum 5/8in | 0.058 | Theoretical Glazing | 0.34 | 0.22 | 0.42
CZ13 | New Construction | Roof Membrane+Roof Continuous Insulation+Metal Decking | 0.039 | Stucco+Wall Continuous Insulation+Gypsum 5/8in | 0.058 | Theoretical Glazing | 0.34 | 0.22 | 0.42
CZ14 | New Construction | Roof Membrane+Roof Continuous Insulation+Metal Decking | 0.039 | Stucco+Wall Continuous Insulation+Gypsum 5/8in | 0.058 | Theoretical Glazing | 0.34 | 0.22 | 0.42
CZ15 | New Construction | Roof Membrane+Roof Continuous Insulation+Metal Decking | 0.039 | Stucco+Wall Continuous Insulation+Gypsum 5/8in | 0.058 | Theoretical Glazing | 0.34 | 0.22 | 0.42
CZ16 | New Construction | Roof Membrane+Roof Continuous Insulation+Metal Decking | 0.039 | Stucco+Wall Continuous Insulation+Gypsum 5/8in | 0.058 | Theoretical Glazing | 0.36 | 0.25 | 0.42

## Raw_infiltrationcfmft (hidden)
Vintage | CZ01 | CZ02 | CZ03 | CZ04 | CZ05 | CZ06 | CZ07 | CZ08 | CZ09 | CZ10 | CZ11 | CZ12 | CZ13 | CZ14 | CZ15 | CZ16
Existing | 0.044801 | 0.044801 | 0.044801 | 0.044801 | 0.044801 | 0.044801 | 0.044801 | 0.044801 | 0.044801 | 0.044801 | 0.044801 | 0.044801 | 0.044801 | 0.044801 | 0.044801 | 0.044801
New Construction | 0.044801 | 0.044801 | 0.044801 | 0.044801 | 0.044801 | 0.044801 | 0.044801 | 0.044801 | 0.044801 | 0.044801 | 0.044801 | 0.044801 | 0.044801 | 0.044801 | 0.044801 | 0.044801

## Thermostat
Thermostat Setpoints - Retail - Single-Story Large | [18 empty] | Zone Type
Schedule Identifier | Setpoint | CZ01 | CZ02 | CZ03 | CZ04 | CZ05 | CZ06 | CZ07 | CZ08 | CZ09 | CZ10 | CZ11 | CZ12 | CZ13 | CZ14 | CZ15 | CZ16 | Notes | Kitchen
Kitchen | Heating Setpoint (F) | 70 | 70 | 70 | 70 | 70 | 70 | 70 | 70 | 70 | 70 | 70 | 70 | 70 | 70 | 70 | 70 |  | Retail
Kitchen | Heating Setback (F) | 60 | 60 | 60 | 60 | 60 | 60 | 60 | 60 | 60 | 60 | 60 | 60 | 60 | 60 | 60 | 60
Kitchen | Cooling Setpoint (F) | 75 | 75 | 75 | 75 | 75 | 75 | 75 | 75 | 75 | 75 | 75 | 75 | 75 | 75 | 75 | 75
Kitchen | Cooling Setback (F) | 85 | 85 | 85 | 85 | 85 | 85 | 85 | 85 | 85 | 85 | 85 | 85 | 85 | 85 | 85 | 85
Retail | Heating Setpoint (F) | 70 | 70 | 70 | 70 | 70 | 70 | 70 | 70 | 70 | 70 | 70 | 70 | 70 | 70 | 70 | 70
Retail | Heating Setback (F) | 60 | 60 | 60 | 60 | 60 | 60 | 60 | 60 | 60 | 60 | 60 | 60 | 60 | 60 | 60 | 60
Retail | Cooling Setpoint (F) | 75 | 75 | 75 | 75 | 75 | 75 | 75 | 75 | 75 | 75 | 75 | 75 | 75 | 75 | 75 | 75
Retail | Cooling Setback (F) | 85 | 85 | 85 | 85 | 85 | 85 | 85 | 85 | 85 | 85 | 85 | 85 | 85 | 85 | 85 | 85

## Raw_thermostatsetpoints (hidden)
Climate Zone | Schedule Identifier | Heating Setpoint (F) | Heating Setback (F) | Cooling Setpoint (F) | Cooling Setback (F)
CZ01 | Kitchen | 70 | 60 | 75 | 85
CZ01 | Retail | 70 | 60 | 75 | 85
CZ02 | Kitchen | 70 | 60 | 75 | 85
CZ02 | Retail | 70 | 60 | 75 | 85
CZ03 | Kitchen | 70 | 60 | 75 | 85
CZ03 | Retail | 70 | 60 | 75 | 85
CZ04 | Kitchen | 70 | 60 | 75 | 85
CZ04 | Retail | 70 | 60 | 75 | 85
CZ05 | Kitchen | 70 | 60 | 75 | 85
CZ05 | Retail | 70 | 60 | 75 | 85
CZ06 | Kitchen | 70 | 60 | 75 | 85
CZ06 | Retail | 70 | 60 | 75 | 85
CZ07 | Kitchen | 70 | 60 | 75 | 85
CZ07 | Retail | 70 | 60 | 75 | 85
CZ08 | Kitchen | 70 | 60 | 75 | 85
CZ08 | Retail | 70 | 60 | 75 | 85
CZ09 | Kitchen | 70 | 60 | 75 | 85
CZ09 | Retail | 70 | 60 | 75 | 85
CZ10 | Kitchen | 70 | 60 | 75 | 85
CZ10 | Retail | 70 | 60 | 75 | 85
CZ11 | Kitchen | 70 | 60 | 75 | 85
CZ11 | Retail | 70 | 60 | 75 | 85
CZ12 | Kitchen | 70 | 60 | 75 | 85
CZ12 | Retail | 70 | 60 | 75 | 85
CZ13 | Kitchen | 70 | 60 | 75 | 85
CZ13 | Retail | 70 | 60 | 75 | 85
CZ14 | Kitchen | 70 | 60 | 75 | 85
CZ14 | Retail | 70 | 60 | 75 | 85
CZ15 | Kitchen | 70 | 60 | 75 | 85
CZ15 | Retail | 70 | 60 | 75 | 85
CZ16 | Kitchen | 70 | 60 | 75 | 85
CZ16 | Retail | 70 | 60 | 75 | 85

## HVAC System
HVAC system - Retail - Single-Story Large
Vintage | System Name | Category | Heating Type* | Cooling Type* | Air Distribution | Heating Efficiency | Cooling Efficiency | Note
Existing | cDXGF | Main | Furnace (gas) | DX-AIR | SZ-CAV | 0.8 | 3.65
Existing | cDXGF | Alternative | - | - | - | - | -
Existing | cDXGF | Customized | Furnace (gas) | DX-AIR | SZ-CAV | 0.8 | 3
New Construction | cDXGF | Main | Furnace (gas) | DX-AIR | SZ-CAV | 0.8 | 3.65
New Construction | cDXGF | Alternative | - | - | - | - | -
New Construction | cDXGF | Customized | Furnace (gas) | DX-AIR | SZ-CAV | 0.8 | 3
Existing | cDXHP | Main | DX-AIR | DX-AIR | SZ-CAV | 3.738 | 3.65
Existing | cDXHP | Alternative | - | - | - | - | -
Existing | cDXHP | Customized | Furnace (gas) | DX-AIR | SZ-CAV | 0.8 | 3
New Construction | cDXHP | Main | DX-AIR | DX-AIR | SZ-CAV | 3.738 | 3.65
New Construction | cDXHP | Alternative | - | - | - | - | -
New Construction | cDXHP | Customized | Furnace (gas) | DX-AIR | SZ-CAV | 0.8 | 3
Existing | cAVVG | Main | Boiler (gas) | Chiller system | MZ-VAV | 0.805 | 3.05
Existing | cAVVG | Alternative | - | - | - | - | -
Existing | cAVVG | Customized | Furnace (gas) | DX-AIR | SZ-CAV | 0.8 | 3
New Construction | cAVVG | Main | Boiler (gas) | Chiller system | MZ-VAV | 0.805 | 3.05
New Construction | cAVVG | Alternative | - | - | - | - | -
New Construction | cAVVG | Customized | Furnace (gas) | DX-AIR | SZ-CAV | 0.8 | 3
Existing | cDXOH | Main | None | DX-AIR | SZ-CAV | - | 3.65
Existing | cDXOH | Alternative | - | - | - | - | -
Existing | cDXOH | Customized | Furnace (gas) | DX-AIR | SZ-CAV | 0.8 | 3
New Construction | cDXOH | Main | None | DX-AIR | SZ-CAV | - | 3.65
New Construction | cDXOH | Alternative | - | - | - | - | -
New Construction | cDXOH | Customized | Furnace (gas) | DX-AIR | SZ-CAV | 0.8 | 3
Existing | cPVVG | Main | Furnace (gas) | DX-AIR | SZ-VAV | 0.8 | 3.65
Existing | cPVVG | Alternative | - | - | - | - | -
Existing | cPVVG | Customized | Furnace (gas) | DX-AIR | SZ-CAV | 0.8 | 3
New Construction | cPVVG | Main | Furnace (gas) | DX-AIR | SZ-VAV | 0.8 | 3.65
New Construction | cPVVG | Alternative | - | - | - | - | -
New Construction | cPVVG | Customized | Furnace (gas) | DX-AIR | SZ-CAV | 0.8 | 3
*DX Heating and cooling COPs are calculated based on coil-only input power and exclude fan power
Fan Power - Retail - Single-Story Large
Vintage | System Name | HVAC System Identifier | Fan System | Total Static Pressure (TSP) (in w.c.) | Fan Efficiency | Fan Motor and Drive Efficiency | W/cfm | Note
Existing | cAVVG | Main | MZ-VAV | 5.362 | 0.55 | 0.9 | 1.15
Existing | cAVVG | Customized | SZ-CAV | 3.877 | 0.65 | 0.85 | 0.7
New Construction | cAVVG | Main | MZ-VAV | 5.362 | 0.55 | 0.9 | 1.15
New Construction | cAVVG | Customized | SZ-CAV | 3.877 | 0.65 | 0.85 | 0.7
Existing | cDXGF | Main | SZ-CAV | 3.877 | 0.55 | 0.87 | 0.83
Existing | cDXGF | Customized | SZ-CAV | 3.877 | 0.65 | 0.85 | 0.7
New Construction | cDXGF | Main | SZ-CAV | 3.877 | 0.55 | 0.87 | 0.83
New Construction | cDXGF | Customized | SZ-CAV | 3.877 | 0.65 | 0.85 | 0.7
Existing | cDXHP | Main | SZ-CAV | 3.877 | 0.55 | 0.87 | 0.83
Existing | cDXHP | Customized | SZ-CAV | 3.877 | 0.65 | 0.85 | 0.7
New Construction | cDXHP | Main | SZ-CAV | 3.877 | 0.55 | 0.87 | 0.83
New Construction | cDXHP | Customized | SZ-CAV | 3.877 | 0.65 | 0.85 | 0.7
Existing | cDXOH | Main | SZ-CAV | 3.877 | 0.55 | 0.87 | 0.83
Existing | cDXOH | Customized | SZ-CAV | 3.877 | 0.65 | 0.85 | 0.7
New Construction | cDXOH | Main | SZ-CAV | 3.877 | 0.55 | 0.87 | 0.83
New Construction | cDXOH | Customized | SZ-CAV | 3.877 | 0.65 | 0.85 | 0.7
Existing | cPVVG | Main | SZ-VAV | 3.877 | 0.55 | 0.87 | 0.83
Existing | cPVVG | Customized | SZ-CAV | 3.877 | 0.65 | 0.85 | 0.7
New Construction | cPVVG | Main | SZ-VAV | 3.877 | 0.55 | 0.87 | 0.83
New Construction | cPVVG | Customized | SZ-CAV | 3.877 | 0.65 | 0.85 | 0.7

## Raw_fanoverview (hidden)
Vintage | HVAC name | System type | HVAC System Identifier | Total Static Pressure (TSP) (in w.c.) | Fan Efficiency | Fan Motor and Drive Efficiency | W/cfm
Existing | cAVVG | MZ-VAV Fans | Main | 5.362 | 0.55 | 0.9 | 1.15
Existing | cAVVG | SZ-CAV Fans | Customized | 3.877 | 0.65 | 0.85 | 0.7
New Construction | cAVVG | MZ-VAV Fans | Main | 5.362 | 0.55 | 0.9 | 1.15
New Construction | cAVVG | SZ-CAV Fans | Customized | 3.877 | 0.65 | 0.85 | 0.7
Existing | cDXGF | SZ-CAV Fans | Main | 3.877 | 0.55 | 0.87 | 0.83
Existing | cDXGF | SZ-CAV Fans | Customized | 3.877 | 0.65 | 0.85 | 0.7
New Construction | cDXGF | SZ-CAV Fans | Main | 3.877 | 0.55 | 0.87 | 0.83
New Construction | cDXGF | SZ-CAV Fans | Customized | 3.877 | 0.65 | 0.85 | 0.7
Existing | cDXHP | SZ-CAV Fans | Main | 3.877 | 0.55 | 0.87 | 0.83
Existing | cDXHP | SZ-CAV Fans | Customized | 3.877 | 0.65 | 0.85 | 0.7
New Construction | cDXHP | SZ-CAV Fans | Main | 3.877 | 0.55 | 0.87 | 0.83
New Construction | cDXHP | SZ-CAV Fans | Customized | 3.877 | 0.65 | 0.85 | 0.7
Existing | cDXOH | SZ-CAV Fans | Main | 3.877 | 0.55 | 0.87 | 0.83
Existing | cDXOH | SZ-CAV Fans | Customized | 3.877 | 0.65 | 0.85 | 0.7
New Construction | cDXOH | SZ-CAV Fans | Main | 3.877 | 0.55 | 0.87 | 0.83
New Construction | cDXOH | SZ-CAV Fans | Customized | 3.877 | 0.65 | 0.85 | 0.7
Existing | cPVVG | SZ-VAV Fans | Main | 3.877 | 0.55 | 0.87 | 0.83
Existing | cPVVG | SZ-CAV Fans | Customized | 3.877 | 0.65 | 0.85 | 0.7
New Construction | cPVVG | SZ-VAV Fans | Main | 3.877 | 0.55 | 0.87 | 0.83
New Construction | cPVVG | SZ-CAV Fans | Customized | 3.877 | 0.65 | 0.85 | 0.7

## Raw_hvac (hidden)
Vintage | System Name | HVAC System Identifier | Air Distribution | Heating Efficiency | Cooling Efficiency | Cooling Coil Type | Heating Coil Type
Existing | cAVVG | Main | MZ-VAV | 0.805 | 3.05
Existing | cAVVG | Customized | SZ-CAV | 0.8 | 3 | DX-AIR | COMBUSTION
New Construction | cAVVG | Main | MZ-VAV | 0.805 | 3.05
New Construction | cAVVG | Customized | SZ-CAV | 0.8 | 3 | DX-AIR | COMBUSTION
Existing | cDXGF | Main | SZ-CAV | 0.8 | 3.65
Existing | cDXGF | Customized | SZ-CAV | 0.8 | 3 | DX-AIR | COMBUSTION
New Construction | cDXGF | Main | SZ-CAV | 0.8 | 3.65
New Construction | cDXGF | Customized | SZ-CAV | 0.8 | 3 | DX-AIR | COMBUSTION
Existing | cDXHP | Main | SZ-CAV | 3.738 | 3.65
Existing | cDXHP | Customized | SZ-CAV | 0.8 | 3 | DX-AIR | COMBUSTION
New Construction | cDXHP | Main | SZ-CAV | 3.738 | 3.65
New Construction | cDXHP | Customized | SZ-CAV | 0.8 | 3 | DX-AIR | COMBUSTION
Existing | cDXOH | Main | SZ-CAV | - | 3.65
Existing | cDXOH | Customized | SZ-CAV | 0.8 | 3 | DX-AIR | COMBUSTION
New Construction | cDXOH | Main | SZ-CAV | - | 3.65
New Construction | cDXOH | Customized | SZ-CAV | 0.8 | 3 | DX-AIR | COMBUSTION
Existing | cPVVG | Main | SZ-VAV | 0.8 | 3.65
Existing | cPVVG | Customized | SZ-CAV | 0.8 | 3 | DX-AIR | COMBUSTION
New Construction | cPVVG | Main | SZ-VAV | 0.8 | 3.65
New Construction | cPVVG | Customized | SZ-CAV | 0.8 | 3 | DX-AIR | COMBUSTION

## Ventilation
Outdoor Airflow Rate - Retail - Single-Story Large | [19 empty] | Zone Type
Zone Type | Floor area (ft²) | cfm/person | cfm/ft² | cfm | Notes | [14 empty] | Auto
Auto | 5214.89 | 0 | 0 | 0 | [15 empty] | Kitchen
Kitchen | 1477.01 | 0 | 0.15 | 221.5515 | [15 empty] | Office
Office | 4683.56 | 0 | 0.15 | 702.534 | [15 empty] | Retail_sales
Retail_sales | 107268.02 | 0 | 0.25 | 26817.005 | [15 empty] | Storage_warehouse
Storage_warehouse | 11870.83 | 0 | 0.15 | 1780.6245
OA Controller - Retail - Single-Story Large
Element | Vintage | Unit | CZ01 | CZ02 | CZ03 | CZ04 | CZ05 | CZ06 | CZ07 | CZ08 | CZ09 | CZ10 | CZ11 | CZ12 | CZ13 | CZ14 | CZ15 | CZ16 | Notes
Economizer Maximum Limit Dry-Bulb Temperature | Existing | °F | 75 | 73 | 75 | 73 | 75 | 71 | 69 | 71 | 71 | 73 | 75 | 75 | 75 | 75 | 75 | 75
| New Construction | °F | 75 | 73 | 75 | 73 | 75 | 71 | 69 | 71 | 71 | 73 | 75 | 75 | 75 | 75 | 75 | 75
Exhaust hood - Retail - Single-Story Large
Type of Hood | Max Exhaust Flow Rate (cfm/ft) | Hood Length (ft) | Hood Exhaust Rate (cfm) | Note
- | - | - | -

## Raw_outdoorairflowrate (hidden)
Zone Type | Floor Area (ft2) | cfm/person | cfm/ft2
Auto | 5214.89 | 0 | 0
Kitchen | 1477.01 | 0 | 0.15
Office | 4683.56 | 0 | 0.15
Retail_sales | 107268.02 | 0 | 0.25
Storage_warehouse | 11870.83 | 0 | 0.15

## Raw_oacontroller (hidden)
Climate Zone | Vintage | Economizer Maximum Limit Dry-Bulb Temperature (F)
CZ01 | Existing | 75
CZ02 | Existing | 73
CZ03 | Existing | 75
CZ04 | Existing | 73
CZ05 | Existing | 75
CZ06 | Existing | 71
CZ07 | Existing | 69
CZ08 | Existing | 71
CZ09 | Existing | 71
CZ10 | Existing | 73
CZ11 | Existing | 75
CZ12 | Existing | 75
CZ13 | Existing | 75
CZ14 | Existing | 75
CZ15 | Existing | 75
CZ16 | Existing | 75
CZ01 | New Construction | 75
CZ02 | New Construction | 73
CZ03 | New Construction | 75
CZ04 | New Construction | 73
CZ05 | New Construction | 75
CZ06 | New Construction | 71
CZ07 | New Construction | 69
CZ08 | New Construction | 71
CZ09 | New Construction | 71
CZ10 | New Construction | 73
CZ11 | New Construction | 75
CZ12 | New Construction | 75
CZ13 | New Construction | 75
CZ14 | New Construction | 75
CZ15 | New Construction | 75
CZ16 | New Construction | 75

## Water Heater
Water Heater - Retail - Single-Story Large
Vintage | Fuel type | Burner Efficiency | Maximum Heater Capacity (Btu/hr) | Tank Volume (gallon) | Tank Loss |  | Notes
[5 empty] | Off Cycle (W/K) | On Cycle (W/K)
Existing | Gas | 0.8 | 443920.95 | 93.1 | 1.6282 | 1.6282
New Construction | Gas | 0.8 | 443920.95 | 93.1 | 1.6282 | 1.6282
Peak Hot Water Consumption - Retail - Single-Story Large
Space | Floor Area (ft²) | Number of People | Hot Water Usage Specification (gal/hr per person) | Peak Hot Water Usage (gal/hr) | Peak Hot Water Usage (gal/min) | Notes
AUTOSHOP EL1 WEST PERIM SPC (G.W5) | 5214.89 | 5 | 1.8774 | 9.3868 | 0.15645
KITCHEN EL1 WEST PERIM SPC (G.W6) | 1477.01 | 2.5 | 1.7074 | 4.2686 | 0.071143
OFFICE EL1 EAST PERIM SPC (G.E4) | 4683.56 | 5 | 1.6861 | 8.4304 | 0.14051
RETAIL EL1 CORE SPC (G.C8) | 96973.13 | 8.33 | 34.9243 | 290.9194 | 4.8487
RETAIL EL1 SOUTH PERIM SPC (G.S1) | 8601.47 | 8.33 | 3.0978 | 25.8044 | 0.43007
RETAIL EL1 WSW PERIM SPC (G.WSW7) | 1693.42 | 8.33 | 0.60988 | 5.0803 | 0.084671
STOCK EL1 EAST PERIM SPC (G.E3) | 2863.99 | 1 | 1.031 | 1.031 | 0.017184
STOCK EL1 NORTH PERIM SPC (G.N2) | 9006.84 | 1 | 3.2425 | 3.2425 | 0.054041
Total (8 Space)

## Raw_waterheater (hidden)
Vintage | Burner Efficiency | Maximum Heater Capacity (Btu/h) | Tank Volume (ft3) | Tank Loss_Off Cycle (W/K) | Tank Loss_On Cycle (W/K)
Existing | 0.8 | 443920.95 | 93.1 | 1.6282 | 1.6282
New Construction | 0.8 | 443920.95 | 93.1 | 1.6282 | 1.6282

## Raw_dhwpeakflowbyzone (hidden)
Space | Peak hot water usage (gal/hr) | Zone Name
AutoShop EL1 West Perim Spc (G.W5) | 9.3868 | AUTOSHOP EL1 WEST PERIM SPC (G.W5)
Kitchen EL1 West Perim Spc (G.W6) | 4.2686 | KITCHEN EL1 WEST PERIM SPC (G.W6)
Office EL1 East Perim Spc (G.E4) | 8.4304 | OFFICE EL1 EAST PERIM SPC (G.E4)
Retail EL1 Core Spc (G.C8) | 290.9194 | RETAIL EL1 CORE SPC (G.C8)
Retail EL1 South Perim Spc (G.S1) | 25.8044 | RETAIL EL1 SOUTH PERIM SPC (G.S1)
Retail EL1 WSW Perim Spc (G.WSW7) | 5.0803 | RETAIL EL1 WSW PERIM SPC (G.WSW7)
Stock EL1 East Perim Spc (G.E3) | 1.031 | STOCK EL1 EAST PERIM SPC (G.E3)
Stock EL1 North Perim Spc (G.N2) | 3.2425 | STOCK EL1 NORTH PERIM SPC (G.N2)

## Interior Lights
Interior Lighting - Retail - Single-Story Large
Vintage | Method | Zone type | Floor area (ft²) | Lighting Power Density (Watts/ft²) | Additional Lighting Power for Portable Lighting (Watts/ft²) | Technology | Notes
Existing | Space by space | Auto | 5214.89 | 1.0547 | NA | NA
Existing | Space by space | Kitchen | 1477.01 | 1.6492 | NA | NA
Existing | Space by space | Office | 4683.56 | 1.2504 | NA | NA
Existing | Space by space | Retail_sales | 107268.02 | 1.8651 | NA | NA
Existing | Space by space | Storage_warehouse | 11870.83 | 0.59485 | NA | NA
New Construction | Space by space | Auto | 5214.89 | 0.54992 | NA | NA
New Construction | Space by space | Kitchen | 1477.01 | 0.94987 | NA | NA
New Construction | Space by space | Office | 4683.56 | 0.59992 | NA | NA
New Construction | Space by space | Retail_sales | 107268.02 | 0.94987 | NA | NA
New Construction | Space by space | Storage_warehouse | 11870.83 | 0.39995 | NA | NA

## Ext Lighting
Exterior Lighting - Retail - Single-Story Large
Vintage | Non-Motion Controlled Luminaires (W) | Motion-Controlled Luminaires (W) | Total (W) | Notes
Existing | NA | NA | NA
New Consturction | NA | NA | NA

## Raw_interiorlights (hidden)
Vintage | Zone Type | Floor Area (ft2) | Lighting Power Density(W/ft2)
Existing | Auto | 5214.89 | 1.0547
Existing | Kitchen | 1477.01 | 1.6492
Existing | Office | 4683.56 | 1.2504
Existing | Retail_sales | 107268.02 | 1.8651
Existing | Storage_warehouse | 11870.83 | 0.59485
New Construction | Auto | 5214.89 | 0.54992
New Construction | Kitchen | 1477.01 | 0.94987
New Construction | Office | 4683.56 | 0.59992
New Construction | Retail_sales | 107268.02 | 0.94987
New Construction | Storage_warehouse | 11870.83 | 0.39995

## Equipment
Equipment - Retail - Single-Story Large
Zone Type | Floor Area (ft²) | Plug Load Intensity (W/ft²) | Gas Power Density (Btu/hr-ft²)
Auto | 5214.89 | 1.2198 | 0.7507
Kitchen | 1477.01 | 7.7581 | 17.5354
Office | 4683.56 | 1.4998 | 0
Retail_sales | 107268.02 | 0.99987 | 0
Storage_warehouse | 11870.83 | 0.19996 | 0
Refrigeration - Retail - Single-Story Large
Refrigeration System Name | Condenser Fan Power | Refrigeration System Working Fluid | Condenser Type
Elevator - Retail - Single-Story Large
Vintage | No. of Elevators | Cab Lighting Power Limit | Lighting Shutoff | Cab Fan Control | Fan Power Limit | Regenerative Drive Threshold | Design load (W) | Note
Existing | - | - | - | - | - | - | -
New Construction | - | - | - | - | - | - | -

## Raw_equipment (hidden)
Vintage | Zone Type | Floor Area (ft2) | Plug Load Intensity (W/ft2)
Existing | Auto | 5214.89 | 1.2198
Existing | Kitchen | 1477.01 | 7.7581
Existing | Office | 4683.56 | 1.4998
Existing | Retail_sales | 107268.02 | 0.99987
Existing | Storage_warehouse | 11870.83 | 0.19996
New Construction | Auto | 5214.89 | 1.2198
New Construction | Kitchen | 1477.01 | 7.7581
New Construction | Office | 4683.56 | 1.4998
New Construction | Retail_sales | 107268.02 | 0.99987
New Construction | Storage_warehouse | 11870.83 | 0.19996

## Raw_gasequipment (hidden)
Vintage | Zone Name | Gas Loads (Btu/h-ft2) | Zone Type
Existing | AutoShop EL1 West Perim Spc (G.W5) | 0.7507 | Auto
Existing | Kitchen EL1 West Perim Spc (G.W6) | 17.5354 | Kitchen
New Construction | AutoShop EL1 West Perim Spc (G.W5) | 0.7507 | Auto
New Construction | Kitchen EL1 West Perim Spc (G.W6) | 17.5354 | Kitchen

## Raw_refrigerationsystem (hidden)
Vintage | Refrigeration System Name | Condenser Fan Power | Working fluid | Condenser Type
No refrigeration system was found

## Schedules
Schedule by Hour - Retail - Single-Story Large
Schedule Identifier | Space type | Type | Notes | Hour
|  |  |  | 1 | 2 | 3 | 4 | 5 | 6 | 7 | 8 | 9 | 10 | 11 | 12 | 13 | 14 | 15 | 16 | 17 | 18 | 19 | 20 | 21 | 22 | 23 | 24
Cooling Setpoint Schedule | Kitchen | AllOtherDays | Cooling/Heating setpoints are in °F; others are intensity (0–100%) | 75.02 | 75.02 | 75.02 | 84.92 | 84.92 | 84.92 | 84.92 | 84.92 | 84.92 | 75.02 | 75.02 | 75.02 | 75.02 | 75.02 | 75.02 | 75.02 | 75.02 | 75.02 | 75.02 | 75.02 | 75.02 | 75.02 | 75.02 | 75.02
Cooling Setpoint Schedule | Kitchen | Saturdays |  | 75.02 | 75.02 | 75.02 | 84.92 | 84.92 | 84.92 | 84.92 | 84.92 | 75.02 | 75.02 | 75.02 | 75.02 | 75.02 | 75.02 | 75.02 | 75.02 | 75.02 | 75.02 | 75.02 | 75.02 | 75.02 | 75.02 | 75.02 | 75.02
Cooling Setpoint Schedule | Kitchen | Weekdays |  | 75.02 | 75.02 | 75.02 | 84.92 | 84.92 | 84.92 | 75.02 | 75.02 | 75.02 | 75.02 | 75.02 | 75.02 | 75.02 | 75.02 | 75.02 | 75.02 | 75.02 | 75.02 | 75.02 | 75.02 | 75.02 | 75.02 | 75.02 | 75.02
DHW Sch | Kitchen | AllOtherDays |  | 0.25 | 0.2 | 0.2 | 0 | 0 | 0 | 0 | 0 | 0 | 0 | 0.5 | 0.5 | 0.4 | 0.4 | 0.3 | 0.3 | 0.3 | 0.4 | 0.5 | 0.5 | 0.4 | 0.5 | 0.4 | 0.2
DHW Sch | Kitchen | Saturdays |  | 0.2 | 0.15 | 0.15 | 0 | 0 | 0 | 0 | 0 | 0 | 0.5 | 0.45 | 0.5 | 0.5 | 0.45 | 0.4 | 0.4 | 0.35 | 0.4 | 0.55 | 0.55 | 0.5 | 0.55 | 0.4 | 0.3
DHW Sch | Kitchen | Weekdays |  | 0.2 | 0.15 | 0.15 | 0 | 0 | 0 | 0 | 0.6 | 0.55 | 0.45 | 0.4 | 0.45 | 0.4 | 0.35 | 0.3 | 0.3 | 0.3 | 0.4 | 0.55 | 0.6 | 0.5 | 0.55 | 0.45 | 0.25
Elec Equip Sch | Kitchen | AllDays | bar: Hour 1 to Hour 24
Elec Equip Sch | Kitchen | AllOtherDays |  | 0.2 | 0.15 | 0.15 | 0.15 | 0.15 | 0.15 | 0.3 | 0.3 | 0.5 | 0.5 | 0.7 | 0.7 | 0.7 | 0.7 | 0.7 | 0.7 | 0.6 | 0.6 | 0.6 | 0.6 | 0.6 | 0.6 | 0.5 | 0.3
Elec Equip Sch | Kitchen | Saturdays |  | 0.2 | 0.15 | 0.15 | 0.15 | 0.15 | 0.15 | 0.3 | 0.3 | 0.6 | 0.6 | 0.8 | 0.8 | 0.8 | 0.8 | 0.8 | 0.8 | 0.8 | 0.9 | 0.9 | 0.9 | 0.9 | 0.9 | 0.5 | 0.3
Elec Equip Sch | Kitchen | Weekdays |  | 0.15 | 0.15 | 0.15 | 0.15 | 0.15 | 0.2 | 0.4 | 0.4 | 0.6 | 0.6 | 0.9 | 0.9 | 0.9 | 0.9 | 0.9 | 0.9 | 0.9 | 0.9 | 0.9 | 0.9 | 0.9 | 0.9 | 0.5 | 0.3
Heating Setpoint Schedule | Kitchen | AllOtherDays |  | 69.98 | 69.98 | 69.98 | 60.08 | 60.08 | 60.08 | 60.08 | 60.08 | 60.08 | 69.98 | 69.98 | 69.98 | 69.98 | 69.98 | 69.98 | 69.98 | 69.98 | 69.98 | 69.98 | 69.98 | 69.98 | 69.98 | 69.98 | 69.98
Heating Setpoint Schedule | Kitchen | Saturdays |  | 69.98 | 69.98 | 69.98 | 60.08 | 60.08 | 60.08 | 60.08 | 60.08 | 69.98 | 69.98 | 69.98 | 69.98 | 69.98 | 69.98 | 69.98 | 69.98 | 69.98 | 69.98 | 69.98 | 69.98 | 69.98 | 69.98 | 69.98 | 69.98
Heating Setpoint Schedule | Kitchen | Weekdays |  | 69.98 | 69.98 | 69.98 | 60.08 | 60.08 | 60.08 | 69.98 | 69.98 | 69.98 | 69.98 | 69.98 | 69.98 | 69.98 | 69.98 | 69.98 | 69.98 | 69.98 | 69.98 | 69.98 | 69.98 | 69.98 | 69.98 | 69.98 | 69.98
Infiltration Schedule | Kitchen | AllDays | bar: Hour 1 to Hour 24
Lighting Schedule | Kitchen | AllOtherDays |  | 0.2 | 0.15 | 0.15 | 0.15 | 0.15 | 0.15 | 0.3 | 0.3 | 0.45 | 0.45 | 0.65 | 0.65 | 0.65 | 0.65 | 0.65 | 0.65 | 0.55 | 0.55 | 0.55 | 0.55 | 0.55 | 0.55 | 0.45 | 0.3
Lighting Schedule | Kitchen | Saturdays |  | 0.2 | 0.15 | 0.15 | 0.15 | 0.15 | 0.15 | 0.3 | 0.3 | 0.55 | 0.55 | 0.75 | 0.75 | 0.75 | 0.75 | 0.75 | 0.75 | 0.75 | 0.85 | 0.85 | 0.85 | 0.85 | 0.85 | 0.45 | 0.3
Lighting Schedule | Kitchen | Weekdays |  | 0.15 | 0.15 | 0.15 | 0.15 | 0.15 | 0.2 | 0.35 | 0.35 | 0.55 | 0.55 | 0.85 | 0.85 | 0.85 | 0.85 | 0.85 | 0.85 | 0.85 | 0.85 | 0.85 | 0.85 | 0.85 | 0.85 | 0.45 | 0.3
OA Schedule | Kitchen | AllOtherDays |  | 1 | 1 | 1 | 0 | 0 | 0 | 0 | 0 | 0 | 1 | 1 | 1 | 1 | 1 | 1 | 1 | 1 | 1 | 1 | 1 | 1 | 1 | 1 | 1
OA Schedule | Kitchen | Saturdays |  | 1 | 1 | 1 | 0 | 0 | 0 | 0 | 0 | 1 | 1 | 1 | 1 | 1 | 1 | 1 | 1 | 1 | 1 | 1 | 1 | 1 | 1 | 1 | 1
OA Schedule | Kitchen | Weekdays |  | 1 | 1 | 1 | 0 | 0 | 0 | 1 | 1 | 1 | 1 | 1 | 1 | 1 | 1 | 1 | 1 | 1 | 1 | 1 | 1 | 1 | 1 | 1 | 1
Occupant Sch | Kitchen | AllOtherDays |  | 0.2 | 0.2 | 0.05 | 0 | 0 | 0 | 0 | 0 | 0 | 0 | 0.1 | 0.2 | 0.25 | 0.25 | 0.15 | 0.2 | 0.25 | 0.35 | 0.55 | 0.65 | 0.7 | 0.35 | 0.2 | 0.2
Occupant Sch | Kitchen | Saturdays |  | 0.3 | 0.25 | 0.05 | 0 | 0 | 0 | 0 | 0 | 0 | 0.05 | 0.2 | 0.45 | 0.5 | 0.5 | 0.35 | 0.3 | 0.3 | 0.3 | 0.7 | 0.9 | 0.7 | 0.65 | 0.55 | 0.35
Occupant Sch | Kitchen | Weekdays |  | 0.15 | 0.15 | 0.05 | 0 | 0 | 0 | 0 | 0.05 | 0.05 | 0.05 | 0.2 | 0.5 | 0.8 | 0.7 | 0.4 | 0.2 | 0.25 | 0.5 | 0.8 | 0.8 | 0.8 | 0.5 | 0.35 | 0.2
Cooling Setpoint Schedule | Retail | AllOtherDays |  | 84.92 | 84.92 | 84.92 | 84.92 | 84.92 | 84.92 | 84.92 | 84.92 | 75.02 | 75.02 | 75.02 | 75.02 | 75.02 | 75.02 | 75.02 | 75.02 | 75.02 | 75.02 | 75.02 | 84.92 | 84.92 | 84.92 | 84.92 | 84.92
Cooling Setpoint Schedule | Retail | Saturdays |  | 84.92 | 84.92 | 84.92 | 84.92 | 84.92 | 84.92 | 75.02 | 75.02 | 75.02 | 75.02 | 75.02 | 75.02 | 75.02 | 75.02 | 75.02 | 75.02 | 75.02 | 75.02 | 75.02 | 75.02 | 75.02 | 75.02 | 84.92 | 84.92
Cooling Setpoint Schedule | Retail | Weekdays |  | 84.92 | 84.92 | 84.92 | 84.92 | 84.92 | 84.92 | 75.02 | 75.02 | 75.02 | 75.02 | 75.02 | 75.02 | 75.02 | 75.02 | 75.02 | 75.02 | 75.02 | 75.02 | 75.02 | 75.02 | 75.02 | 84.92 | 84.92 | 84.92
DHW Sch | Retail | AllOtherDays |  | 0.07 | 0.07 | 0.07 | 0.06 | 0.06 | 0.06 | 0.07 | 0.1 | 0.12 | 0.14 | 0.29 | 0.31 | 0.36 | 0.36 | 0.34 | 0.35 | 0.37 | 0.34 | 0.25 | 0.27 | 0.21 | 0.16 | 0.1 | 0.06
DHW Sch | Retail | Saturday |  | 0.11 | 0.1 | 0.08 | 0.06 | 0.06 | 0.06 | 0.07 | 0.2 | 0.24 | 0.27 | 0.42 | 0.54 | 0.59 | 0.6 | 0.49 | 0.48 | 0.47 | 0.46 | 0.44 | 0.36 | 0.29 | 0.22 | 0.16 | 0.13
DHW Sch | Retail | Weekdays |  | 0.04 | 0.05 | 0.05 | 0.04 | 0.04 | 0.04 | 0.04 | 0.15 | 0.23 | 0.32 | 0.41 | 0.57 | 0.62 | 0.61 | 0.5 | 0.45 | 0.46 | 0.47 | 0.42 | 0.34 | 0.33 | 0.23 | 0.13 | 0.08
Elec Equip Sch | Retail | AllOtherDays |  | 0.05 | 0.05 | 0.05 | 0.05 | 0.05 | 0.05 | 0.05 | 0.05 | 0.1 | 0.1 | 0.4 | 0.4 | 0.6 | 0.6 | 0.6 | 0.6 | 0.6 | 0.4 | 0.2 | 0.05 | 0.05 | 0.05 | 0.05 | 0.05
Elec Equip Sch | Retail | Saturday |  | 0.05 | 0.05 | 0.05 | 0.05 | 0.05 | 0.05 | 0.05 | 0.1 | 0.3 | 0.6 | 0.9 | 0.9 | 0.9 | 0.9 | 0.9 | 0.9 | 0.9 | 0.9 | 0.5 | 0.3 | 0.3 | 0.1 | 0.05 | 0.05
Elec Equip Sch | Retail | Weekdays |  | 0.05 | 0.05 | 0.05 | 0.05 | 0.05 | 0.05 | 0.05 | 0.2 | 0.5 | 0.9 | 0.9 | 0.9 | 0.9 | 0.9 | 0.9 | 0.9 | 0.9 | 0.9 | 0.6 | 0.6 | 0.5 | 0.2 | 0.05 | 0.05
Heating Setpoint Schedule | Retail | AllOtherDays |  | 60.08 | 60.08 | 60.08 | 60.08 | 60.08 | 60.08 | 60.08 | 60.08 | 69.98 | 69.98 | 69.98 | 69.98 | 69.98 | 69.98 | 69.98 | 69.98 | 69.98 | 69.98 | 69.98 | 60.08 | 60.08 | 60.08 | 60.08 | 60.08
Heating Setpoint Schedule | Retail | Saturdays |  | 60.08 | 60.08 | 60.08 | 60.08 | 60.08 | 60.08 | 69.98 | 69.98 | 69.98 | 69.98 | 69.98 | 69.98 | 69.98 | 69.98 | 69.98 | 69.98 | 69.98 | 69.98 | 69.98 | 69.98 | 69.98 | 69.98 | 60.08 | 60.08
Heating Setpoint Schedule | Retail | Weekdays |  | 60.08 | 60.08 | 60.08 | 60.08 | 60.08 | 60.08 | 69.98 | 69.98 | 69.98 | 69.98 | 69.98 | 69.98 | 69.98 | 69.98 | 69.98 | 69.98 | 69.98 | 69.98 | 69.98 | 69.98 | 69.98 | 60.08 | 60.08 | 60.08
Infiltration Schedule | Retail | AllDays | bar: Hour 1 to Hour 24
Lighting Schedule | Retail | AllOtherDays |  | 0.05 | 0.05 | 0.05 | 0.05 | 0.05 | 0.05 | 0.05 | 0.05 | 0.1 | 0.1 | 0.4 | 0.4 | 0.55 | 0.55 | 0.55 | 0.55 | 0.55 | 0.4 | 0.2 | 0.05 | 0.05 | 0.05 | 0.05 | 0.05
Lighting Schedule | Retail | Saturday |  | 0.05 | 0.05 | 0.05 | 0.05 | 0.05 | 0.05 | 0.05 | 0.1 | 0.3 | 0.55 | 0.85 | 0.85 | 0.85 | 0.85 | 0.85 | 0.85 | 0.85 | 0.85 | 0.5 | 0.3 | 0.3 | 0.1 | 0.05 | 0.05
Lighting Schedule | Retail | Weekdays |  | 0.05 | 0.05 | 0.05 | 0.05 | 0.05 | 0.05 | 0.05 | 0.2 | 0.5 | 0.85 | 0.85 | 0.85 | 0.85 | 0.85 | 0.85 | 0.85 | 0.85 | 0.85 | 0.55 | 0.55 | 0.5 | 0.2 | 0.05 | 0.05
OA Schedule | Retail | AllOtherDays |  | 0 | 0 | 0 | 0 | 0 | 0 | 0 | 0 | 1 | 1 | 1 | 1 | 1 | 1 | 1 | 1 | 1 | 1 | 1 | 0 | 0 | 0 | 0 | 0
OA Schedule | Retail | Saturdays |  | 0 | 0 | 0 | 0 | 0 | 0 | 1 | 1 | 1 | 1 | 1 | 1 | 1 | 1 | 1 | 1 | 1 | 1 | 1 | 1 | 1 | 1 | 0 | 0
OA Schedule | Retail | Weekdays |  | 0 | 0 | 0 | 0 | 0 | 0 | 1 | 1 | 1 | 1 | 1 | 1 | 1 | 1 | 1 | 1 | 1 | 1 | 1 | 1 | 1 | 0 | 0 | 0
Occupant Sch | Retail | AllOtherDays |  | 0 | 0 | 0 | 0 | 0 | 0 | 0 | 0 | 0 | 0.1 | 0.2 | 0.2 | 0.4 | 0.4 | 0.4 | 0.4 | 0.4 | 0.2 | 0.1 | 0 | 0 | 0 | 0 | 0
Occupant Sch | Retail | Saturday |  | 0 | 0 | 0 | 0 | 0 | 0 | 0 | 0.1 | 0.2 | 0.5 | 0.6 | 0.8 | 0.8 | 0.8 | 0.8 | 0.8 | 0.8 | 0.6 | 0.2 | 0.2 | 0.2 | 0.1 | 0 | 0
Occupant Sch | Retail | Weekdays |  | 0 | 0 | 0 | 0 | 0 | 0 | 0 | 0.1 | 0.2 | 0.5 | 0.5 | 0.7 | 0.7 | 0.7 | 0.7 | 0.8 | 0.7 | 0.5 | 0.5 | 0.3 | 0.3 | 0 | 0 | 0

## Schedule_Figures
Schedule Figures (linked to Schedules tab)

## Raw_schedule (hidden)
Schedule Identifier | Schedule Name | Type | 1 | 2 | 3 | 4 | 5 | 6 | 7 | 8 | 9 | 10 | 11 | 12 | 13 | 14 | 15 | 16 | 17 | 18 | 19 | 20 | 21 | 22 | 23 | 24
Kitchen | Cooling Setpoint Schedule | AllOtherDays | 75.02 | 75.02 | 75.02 | 84.92 | 84.92 | 84.92 | 84.92 | 84.92 | 84.92 | 75.02 | 75.02 | 75.02 | 75.02 | 75.02 | 75.02 | 75.02 | 75.02 | 75.02 | 75.02 | 75.02 | 75.02 | 75.02 | 75.02 | 75.02
Kitchen | Cooling Setpoint Schedule | Saturdays | 75.02 | 75.02 | 75.02 | 84.92 | 84.92 | 84.92 | 84.92 | 84.92 | 75.02 | 75.02 | 75.02 | 75.02 | 75.02 | 75.02 | 75.02 | 75.02 | 75.02 | 75.02 | 75.02 | 75.02 | 75.02 | 75.02 | 75.02 | 75.02
Kitchen | Cooling Setpoint Schedule | Weekdays | 75.02 | 75.02 | 75.02 | 84.92 | 84.92 | 84.92 | 75.02 | 75.02 | 75.02 | 75.02 | 75.02 | 75.02 | 75.02 | 75.02 | 75.02 | 75.02 | 75.02 | 75.02 | 75.02 | 75.02 | 75.02 | 75.02 | 75.02 | 75.02
Kitchen | DHW Sch | AllOtherDays | 0.25 | 0.2 | 0.2 | 0 | 0 | 0 | 0 | 0 | 0 | 0 | 0.5 | 0.5 | 0.4 | 0.4 | 0.3 | 0.3 | 0.3 | 0.4 | 0.5 | 0.5 | 0.4 | 0.5 | 0.4 | 0.2
Kitchen | DHW Sch | Saturdays | 0.2 | 0.15 | 0.15 | 0 | 0 | 0 | 0 | 0 | 0 | 0.5 | 0.45 | 0.5 | 0.5 | 0.45 | 0.4 | 0.4 | 0.35 | 0.4 | 0.55 | 0.55 | 0.5 | 0.55 | 0.4 | 0.3
Kitchen | DHW Sch | Weekdays | 0.2 | 0.15 | 0.15 | 0 | 0 | 0 | 0 | 0.6 | 0.55 | 0.45 | 0.4 | 0.45 | 0.4 | 0.35 | 0.3 | 0.3 | 0.3 | 0.4 | 0.55 | 0.6 | 0.5 | 0.55 | 0.45 | 0.25
Kitchen | Elec Equip Sch | AllDays | 1 | 1 | 1 | 1 | 1 | 1 | 1 | 1 | 1 | 1 | 1 | 1 | 1 | 1 | 1 | 1 | 1 | 1 | 1 | 1 | 1 | 1 | 1 | 1
Kitchen | Elec Equip Sch | AllOtherDays | 0.2 | 0.15 | 0.15 | 0.15 | 0.15 | 0.15 | 0.3 | 0.3 | 0.5 | 0.5 | 0.7 | 0.7 | 0.7 | 0.7 | 0.7 | 0.7 | 0.6 | 0.6 | 0.6 | 0.6 | 0.6 | 0.6 | 0.5 | 0.3
Kitchen | Elec Equip Sch | Saturdays | 0.2 | 0.15 | 0.15 | 0.15 | 0.15 | 0.15 | 0.3 | 0.3 | 0.6 | 0.6 | 0.8 | 0.8 | 0.8 | 0.8 | 0.8 | 0.8 | 0.8 | 0.9 | 0.9 | 0.9 | 0.9 | 0.9 | 0.5 | 0.3
Kitchen | Elec Equip Sch | Weekdays | 0.15 | 0.15 | 0.15 | 0.15 | 0.15 | 0.2 | 0.4 | 0.4 | 0.6 | 0.6 | 0.9 | 0.9 | 0.9 | 0.9 | 0.9 | 0.9 | 0.9 | 0.9 | 0.9 | 0.9 | 0.9 | 0.9 | 0.5 | 0.3
Kitchen | Heating Setpoint Schedule | AllOtherDays | 69.98 | 69.98 | 69.98 | 60.08 | 60.08 | 60.08 | 60.08 | 60.08 | 60.08 | 69.98 | 69.98 | 69.98 | 69.98 | 69.98 | 69.98 | 69.98 | 69.98 | 69.98 | 69.98 | 69.98 | 69.98 | 69.98 | 69.98 | 69.98
Kitchen | Heating Setpoint Schedule | Saturdays | 69.98 | 69.98 | 69.98 | 60.08 | 60.08 | 60.08 | 60.08 | 60.08 | 69.98 | 69.98 | 69.98 | 69.98 | 69.98 | 69.98 | 69.98 | 69.98 | 69.98 | 69.98 | 69.98 | 69.98 | 69.98 | 69.98 | 69.98 | 69.98
Kitchen | Heating Setpoint Schedule | Weekdays | 69.98 | 69.98 | 69.98 | 60.08 | 60.08 | 60.08 | 69.98 | 69.98 | 69.98 | 69.98 | 69.98 | 69.98 | 69.98 | 69.98 | 69.98 | 69.98 | 69.98 | 69.98 | 69.98 | 69.98 | 69.98 | 69.98 | 69.98 | 69.98
Kitchen | Infiltration Schedule | AllDays | 1 | 1 | 1 | 1 | 1 | 1 | 1 | 1 | 1 | 1 | 1 | 1 | 1 | 1 | 1 | 1 | 1 | 1 | 1 | 1 | 1 | 1 | 1 | 1
Kitchen | Lighting Schedule | AllOtherDays | 0.2 | 0.15 | 0.15 | 0.15 | 0.15 | 0.15 | 0.3 | 0.3 | 0.45 | 0.45 | 0.65 | 0.65 | 0.65 | 0.65 | 0.65 | 0.65 | 0.55 | 0.55 | 0.55 | 0.55 | 0.55 | 0.55 | 0.45 | 0.3
Kitchen | Lighting Schedule | Saturdays | 0.2 | 0.15 | 0.15 | 0.15 | 0.15 | 0.15 | 0.3 | 0.3 | 0.55 | 0.55 | 0.75 | 0.75 | 0.75 | 0.75 | 0.75 | 0.75 | 0.75 | 0.85 | 0.85 | 0.85 | 0.85 | 0.85 | 0.45 | 0.3
Kitchen | Lighting Schedule | Weekdays | 0.15 | 0.15 | 0.15 | 0.15 | 0.15 | 0.2 | 0.35 | 0.35 | 0.55 | 0.55 | 0.85 | 0.85 | 0.85 | 0.85 | 0.85 | 0.85 | 0.85 | 0.85 | 0.85 | 0.85 | 0.85 | 0.85 | 0.45 | 0.3
Kitchen | OA Schedule | AllOtherDays | 1 | 1 | 1 | 0 | 0 | 0 | 0 | 0 | 0 | 1 | 1 | 1 | 1 | 1 | 1 | 1 | 1 | 1 | 1 | 1 | 1 | 1 | 1 | 1
Kitchen | OA Schedule | Saturdays | 1 | 1 | 1 | 0 | 0 | 0 | 0 | 0 | 1 | 1 | 1 | 1 | 1 | 1 | 1 | 1 | 1 | 1 | 1 | 1 | 1 | 1 | 1 | 1
Kitchen | OA Schedule | Weekdays | 1 | 1 | 1 | 0 | 0 | 0 | 1 | 1 | 1 | 1 | 1 | 1 | 1 | 1 | 1 | 1 | 1 | 1 | 1 | 1 | 1 | 1 | 1 | 1
Kitchen | Occupant Sch | AllOtherDays | 0.2 | 0.2 | 0.05 | 0 | 0 | 0 | 0 | 0 | 0 | 0 | 0.1 | 0.2 | 0.25 | 0.25 | 0.15 | 0.2 | 0.25 | 0.35 | 0.55 | 0.65 | 0.7 | 0.35 | 0.2 | 0.2
Kitchen | Occupant Sch | Saturdays | 0.3 | 0.25 | 0.05 | 0 | 0 | 0 | 0 | 0 | 0 | 0.05 | 0.2 | 0.45 | 0.5 | 0.5 | 0.35 | 0.3 | 0.3 | 0.3 | 0.7 | 0.9 | 0.7 | 0.65 | 0.55 | 0.35
Kitchen | Occupant Sch | Weekdays | 0.15 | 0.15 | 0.05 | 0 | 0 | 0 | 0 | 0.05 | 0.05 | 0.05 | 0.2 | 0.5 | 0.8 | 0.7 | 0.4 | 0.2 | 0.25 | 0.5 | 0.8 | 0.8 | 0.8 | 0.5 | 0.35 | 0.2
Retail | Cooling Setpoint Schedule | AllOtherDays | 84.92 | 84.92 | 84.92 | 84.92 | 84.92 | 84.92 | 84.92 | 84.92 | 75.02 | 75.02 | 75.02 | 75.02 | 75.02 | 75.02 | 75.02 | 75.02 | 75.02 | 75.02 | 75.02 | 84.92 | 84.92 | 84.92 | 84.92 | 84.92
Retail | Cooling Setpoint Schedule | Saturdays | 84.92 | 84.92 | 84.92 | 84.92 | 84.92 | 84.92 | 75.02 | 75.02 | 75.02 | 75.02 | 75.02 | 75.02 | 75.02 | 75.02 | 75.02 | 75.02 | 75.02 | 75.02 | 75.02 | 75.02 | 75.02 | 75.02 | 84.92 | 84.92
Retail | Cooling Setpoint Schedule | Weekdays | 84.92 | 84.92 | 84.92 | 84.92 | 84.92 | 84.92 | 75.02 | 75.02 | 75.02 | 75.02 | 75.02 | 75.02 | 75.02 | 75.02 | 75.02 | 75.02 | 75.02 | 75.02 | 75.02 | 75.02 | 75.02 | 84.92 | 84.92 | 84.92
Retail | DHW Sch | AllOtherDays | 0.07 | 0.07 | 0.07 | 0.06 | 0.06 | 0.06 | 0.07 | 0.1 | 0.12 | 0.14 | 0.29 | 0.31 | 0.36 | 0.36 | 0.34 | 0.35 | 0.37 | 0.34 | 0.25 | 0.27 | 0.21 | 0.16 | 0.1 | 0.06
Retail | DHW Sch | Saturday | 0.11 | 0.1 | 0.08 | 0.06 | 0.06 | 0.06 | 0.07 | 0.2 | 0.24 | 0.27 | 0.42 | 0.54 | 0.59 | 0.6 | 0.49 | 0.48 | 0.47 | 0.46 | 0.44 | 0.36 | 0.29 | 0.22 | 0.16 | 0.13
Retail | DHW Sch | Weekdays | 0.04 | 0.05 | 0.05 | 0.04 | 0.04 | 0.04 | 0.04 | 0.15 | 0.23 | 0.32 | 0.41 | 0.57 | 0.62 | 0.61 | 0.5 | 0.45 | 0.46 | 0.47 | 0.42 | 0.34 | 0.33 | 0.23 | 0.13 | 0.08
Retail | Elec Equip Sch | AllOtherDays | 0.05 | 0.05 | 0.05 | 0.05 | 0.05 | 0.05 | 0.05 | 0.05 | 0.1 | 0.1 | 0.4 | 0.4 | 0.6 | 0.6 | 0.6 | 0.6 | 0.6 | 0.4 | 0.2 | 0.05 | 0.05 | 0.05 | 0.05 | 0.05
Retail | Elec Equip Sch | Saturday | 0.05 | 0.05 | 0.05 | 0.05 | 0.05 | 0.05 | 0.05 | 0.1 | 0.3 | 0.6 | 0.9 | 0.9 | 0.9 | 0.9 | 0.9 | 0.9 | 0.9 | 0.9 | 0.5 | 0.3 | 0.3 | 0.1 | 0.05 | 0.05
Retail | Elec Equip Sch | Weekdays | 0.05 | 0.05 | 0.05 | 0.05 | 0.05 | 0.05 | 0.05 | 0.2 | 0.5 | 0.9 | 0.9 | 0.9 | 0.9 | 0.9 | 0.9 | 0.9 | 0.9 | 0.9 | 0.6 | 0.6 | 0.5 | 0.2 | 0.05 | 0.05
Retail | Heating Setpoint Schedule | AllOtherDays | 60.08 | 60.08 | 60.08 | 60.08 | 60.08 | 60.08 | 60.08 | 60.08 | 69.98 | 69.98 | 69.98 | 69.98 | 69.98 | 69.98 | 69.98 | 69.98 | 69.98 | 69.98 | 69.98 | 60.08 | 60.08 | 60.08 | 60.08 | 60.08
Retail | Heating Setpoint Schedule | Saturdays | 60.08 | 60.08 | 60.08 | 60.08 | 60.08 | 60.08 | 69.98 | 69.98 | 69.98 | 69.98 | 69.98 | 69.98 | 69.98 | 69.98 | 69.98 | 69.98 | 69.98 | 69.98 | 69.98 | 69.98 | 69.98 | 69.98 | 60.08 | 60.08
Retail | Heating Setpoint Schedule | Weekdays | 60.08 | 60.08 | 60.08 | 60.08 | 60.08 | 60.08 | 69.98 | 69.98 | 69.98 | 69.98 | 69.98 | 69.98 | 69.98 | 69.98 | 69.98 | 69.98 | 69.98 | 69.98 | 69.98 | 69.98 | 69.98 | 60.08 | 60.08 | 60.08
Retail | Infiltration Schedule | AllDays | 1 | 1 | 1 | 1 | 1 | 1 | 1 | 1 | 1 | 1 | 1 | 1 | 1 | 1 | 1 | 1 | 1 | 1 | 1 | 1 | 1 | 1 | 1 | 1
Retail | Lighting Schedule | AllOtherDays | 0.05 | 0.05 | 0.05 | 0.05 | 0.05 | 0.05 | 0.05 | 0.05 | 0.1 | 0.1 | 0.4 | 0.4 | 0.55 | 0.55 | 0.55 | 0.55 | 0.55 | 0.4 | 0.2 | 0.05 | 0.05 | 0.05 | 0.05 | 0.05
Retail | Lighting Schedule | Saturday | 0.05 | 0.05 | 0.05 | 0.05 | 0.05 | 0.05 | 0.05 | 0.1 | 0.3 | 0.55 | 0.85 | 0.85 | 0.85 | 0.85 | 0.85 | 0.85 | 0.85 | 0.85 | 0.5 | 0.3 | 0.3 | 0.1 | 0.05 | 0.05
Retail | Lighting Schedule | Weekdays | 0.05 | 0.05 | 0.05 | 0.05 | 0.05 | 0.05 | 0.05 | 0.2 | 0.5 | 0.85 | 0.85 | 0.85 | 0.85 | 0.85 | 0.85 | 0.85 | 0.85 | 0.85 | 0.55 | 0.55 | 0.5 | 0.2 | 0.05 | 0.05
Retail | OA Schedule | AllOtherDays | 0 | 0 | 0 | 0 | 0 | 0 | 0 | 0 | 1 | 1 | 1 | 1 | 1 | 1 | 1 | 1 | 1 | 1 | 1 | 0 | 0 | 0 | 0 | 0
Retail | OA Schedule | Saturdays | 0 | 0 | 0 | 0 | 0 | 0 | 1 | 1 | 1 | 1 | 1 | 1 | 1 | 1 | 1 | 1 | 1 | 1 | 1 | 1 | 1 | 1 | 0 | 0
Retail | OA Schedule | Weekdays | 0 | 0 | 0 | 0 | 0 | 0 | 1 | 1 | 1 | 1 | 1 | 1 | 1 | 1 | 1 | 1 | 1 | 1 | 1 | 1 | 1 | 0 | 0 | 0
Retail | Occupant Sch | AllOtherDays | 0 | 0 | 0 | 0 | 0 | 0 | 0 | 0 | 0 | 0.1 | 0.2 | 0.2 | 0.4 | 0.4 | 0.4 | 0.4 | 0.4 | 0.2 | 0.1 | 0 | 0 | 0 | 0 | 0
Retail | Occupant Sch | Saturday | 0 | 0 | 0 | 0 | 0 | 0 | 0 | 0.1 | 0.2 | 0.5 | 0.6 | 0.8 | 0.8 | 0.8 | 0.8 | 0.8 | 0.8 | 0.6 | 0.2 | 0.2 | 0.2 | 0.1 | 0 | 0
Retail | Occupant Sch | Weekdays | 0 | 0 | 0 | 0 | 0 | 0 | 0 | 0.1 | 0.2 | 0.5 | 0.5 | 0.7 | 0.7 | 0.7 | 0.7 | 0.8 | 0.7 | 0.5 | 0.5 | 0.3 | 0.3 | 0 | 0 | 0

## Energy Usage
Energy Consumption - Retail - Single-Story Large
Climate Zone | HVAC Type | Vintage | Total Floorspace (Excluding Plenums and Crawl Space) (ft²) | Annual Electricity Intensity (kBtu/ft²) | Annual Gas Intensity (kBtu/ft²) | Notes
CZ01 | cAVVG | Existing | 130514.31 | 36.8894 | 11.1219
CZ01 | cAVVG | New Construction | 130514.31 | 27.3003 | 10.9673
CZ01 | cDXGF | Existing | 130514.31 | 42.8672 | 8.5304
CZ01 | cDXGF | New Construction | 130514.31 | 29.7504 | 9.3851
CZ01 | cDXHP | Existing | 130514.31 | 43.4982 | 5.9404
CZ01 | cDXHP | New Construction | 130514.31 | 30.5829 | 5.9392
CZ01 | cDXOH | Existing | 130514.31 | 42.8846 | 5.9409
CZ01 | cDXOH | New Construction | 130514.31 | 29.7485 | 5.9394
CZ01 | cPVVG | Existing | 130514.31 | 36.6234 | 10.3255
CZ01 | cPVVG | New Construction | 130514.31 | 25.5539 | 11.3365
CZ02 | cAVVG | Existing | 130514.31 | 43.2385 | 9.4798
CZ02 | cAVVG | New Construction | 130514.31 | 31.107 | 9.0256
CZ02 | cDXGF | Existing | 130514.31 | 47.8663 | 7.4034
CZ02 | cDXGF | New Construction | 130514.31 | 33.2336 | 7.7484
CZ02 | cDXHP | Existing | 130514.31 | 48.3769 | 5.5446
CZ02 | cDXHP | New Construction | 130514.31 | 33.8181 | 5.5418
CZ02 | cDXOH | Existing | 130514.31 | 47.8634 | 5.5449
CZ02 | cDXOH | New Construction | 130514.31 | 33.21 | 5.542
CZ02 | cPVVG | Existing | 130514.31 | 41.5947 | 8.629
CZ02 | cPVVG | New Construction | 130514.31 | 29.0214 | 8.9419
CZ03 | cAVVG | Existing | 130514.31 | 40.2636 | 7.7819
CZ03 | cAVVG | New Construction | 130514.31 | 29.0075 | 7.6136
CZ03 | cDXGF | Existing | 130514.31 | 45.8553 | 6.4675
CZ03 | cDXGF | New Construction | 130514.31 | 31.8971 | 6.7017
CZ03 | cDXHP | Existing | 130514.31 | 46.0702 | 5.5268
CZ03 | cDXHP | New Construction | 130514.31 | 32.1711 | 5.5247
CZ03 | cDXOH | Existing | 130514.31 | 45.8533 | 5.5268
CZ03 | cDXOH | New Construction | 130514.31 | 31.8907 | 5.5247
CZ03 | cPVVG | Existing | 130514.31 | 39.8239 | 7.2164
CZ03 | cPVVG | New Construction | 130514.31 | 27.7849 | 7.5546
CZ04 | cAVVG | Existing | 130514.31 | 44.55 | 7.5236
CZ04 | cAVVG | New Construction | 130514.31 | 31.7293 | 7.2372
CZ04 | cDXGF | Existing | 130514.31 | 48.7886 | 6.2148
CZ04 | cDXGF | New Construction | 130514.31 | 33.9207 | 6.3599
CZ04 | cDXHP | Existing | 130514.31 | 48.9914 | 5.3735
CZ04 | cDXHP | New Construction | 130514.31 | 34.1549 | 5.3706
CZ04 | cDXOH | Existing | 130514.31 | 48.7848 | 5.3736
CZ04 | cDXOH | New Construction | 130514.31 | 33.9088 | 5.3707
CZ04 | cPVVG | Existing | 130514.31 | 42.6304 | 6.9407
CZ04 | cPVVG | New Construction | 130514.31 | 29.7868 | 7.1349
CZ05 | cAVVG | Existing | 130514.31 | 41.0203 | 7.6982
CZ05 | cAVVG | New Construction | 130514.31 | 29.4857 | 7.3549
CZ05 | cDXGF | Existing | 130514.31 | 46.6682 | 6.472
CZ05 | cDXGF | New Construction | 130514.31 | 32.3635 | 6.5033
CZ05 | cDXHP | Existing | 130514.31 | 46.8999 | 5.527
CZ05 | cDXHP | New Construction | 130514.31 | 32.5992 | 5.5247
CZ05 | cDXOH | Existing | 130514.31 | 46.6577 | 5.527
CZ05 | cDXOH | New Construction | 130514.31 | 32.3463 | 5.5246
CZ05 | cPVVG | Existing | 130514.31 | 40.678 | 7.1293
CZ05 | cPVVG | New Construction | 130514.31 | 28.2993 | 7.1855
CZ06 | cAVVG | Existing | 130514.31 | 45.7895 | 5.7276
CZ06 | cAVVG | New Construction | 130514.31 | 32.5969 | 5.5865
CZ06 | cDXGF | Existing | 130514.31 | 49.1312 | 5.3165
CZ06 | cDXGF | New Construction | 130514.31 | 34.1896 | 5.2913
CZ06 | cDXHP | Existing | 130514.31 | 48.9437 | 5.1746
CZ06 | cDXHP | New Construction | 130514.31 | 33.9827 | 5.172
CZ06 | cDXOH | Existing | 130514.31 | 49.1287 | 5.1746
CZ06 | cDXOH | New Construction | 130514.31 | 34.1871 | 5.1721
CZ06 | cPVVG | Existing | 130514.31 | 43.4591 | 5.4843
CZ06 | cPVVG | New Construction | 130514.31 | 30.4505 | 5.4656
CZ07 | cAVVG | Existing | 130514.31 | 47.4691 | 5.6875
CZ07 | cAVVG | New Construction | 130514.31 | 33.5937 | 5.6757
CZ07 | cDXGF | Existing | 130514.31 | 49.6366 | 5.2498
CZ07 | cDXGF | New Construction | 130514.31 | 34.5574 | 5.2243
CZ07 | cDXHP | Existing | 130514.31 | 49.5295 | 5.1221
CZ07 | cDXHP | New Construction | 130514.31 | 34.4262 | 5.1199
CZ07 | cDXOH | Existing | 130514.31 | 49.6349 | 5.1221
CZ07 | cDXOH | New Construction | 130514.31 | 34.5553 | 5.1196
CZ07 | cPVVG | Existing | 130514.31 | 43.9344 | 5.4068
CZ07 | cPVVG | New Construction | 130514.31 | 30.7379 | 5.3848
CZ08 | cAVVG | Existing | 130514.31 | 48.0445 | 6.1139
CZ08 | cAVVG | New Construction | 130514.31 | 34.4635 | 5.8553
CZ08 | cDXGF | Existing | 130514.31 | 51.0352 | 5.3583
CZ08 | cDXGF | New Construction | 130514.31 | 35.4664 | 5.3358
CZ08 | cDXHP | Existing | 130514.31 | 51.021 | 5.1165
CZ08 | cDXHP | New Construction | 130514.31 | 35.4539 | 5.1139
CZ08 | cDXOH | Existing | 130514.31 | 51.0309 | 5.1165
CZ08 | cDXOH | New Construction | 130514.31 | 35.4593 | 5.1139
CZ08 | cPVVG | Existing | 130514.31 | 45.0102 | 5.6386
CZ08 | cPVVG | New Construction | 130514.31 | 31.5322 | 5.5896
CZ09 | cAVVG | Existing | 130514.31 | 50.7037 | 5.9457
CZ09 | cAVVG | New Construction | 130514.31 | 35.6531 | 5.8101
CZ09 | cDXGF | Existing | 130514.31 | 52.7973 | 5.2504
CZ09 | cDXGF | New Construction | 130514.31 | 36.5608 | 5.2173
CZ09 | cDXHP | Existing | 130514.31 | 52.7703 | 5.06
CZ09 | cDXHP | New Construction | 130514.31 | 36.5002 | 5.0577
CZ09 | cDXOH | Existing | 130514.31 | 52.794 | 5.06
CZ09 | cDXOH | New Construction | 130514.31 | 36.5558 | 5.0574
CZ09 | cPVVG | Existing | 130514.31 | 46.4187 | 5.4976
CZ09 | cPVVG | New Construction | 130514.31 | 32.4241 | 5.444
CZ10 | cAVVG | Existing | 130514.31 | 51.9613 | 6.7154
CZ10 | cAVVG | New Construction | 130514.31 | 37.6889 | 6.4675
CZ10 | cDXGF | Existing | 130514.31 | 53.9791 | 5.5865
CZ10 | cDXGF | New Construction | 130514.31 | 37.9589 | 5.6507
CZ10 | cDXHP | Existing | 130514.31 | 54.1381 | 5.0288
CZ10 | cDXHP | New Construction | 130514.31 | 38.1304 | 5.0261
CZ10 | cDXOH | Existing | 130514.31 | 53.9664 | 5.0288
CZ10 | cDXOH | New Construction | 130514.31 | 37.935 | 5.026
CZ10 | cPVVG | Existing | 130514.31 | 47.7699 | 6.086
CZ10 | cPVVG | New Construction | 130514.31 | 33.8044 | 6.1375
CZ11 | cAVVG | Existing | 130514.31 | 51.4002 | 9.4617
CZ11 | cAVVG | New Construction | 130514.31 | 37.6785 | 8.9678
CZ11 | cDXGF | Existing | 130514.31 | 54.405 | 6.9268
CZ11 | cDXGF | New Construction | 130514.31 | 38.2052 | 7.4441
CZ11 | cDXHP | Existing | 130514.31 | 54.9312 | 5.1175
CZ11 | cDXHP | New Construction | 130514.31 | 38.8297 | 5.1148
CZ11 | cDXOH | Existing | 130514.31 | 54.4155 | 5.1177
CZ11 | cDXOH | New Construction | 130514.31 | 38.1887 | 5.1151
CZ11 | cPVVG | Existing | 130514.31 | 47.7916 | 8.3154
CZ11 | cPVVG | New Construction | 130514.31 | 33.8699 | 8.732
CZ12 | cAVVG | Existing | 130514.31 | 49.16 | 9.116
CZ12 | cAVVG | New Construction | 130514.31 | 35.9097 | 8.7152
CZ12 | cDXGF | Existing | 130514.31 | 52.4077 | 7.0224
CZ12 | cDXGF | New Construction | 130514.31 | 36.7292 | 7.4589
CZ12 | cDXHP | Existing | 130514.31 | 52.9303 | 5.2315
CZ12 | cDXHP | New Construction | 130514.31 | 37.3351 | 5.229
CZ12 | cDXOH | Existing | 130514.31 | 52.4178 | 5.2319
CZ12 | cDXOH | New Construction | 130514.31 | 36.7148 | 5.2292
CZ12 | cPVVG | Existing | 130514.31 | 46.0561 | 8.2436
CZ12 | cPVVG | New Construction | 130514.31 | 32.5171 | 8.6053
CZ13 | cAVVG | Existing | 130514.31 | 53.1553 | 8.2491
CZ13 | cAVVG | New Construction | 130514.31 | 38.8224 | 8.0182
CZ13 | cDXGF | Existing | 130514.31 | 55.3698 | 6.3382
CZ13 | cDXGF | New Construction | 130514.31 | 38.9766 | 6.8406
CZ13 | cDXHP | Existing | 130514.31 | 55.7526 | 4.9998
CZ13 | cDXHP | New Construction | 130514.31 | 39.4695 | 4.9974
CZ13 | cDXOH | Existing | 130514.31 | 55.3758 | 4.9999
CZ13 | cDXOH | New Construction | 130514.31 | 38.9664 | 4.9976
CZ13 | cPVVG | Existing | 130514.31 | 49.0163 | 7.4421
CZ13 | cPVVG | New Construction | 130514.31 | 34.8117 | 7.9035
CZ14 | cAVVG | Existing | 130514.31 | 57.6707 | 7.1695
CZ14 | cAVVG | New Construction | 130514.31 | 41.5931 | 6.9567
CZ14 | cDXGF | Existing | 130514.31 | 58.7982 | 5.67
CZ14 | cDXGF | New Construction | 130514.31 | 41.6457 | 5.807
CZ14 | cDXHP | Existing | 130514.31 | 59.0395 | 4.8003
CZ14 | cDXHP | New Construction | 130514.31 | 41.9173 | 4.7979
CZ14 | cDXOH | Existing | 130514.31 | 58.7972 | 4.8003
CZ14 | cDXOH | New Construction | 130514.31 | 41.6305 | 4.798
CZ14 | cPVVG | Existing | 130514.31 | 52.1615 | 6.4261
CZ14 | cPVVG | New Construction | 130514.31 | 37.2898 | 6.5225
CZ15 | cAVVG | Existing | 130514.31 | 65.2753 | 5.3503
CZ15 | cAVVG | New Construction | 130514.31 | 48.1673 | 5.337
CZ15 | cDXGF | Existing | 130514.31 | 63.4426 | 4.5591
CZ15 | cDXGF | New Construction | 130514.31 | 45.376 | 4.5823
CZ15 | cDXHP | Existing | 130514.31 | 63.4903 | 4.3802
CZ15 | cDXHP | New Construction | 130514.31 | 45.4303 | 4.3771
CZ15 | cDXOH | Existing | 130514.31 | 63.4368 | 4.3802
CZ15 | cDXOH | New Construction | 130514.31 | 45.363 | 4.3773
CZ15 | cPVVG | Existing | 130514.31 | 57.6776 | 4.7704
CZ15 | cPVVG | New Construction | 130514.31 | 41.76 | 4.7849
CZ16 | cAVVG | Existing | 130514.31 | 52.0974 | 12.9503
CZ16 | cAVVG | New Construction | 130514.31 | 37.6405 | 11.1774
CZ16 | cDXGF | Existing | 130514.31 | 54.9614 | 8.932
CZ16 | cDXGF | New Construction | 130514.31 | 38.6181 | 9.348
CZ16 | cDXHP | Existing | 130514.31 | 56.2202 | 5.4737
CZ16 | cDXHP | New Construction | 130514.31 | 39.9368 | 5.4698
CZ16 | cDXOH | Existing | 130514.31 | 55.048 | 5.4774
CZ16 | cDXOH | New Construction | 130514.31 | 38.6448 | 5.4727
CZ16 | cPVVG | Existing | 130514.31 | 47.7093 | 10.8467
CZ16 | cPVVG | New Construction | 130514.31 | 33.7287 | 10.99

## Energy Usage_Figures
Energy Figures (from 'Energy Usage' Tab)
cAVVG ¦ Annual Electricity Intensity (kBtu/ft²) |  |  | cAVVG ¦ Annual Gas Intensity (kBtu/ft²)
Climate Zone | Existing | New Construction | Climate Zone | Existing | New Construction
CZ01 | 36.8894 | 27.3003 | CZ01 | 11.1219 | 10.9673
CZ02 | 43.2385 | 31.107 | CZ02 | 9.4798 | 9.0256
CZ03 | 40.2636 | 29.0075 | CZ03 | 7.7819 | 7.6136
CZ04 | 44.55 | 31.7293 | CZ04 | 7.5236 | 7.2372
CZ05 | 41.0203 | 29.4857 | CZ05 | 7.6982 | 7.3549
CZ06 | 45.7895 | 32.5969 | CZ06 | 5.7276 | 5.5865
CZ07 | 47.4691 | 33.5937 | CZ07 | 5.6875 | 5.6757
CZ08 | 48.0445 | 34.4635 | CZ08 | 6.1139 | 5.8553
CZ09 | 50.7037 | 35.6531 | CZ09 | 5.9457 | 5.8101
CZ10 | 51.9613 | 37.6889 | CZ10 | 6.7154 | 6.4675
CZ11 | 51.4002 | 37.6785 | CZ11 | 9.4617 | 8.9678
CZ12 | 49.16 | 35.9097 | CZ12 | 9.116 | 8.7152
CZ13 | 53.1553 | 38.8224 | CZ13 | 8.2491 | 8.0182
CZ14 | 57.6707 | 41.5931 | CZ14 | 7.1695 | 6.9567
CZ15 | 65.2753 | 48.1673 | CZ15 | 5.3503 | 5.337
CZ16 | 52.0974 | 37.6405 | CZ16 | 12.9503 | 11.1774
cDXGF ¦ Annual Electricity Intensity (kBtu/ft²) |  |  | cDXGF ¦ Annual Gas Intensity (kBtu/ft²)
Climate Zone | Existing | New Construction | Climate Zone | Existing | New Construction
CZ01 | 42.8672 | 29.7504 | CZ01 | 8.5304 | 9.3851
CZ02 | 47.8663 | 33.2336 | CZ02 | 7.4034 | 7.7484
CZ03 | 45.8553 | 31.8971 | CZ03 | 6.4675 | 6.7017
CZ04 | 48.7886 | 33.9207 | CZ04 | 6.2148 | 6.3599
CZ05 | 46.6682 | 32.3635 | CZ05 | 6.472 | 6.5033
CZ06 | 49.1312 | 34.1896 | CZ06 | 5.3165 | 5.2913
CZ07 | 49.6366 | 34.5574 | CZ07 | 5.2498 | 5.2243
CZ08 | 51.0352 | 35.4664 | CZ08 | 5.3583 | 5.3358
CZ09 | 52.7973 | 36.5608 | CZ09 | 5.2504 | 5.2173
CZ10 | 53.9791 | 37.9589 | CZ10 | 5.5865 | 5.6507
CZ11 | 54.405 | 38.2052 | CZ11 | 6.9268 | 7.4441
CZ12 | 52.4077 | 36.7292 | CZ12 | 7.0224 | 7.4589
CZ13 | 55.3698 | 38.9766 | CZ13 | 6.3382 | 6.8406
CZ14 | 58.7982 | 41.6457 | CZ14 | 5.67 | 5.807
CZ15 | 63.4426 | 45.376 | CZ15 | 4.5591 | 4.5823
CZ16 | 54.9614 | 38.6181 | CZ16 | 8.932 | 9.348
cDXHP ¦ Annual Electricity Intensity (kBtu/ft²) |  |  | cDXHP ¦ Annual Gas Intensity (kBtu/ft²)
Climate Zone | Existing | New Construction | Climate Zone | Existing | New Construction
CZ01 | 43.4982 | 30.5829 | CZ01 | 5.9404 | 5.9392
CZ02 | 48.3769 | 33.8181 | CZ02 | 5.5446 | 5.5418
CZ03 | 46.0702 | 32.1711 | CZ03 | 5.5268 | 5.5247
CZ04 | 48.9914 | 34.1549 | CZ04 | 5.3735 | 5.3706
CZ05 | 46.8999 | 32.5992 | CZ05 | 5.527 | 5.5247
CZ06 | 48.9437 | 33.9827 | CZ06 | 5.1746 | 5.172
CZ07 | 49.5295 | 34.4262 | CZ07 | 5.1221 | 5.1199
CZ08 | 51.021 | 35.4539 | CZ08 | 5.1165 | 5.1139
CZ09 | 52.7703 | 36.5002 | CZ09 | 5.06 | 5.0577
CZ10 | 54.1381 | 38.1304 | CZ10 | 5.0288 | 5.0261
CZ11 | 54.9312 | 38.8297 | CZ11 | 5.1175 | 5.1148
CZ12 | 52.9303 | 37.3351 | CZ12 | 5.2315 | 5.229
CZ13 | 55.7526 | 39.4695 | CZ13 | 4.9998 | 4.9974
CZ14 | 59.0395 | 41.9173 | CZ14 | 4.8003 | 4.7979
CZ15 | 63.4903 | 45.4303 | CZ15 | 4.3802 | 4.3771
CZ16 | 56.2202 | 39.9368 | CZ16 | 5.4737 | 5.4698
cDXOH ¦ Annual Electricity Intensity (kBtu/ft²) |  |  | cDXOH ¦ Annual Gas Intensity (kBtu/ft²)
Climate Zone | Existing | New Construction | Climate Zone | Existing | New Construction
CZ01 | 42.8846 | 29.7485 | CZ01 | 5.9409 | 5.9394
CZ02 | 47.8634 | 33.21 | CZ02 | 5.5449 | 5.542
CZ03 | 45.8533 | 31.8907 | CZ03 | 5.5268 | 5.5247
CZ04 | 48.7848 | 33.9088 | CZ04 | 5.3736 | 5.3707
CZ05 | 46.6577 | 32.3463 | CZ05 | 5.527 | 5.5246
CZ06 | 49.1287 | 34.1871 | CZ06 | 5.1746 | 5.1721
CZ07 | 49.6349 | 34.5553 | CZ07 | 5.1221 | 5.1196
CZ08 | 51.0309 | 35.4593 | CZ08 | 5.1165 | 5.1139
CZ09 | 52.794 | 36.5558 | CZ09 | 5.06 | 5.0574
CZ10 | 53.9664 | 37.935 | CZ10 | 5.0288 | 5.026
CZ11 | 54.4155 | 38.1887 | CZ11 | 5.1177 | 5.1151
CZ12 | 52.4178 | 36.7148 | CZ12 | 5.2319 | 5.2292
CZ13 | 55.3758 | 38.9664 | CZ13 | 4.9999 | 4.9976
CZ14 | 58.7972 | 41.6305 | CZ14 | 4.8003 | 4.798
CZ15 | 63.4368 | 45.363 | CZ15 | 4.3802 | 4.3773
CZ16 | 55.048 | 38.6448 | CZ16 | 5.4774 | 5.4727
cPVVG ¦ Annual Electricity Intensity (kBtu/ft²) |  |  | cPVVG ¦ Annual Gas Intensity (kBtu/ft²)
Climate Zone | Existing | New Construction | Climate Zone | Existing | New Construction
CZ01 | 36.6234 | 25.5539 | CZ01 | 10.3255 | 11.3365
CZ02 | 41.5947 | 29.0214 | CZ02 | 8.629 | 8.9419
CZ03 | 39.8239 | 27.7849 | CZ03 | 7.2164 | 7.5546
CZ04 | 42.6304 | 29.7868 | CZ04 | 6.9407 | 7.1349
CZ05 | 40.678 | 28.2993 | CZ05 | 7.1293 | 7.1855
CZ06 | 43.4591 | 30.4505 | CZ06 | 5.4843 | 5.4656
CZ07 | 43.9344 | 30.7379 | CZ07 | 5.4068 | 5.3848
CZ08 | 45.0102 | 31.5322 | CZ08 | 5.6386 | 5.5896
CZ09 | 46.4187 | 32.4241 | CZ09 | 5.4976 | 5.444
CZ10 | 47.7699 | 33.8044 | CZ10 | 6.086 | 6.1375
CZ11 | 47.7916 | 33.8699 | CZ11 | 8.3154 | 8.732
CZ12 | 46.0561 | 32.5171 | CZ12 | 8.2436 | 8.6053
CZ13 | 49.0163 | 34.8117 | CZ13 | 7.4421 | 7.9035
CZ14 | 52.1615 | 37.2898 | CZ14 | 6.4261 | 6.5225
CZ15 | 57.6776 | 41.76 | CZ15 | 4.7704 | 4.7849
CZ16 | 47.7093 | 33.7287 | CZ16 | 10.8467 | 10.99

## Raw_totalendusesannual (hidden)
Vintage | Climate Zone | HVAC System | Electricity (kBtu) | Natural Gas (kBtu)
Existing | CZ01 | cAVVG | 4814599.92 | 1451562.39
Existing | CZ02 | cAVVG | 5643239.83 | 1237246.85
Existing | CZ03 | cAVVG | 5254977.39 | 1015647.48
Existing | CZ04 | cAVVG | 5814413.55 | 981937.88
Existing | CZ05 | cAVVG | 5353739.07 | 1004722.01
Existing | CZ06 | cAVVG | 5976184.7 | 747532.21
Existing | CZ07 | cAVVG | 6195391.95 | 742295.66
Existing | CZ08 | cAVVG | 6270492.51 | 797947.02
Existing | CZ09 | cAVVG | 6617552.23 | 775998.72
Existing | CZ10 | cAVVG | 6781688.21 | 876453.75
Existing | CZ11 | cAVVG | 6708465.03 | 1234889.99
Existing | CZ12 | cAVVG | 6416089.08 | 1189771.78
Existing | CZ13 | cAVVG | 6937533.52 | 1076625.5
Existing | CZ14 | cAVVG | 7526852.84 | 935724.79
Existing | CZ15 | cAVVG | 8519365.55 | 698292.41
Existing | CZ16 | cAVVG | 6799451.47 | 1690200.67
New Construction | CZ01 | cAVVG | 3563074.37 | 1431383.48
New Construction | CZ02 | cAVVG | 4059903.66 | 1177967.26
New Construction | CZ03 | cAVVG | 3785889.07 | 993683.9
New Construction | CZ04 | cAVVG | 4141128.8 | 944560.92
New Construction | CZ05 | cAVVG | 3848306.28 | 959916.82
New Construction | CZ06 | cAVVG | 4254356.05 | 729115.98
New Construction | CZ07 | cAVVG | 4384462.64 | 740755.49
New Construction | CZ08 | cAVVG | 4497976.8 | 764206.22
New Construction | CZ09 | cAVVG | 4653236.46 | 758296.48
New Construction | CZ10 | cAVVG | 4918945.02 | 844103.75
New Construction | CZ11 | cAVVG | 4917587.7 | 1170430.17
New Construction | CZ12 | cAVVG | 4686726.31 | 1137455.69
New Construction | CZ13 | cAVVG | 5066883.71 | 1046486.33
New Construction | CZ14 | cAVVG | 5428494.34 | 907942.69
New Construction | CZ15 | cAVVG | 6286519.66 | 696556.59
New Construction | CZ16 | cAVVG | 4912621.1 | 1458808.81
Existing | CZ01 | cDXGF | 5594786.45 | 1113336.31
Existing | CZ02 | cDXGF | 6247231.77 | 966254.92
Existing | CZ03 | cDXGF | 5984772.66 | 844102.52
Existing | CZ04 | cDXGF | 6367610.47 | 811120.62
Existing | CZ05 | cDXGF | 6090865.39 | 844686.16
Existing | CZ06 | cDXGF | 6412318.49 | 693874.38
Existing | CZ07 | cDXGF | 6478285.3 | 685175.62
Existing | CZ08 | cDXGF | 6660821.29 | 699337.95
Existing | CZ09 | cDXGF | 6890796.89 | 685252.03
Existing | CZ10 | cDXGF | 7045044.44 | 729122.73
Existing | CZ11 | cDXGF | 7100637.19 | 904048.64
Existing | CZ12 | cDXGF | 6839954.26 | 916525.19
Existing | CZ13 | cDXGF | 7226548.57 | 827229.75
Existing | CZ14 | cDXGF | 7674001.22 | 740016.32
Existing | CZ15 | cDXGF | 8280165.56 | 595029.34
Existing | CZ16 | cDXGF | 7173254.59 | 1165759.45
New Construction | CZ01 | cDXGF | 3882849.54 | 1224888.51
New Construction | CZ02 | cDXGF | 4337463.53 | 1011277.89
New Construction | CZ03 | cDXGF | 4163031.91 | 874661.8
New Construction | CZ04 | cDXGF | 4427135.46 | 830059.66
New Construction | CZ05 | cDXGF | 4223898.38 | 848769.28
New Construction | CZ06 | cDXGF | 4462228.07 | 690586.84
New Construction | CZ07 | cDXGF | 4510238.78 | 681842.03
New Construction | CZ08 | cDXGF | 4628871.03 | 696398.05
New Construction | CZ09 | cDXGF | 4771709.22 | 680936.8
New Construction | CZ10 | cDXGF | 4954176.32 | 737501.25
New Construction | CZ11 | cDXGF | 4986328.1 | 971562.1
New Construction | CZ12 | cDXGF | 4793685.98 | 973499.36
New Construction | CZ13 | cDXGF | 5087005.58 | 892794.85
New Construction | CZ14 | cDXGF | 5435361.12 | 757890.29
New Construction | CZ15 | cDXGF | 5922214.84 | 598056.47
New Construction | CZ16 | cDXGF | 5040209.55 | 1220051.13
Existing | CZ01 | cDXHP | 5677140.79 | 775310.7
Existing | CZ02 | cDXHP | 6313881.11 | 723643.86
Existing | CZ03 | cDXHP | 6012823.28 | 721324.4
Existing | CZ04 | cDXHP | 6394079.15 | 701324.42
Existing | CZ05 | cDXHP | 6121108.66 | 721355.35
Existing | CZ06 | cDXHP | 6387848.14 | 675359.21
Existing | CZ07 | cDXHP | 6464314.92 | 668503.16
Existing | CZ08 | cDXHP | 6658971.89 | 667774.28
Existing | CZ09 | cDXHP | 6887285.02 | 660401.84
Existing | CZ10 | cDXHP | 7065796.44 | 656324.65
Existing | CZ11 | cDXHP | 7169302.54 | 667913.12
Existing | CZ12 | cDXHP | 6908159.09 | 682789.18
Existing | CZ13 | cDXHP | 7276514.82 | 652549.33
Existing | CZ14 | cDXHP | 7705505.1 | 626509.45
Existing | CZ15 | cDXHP | 8286391.53 | 571681.03
Existing | CZ16 | cDXHP | 7337540.93 | 714393.44
New Construction | CZ01 | cDXHP | 3991506.09 | 775146.93
New Construction | CZ02 | cDXHP | 4413739.67 | 723285.49
New Construction | CZ03 | cDXHP | 4198783.41 | 721049.34
New Construction | CZ04 | cDXHP | 4457701.59 | 700940.33
New Construction | CZ05 | cDXHP | 4254663.58 | 721052.9
New Construction | CZ06 | cDXHP | 4435233.57 | 675024.1
New Construction | CZ07 | cDXHP | 4493106.93 | 668217.24
New Construction | CZ08 | cDXHP | 4627247.62 | 667432.75
New Construction | CZ09 | cDXHP | 4763803.2 | 660102.04
New Construction | CZ10 | cDXHP | 4976562.31 | 655974.49
New Construction | CZ11 | cDXHP | 5067828.5 | 667553.01
New Construction | CZ12 | cDXHP | 4872765.61 | 682459.83
New Construction | CZ13 | cDXHP | 5151328.06 | 652228.71
New Construction | CZ14 | cDXHP | 5470812.16 | 626197.3
New Construction | CZ15 | cDXHP | 5929307.54 | 571279.49
New Construction | CZ16 | cDXHP | 5212318.99 | 713893.51
Existing | CZ01 | cDXOH | 5597054.13 | 775374.06
Existing | CZ02 | cDXOH | 6246853.04 | 723684.39
Existing | CZ03 | cDXOH | 5984516.35 | 721332.31
Existing | CZ04 | cDXOH | 6367112.41 | 701328.69
Existing | CZ05 | cDXOH | 6089496.85 | 721358.47
Existing | CZ06 | cDXOH | 6411999.43 | 675360.43
Existing | CZ07 | cDXOH | 6478063.45 | 668508.97
Existing | CZ08 | cDXOH | 6660267.75 | 667776.26
Existing | CZ09 | cDXOH | 6890375.72 | 660402.86
Existing | CZ10 | cDXOH | 7043384.9 | 656325.5
Existing | CZ11 | cDXOH | 7101996.21 | 667928.68
Existing | CZ12 | cDXOH | 6841274.91 | 682833.84
Existing | CZ13 | cDXOH | 7227333.64 | 652555
Existing | CZ14 | cDXOH | 7673877.71 | 626511.3
Existing | CZ15 | cDXOH | 8279413.5 | 571682.66
Existing | CZ16 | cDXOH | 7184545.84 | 714880.67
New Construction | CZ01 | cDXOH | 3882608.65 | 775173.64
New Construction | CZ02 | cDXOH | 4334374.77 | 723308.07
New Construction | CZ03 | cDXOH | 4162192.39 | 721050.75
New Construction | CZ04 | cDXOH | 4425583.88 | 700948.52
New Construction | CZ05 | cDXOH | 4221660.72 | 721035.04
New Construction | CZ06 | cDXOH | 4461911.86 | 675026.63
New Construction | CZ07 | cDXOH | 4509954.7 | 668184.77
New Construction | CZ08 | cDXOH | 4627950.86 | 667432.75
New Construction | CZ09 | cDXOH | 4771060.45 | 660064.72
New Construction | CZ10 | cDXOH | 4951063.22 | 655961.61
New Construction | CZ11 | cDXOH | 4984167.39 | 667595.53
New Construction | CZ12 | cDXOH | 4791807.31 | 682487.49
New Construction | CZ13 | cDXOH | 5085673.4 | 652263.1
New Construction | CZ14 | cDXOH | 5433380.3 | 626206.02
New Construction | CZ15 | cDXOH | 5920518.41 | 571306.8
New Construction | CZ16 | cDXOH | 5043699.55 | 714269.35
Existing | CZ01 | cPVVG | 4779871.85 | 1347628.68
Existing | CZ02 | cPVVG | 5428703.78 | 1126211.99
Existing | CZ03 | cPVVG | 5197588.25 | 941845.59
Existing | CZ04 | cPVVG | 5563883.16 | 905859.54
Existing | CZ05 | cPVVG | 5309066.03 | 930472.6
Existing | CZ06 | cPVVG | 5672029.85 | 715785.77
Existing | CZ07 | cPVVG | 5734067.98 | 705659.31
Existing | CZ08 | cPVVG | 5874470.17 | 735918.55
Existing | CZ09 | cPVVG | 6058299.11 | 717511.35
Existing | CZ10 | cPVVG | 6234658.57 | 794308.99
Existing | CZ11 | cPVVG | 6237487.49 | 1085279.91
Existing | CZ12 | cPVVG | 6010976.33 | 1075911.75
Existing | CZ13 | cPVVG | 6397332.32 | 971294.93
Existing | CZ14 | cPVVG | 6807824.77 | 838696.31
Existing | CZ15 | cPVVG | 7527751.97 | 622610.03
Existing | CZ16 | cPVVG | 6226746.19 | 1415647.28
New Construction | CZ01 | cPVVG | 3335145.76 | 1479571.81
New Construction | CZ02 | cPVVG | 3787703.48 | 1167041.81
New Construction | CZ03 | cPVVG | 3626320.89 | 985985.69
New Construction | CZ04 | cPVVG | 3887602.45 | 931202.81
New Construction | CZ05 | cPVVG | 3693467.22 | 937804.74
New Construction | CZ06 | cPVVG | 3974231.25 | 713337.58
New Construction | CZ07 | cPVVG | 4011733.65 | 702787.04
New Construction | CZ08 | cPVVG | 4115405.53 | 729517.35
New Construction | CZ09 | cPVVG | 4231815.02 | 710514.55
New Construction | CZ10 | cPVVG | 4411953.69 | 801035.69
New Construction | CZ11 | cPVVG | 4420500.18 | 1139647.89
New Construction | CZ12 | cPVVG | 4243945.08 | 1123120.78
New Construction | CZ13 | cPVVG | 4543424.97 | 1031517.97
New Construction | CZ14 | cPVVG | 4866847.62 | 851286
New Construction | CZ15 | cPVVG | 5450275.48 | 624504.1
New Construction | CZ16 | cPVVG | 4402083.39 | 1434355.05

## Energy Usage by End Use
Energy Consumption by End Use - Retail - Single-Story Large
Climate Zone | HVAC System | Vintage | End Use | Electricity (kBtu) | Natural Gas (kBtu) | Note
CZ01 | cAVVG | Existing | Heating | 0 | 676261.53
CZ01 | cAVVG | Existing | Cooling | 71621.49 | 0
CZ01 | cAVVG | Existing | Interior Lighting | 2621196.56 | 0
CZ01 | cAVVG | Existing | Exterior Lighting | 0 | 0
CZ01 | cAVVG | Existing | Interior Equipment | 1601390.78 | 137788.4
CZ01 | cAVVG | Existing | Exterior Equipment | 0 | 0
CZ01 | cAVVG | Existing | Fans | 516273.36 | 0
CZ01 | cAVVG | Existing | Pumps | 4117.72 | 0
CZ01 | cAVVG | Existing | Heat Rejection | 0 | 0
CZ01 | cAVVG | Existing | Humidification | 0 | 0
CZ01 | cAVVG | Existing | Heat Recovery | 0 | 0
CZ01 | cAVVG | Existing | Water Systems | 0 | 637512.46
CZ01 | cAVVG | Existing | Refrigeration | 0 | 0
CZ01 | cAVVG | Existing | Generators | 0 | 0
CZ01 | cAVVG | Existing | Total End Uses | 4814599.92 | 1451562.39
CZ02 | cAVVG | Existing | Heating | 0 | 513629.55
CZ02 | cAVVG | Existing | Cooling | 704983.58 | 0
CZ02 | cAVVG | Existing | Interior Lighting | 2621196.56 | 0
CZ02 | cAVVG | Existing | Exterior Lighting | 0 | 0
CZ02 | cAVVG | Existing | Interior Equipment | 1601390.78 | 137788.4
CZ02 | cAVVG | Existing | Exterior Equipment | 0 | 0
CZ02 | cAVVG | Existing | Fans | 687881.27 | 0
CZ02 | cAVVG | Existing | Pumps | 27787.64 | 0
CZ02 | cAVVG | Existing | Heat Rejection | 0 | 0
CZ02 | cAVVG | Existing | Humidification | 0 | 0
CZ02 | cAVVG | Existing | Heat Recovery | 0 | 0
CZ02 | cAVVG | Existing | Water Systems | 0 | 585828.91
CZ02 | cAVVG | Existing | Refrigeration | 0 | 0
CZ02 | cAVVG | Existing | Generators | 0 | 0
CZ02 | cAVVG | Existing | Total End Uses | 5643239.83 | 1237246.85
CZ03 | cAVVG | Existing | Heating | 0 | 294319.13
CZ03 | cAVVG | Existing | Cooling | 449559.53 | 0
CZ03 | cAVVG | Existing | Interior Lighting | 2621196.56 | 0
CZ03 | cAVVG | Existing | Exterior Lighting | 0 | 0
CZ03 | cAVVG | Existing | Interior Equipment | 1601390.78 | 137788.4
CZ03 | cAVVG | Existing | Exterior Equipment | 0 | 0
CZ03 | cAVVG | Existing | Fans | 560709.29 | 0
CZ03 | cAVVG | Existing | Pumps | 22121.22 | 0
CZ03 | cAVVG | Existing | Heat Rejection | 0 | 0
CZ03 | cAVVG | Existing | Humidification | 0 | 0
CZ03 | cAVVG | Existing | Heat Recovery | 0 | 0
CZ03 | cAVVG | Existing | Water Systems | 0 | 583539.96
CZ03 | cAVVG | Existing | Refrigeration | 0 | 0
CZ03 | cAVVG | Existing | Generators | 0 | 0
CZ03 | cAVVG | Existing | Total End Uses | 5254977.39 | 1015647.48
CZ04 | cAVVG | Existing | Heating | 0 | 280600.76
CZ04 | cAVVG | Existing | Cooling | 827869.25 | 0
CZ04 | cAVVG | Existing | Interior Lighting | 2621196.56 | 0
CZ04 | cAVVG | Existing | Exterior Lighting | 0 | 0
CZ04 | cAVVG | Existing | Interior Equipment | 1601390.78 | 137788.4
CZ04 | cAVVG | Existing | Exterior Equipment | 0 | 0
CZ04 | cAVVG | Existing | Fans | 732334.65 | 0
CZ04 | cAVVG | Existing | Pumps | 31622.31 | 0
CZ04 | cAVVG | Existing | Heat Rejection | 0 | 0
CZ04 | cAVVG | Existing | Humidification | 0 | 0
CZ04 | cAVVG | Existing | Heat Recovery | 0 | 0
CZ04 | cAVVG | Existing | Water Systems | 0 | 563548.72
CZ04 | cAVVG | Existing | Refrigeration | 0 | 0
CZ04 | cAVVG | Existing | Generators | 0 | 0
CZ04 | cAVVG | Existing | Total End Uses | 5814413.55 | 981937.88
CZ05 | cAVVG | Existing | Heating | 0 | 283365.54
CZ05 | cAVVG | Existing | Cooling | 536361.4 | 0
CZ05 | cAVVG | Existing | Interior Lighting | 2621196.56 | 0
CZ05 | cAVVG | Existing | Exterior Lighting | 0 | 0
CZ05 | cAVVG | Existing | Interior Equipment | 1601390.78 | 137788.4
CZ05 | cAVVG | Existing | Exterior Equipment | 0 | 0
CZ05 | cAVVG | Existing | Fans | 572885.08 | 0
CZ05 | cAVVG | Existing | Pumps | 21905.25 | 0
CZ05 | cAVVG | Existing | Heat Rejection | 0 | 0
CZ05 | cAVVG | Existing | Humidification | 0 | 0
CZ05 | cAVVG | Existing | Heat Recovery | 0 | 0
CZ05 | cAVVG | Existing | Water Systems | 0 | 583568.08
CZ05 | cAVVG | Existing | Refrigeration | 0 | 0
CZ05 | cAVVG | Existing | Generators | 0 | 0
CZ05 | cAVVG | Existing | Total End Uses | 5353739.07 | 1004722.01
CZ06 | cAVVG | Existing | Heating | 0 | 72165.06
CZ06 | cAVVG | Existing | Cooling | 914619.85 | 0
CZ06 | cAVVG | Existing | Interior Lighting | 2621196.56 | 0
CZ06 | cAVVG | Existing | Exterior Lighting | 0 | 0
CZ06 | cAVVG | Existing | Interior Equipment | 1601390.78 | 137788.4
CZ06 | cAVVG | Existing | Exterior Equipment | 0 | 0
CZ06 | cAVVG | Existing | Fans | 801046.64 | 0
CZ06 | cAVVG | Existing | Pumps | 37930.87 | 0
CZ06 | cAVVG | Existing | Heat Rejection | 0 | 0
CZ06 | cAVVG | Existing | Humidification | 0 | 0
CZ06 | cAVVG | Existing | Heat Recovery | 0 | 0
CZ06 | cAVVG | Existing | Water Systems | 0 | 537578.75
CZ06 | cAVVG | Existing | Refrigeration | 0 | 0
CZ06 | cAVVG | Existing | Generators | 0 | 0
CZ06 | cAVVG | Existing | Total End Uses | 5976184.7 | 747532.21
CZ07 | cAVVG | Existing | Heating | 0 | 73776.99
CZ07 | cAVVG | Existing | Cooling | 1039013.93 | 0
CZ07 | cAVVG | Existing | Interior Lighting | 2621196.56 | 0
CZ07 | cAVVG | Existing | Exterior Lighting | 0 | 0
CZ07 | cAVVG | Existing | Interior Equipment | 1601390.78 | 137788.4
CZ07 | cAVVG | Existing | Exterior Equipment | 0 | 0
CZ07 | cAVVG | Existing | Fans | 891805.84 | 0
CZ07 | cAVVG | Existing | Pumps | 41984.83 | 0
CZ07 | cAVVG | Existing | Heat Rejection | 0 | 0
CZ07 | cAVVG | Existing | Humidification | 0 | 0
CZ07 | cAVVG | Existing | Heat Recovery | 0 | 0
CZ07 | cAVVG | Existing | Water Systems | 0 | 530730.27
CZ07 | cAVVG | Existing | Refrigeration | 0 | 0
CZ07 | cAVVG | Existing | Generators | 0 | 0
CZ07 | cAVVG | Existing | Total End Uses | 6195391.95 | 742295.66
CZ08 | cAVVG | Existing | Heating | 0 | 130170.79
CZ08 | cAVVG | Existing | Cooling | 1175925.74 | 0
CZ08 | cAVVG | Existing | Interior Lighting | 2621196.56 | 0
CZ08 | cAVVG | Existing | Exterior Lighting | 0 | 0
CZ08 | cAVVG | Existing | Interior Equipment | 1601390.78 | 137788.4
CZ08 | cAVVG | Existing | Exterior Equipment | 0 | 0
CZ08 | cAVVG | Existing | Fans | 839540.67 | 0
CZ08 | cAVVG | Existing | Pumps | 32438.77 | 0
CZ08 | cAVVG | Existing | Heat Rejection | 0 | 0
CZ08 | cAVVG | Existing | Humidification | 0 | 0
CZ08 | cAVVG | Existing | Heat Recovery | 0 | 0
CZ08 | cAVVG | Existing | Water Systems | 0 | 529987.83
CZ08 | cAVVG | Existing | Refrigeration | 0 | 0
CZ08 | cAVVG | Existing | Generators | 0 | 0
CZ08 | cAVVG | Existing | Total End Uses | 6270492.51 | 797947.02
CZ09 | cAVVG | Existing | Heating | 0 | 115586.71
CZ09 | cAVVG | Existing | Cooling | 1361766.33 | 0
CZ09 | cAVVG | Existing | Interior Lighting | 2621196.56 | 0
CZ09 | cAVVG | Existing | Exterior Lighting | 0 | 0
CZ09 | cAVVG | Existing | Interior Equipment | 1601390.78 | 137788.4
CZ09 | cAVVG | Existing | Exterior Equipment | 0 | 0
CZ09 | cAVVG | Existing | Fans | 984856.21 | 0
CZ09 | cAVVG | Existing | Pumps | 48342.35 | 0
CZ09 | cAVVG | Existing | Heat Rejection | 0 | 0
CZ09 | cAVVG | Existing | Humidification | 0 | 0
CZ09 | cAVVG | Existing | Heat Recovery | 0 | 0
CZ09 | cAVVG | Existing | Water Systems | 0 | 522623.62
CZ09 | cAVVG | Existing | Refrigeration | 0 | 0
CZ09 | cAVVG | Existing | Generators | 0 | 0
CZ09 | cAVVG | Existing | Total End Uses | 6617552.23 | 775998.72
CZ10 | cAVVG | Existing | Heating | 0 | 220105.11
CZ10 | cAVVG | Existing | Cooling | 1561012.03 | 0
CZ10 | cAVVG | Existing | Interior Lighting | 2621196.56 | 0
CZ10 | cAVVG | Existing | Exterior Lighting | 0 | 0
CZ10 | cAVVG | Existing | Interior Equipment | 1601390.78 | 137788.4
CZ10 | cAVVG | Existing | Exterior Equipment | 0 | 0
CZ10 | cAVVG | Existing | Fans | 965309.48 | 0
CZ10 | cAVVG | Existing | Pumps | 32779.36 | 0
CZ10 | cAVVG | Existing | Heat Rejection | 0 | 0
CZ10 | cAVVG | Existing | Humidification | 0 | 0
CZ10 | cAVVG | Existing | Heat Recovery | 0 | 0
CZ10 | cAVVG | Existing | Water Systems | 0 | 518560.25
CZ10 | cAVVG | Existing | Refrigeration | 0 | 0
CZ10 | cAVVG | Existing | Generators | 0 | 0
CZ10 | cAVVG | Existing | Total End Uses | 6781688.21 | 876453.75
CZ11 | cAVVG | Existing | Heating | 0 | 566968.92
CZ11 | cAVVG | Existing | Cooling | 1524803.36 | 0
CZ11 | cAVVG | Existing | Interior Lighting | 2621196.56 | 0
CZ11 | cAVVG | Existing | Exterior Lighting | 0 | 0
CZ11 | cAVVG | Existing | Interior Equipment | 1601390.78 | 137788.4
CZ11 | cAVVG | Existing | Exterior Equipment | 0 | 0
CZ11 | cAVVG | Existing | Fans | 931911.04 | 0
CZ11 | cAVVG | Existing | Pumps | 29163.28 | 0
CZ11 | cAVVG | Existing | Heat Rejection | 0 | 0
CZ11 | cAVVG | Existing | Humidification | 0 | 0
CZ11 | cAVVG | Existing | Heat Recovery | 0 | 0
CZ11 | cAVVG | Existing | Water Systems | 0 | 530132.67
CZ11 | cAVVG | Existing | Refrigeration | 0 | 0
CZ11 | cAVVG | Existing | Generators | 0 | 0
CZ11 | cAVVG | Existing | Total End Uses | 6708465.03 | 1234889.99
CZ12 | cAVVG | Existing | Heating | 0 | 506983.62
CZ12 | cAVVG | Existing | Cooling | 1312473.83 | 0
CZ12 | cAVVG | Existing | Interior Lighting | 2621196.56 | 0
CZ12 | cAVVG | Existing | Exterior Lighting | 0 | 0
CZ12 | cAVVG | Existing | Interior Equipment | 1601390.78 | 137788.4
CZ12 | cAVVG | Existing | Exterior Equipment | 0 | 0
CZ12 | cAVVG | Existing | Fans | 851742.34 | 0
CZ12 | cAVVG | Existing | Pumps | 29285.57 | 0
CZ12 | cAVVG | Existing | Heat Rejection | 0 | 0
CZ12 | cAVVG | Existing | Humidification | 0 | 0
CZ12 | cAVVG | Existing | Heat Recovery | 0 | 0
CZ12 | cAVVG | Existing | Water Systems | 0 | 544999.76
CZ12 | cAVVG | Existing | Refrigeration | 0 | 0
CZ12 | cAVVG | Existing | Generators | 0 | 0
CZ12 | cAVVG | Existing | Total End Uses | 6416089.08 | 1189771.78
CZ13 | cAVVG | Existing | Heating | 0 | 424071.02
CZ13 | cAVVG | Existing | Cooling | 1691104.71 | 0
CZ13 | cAVVG | Existing | Interior Lighting | 2621196.56 | 0
CZ13 | cAVVG | Existing | Exterior Lighting | 0 | 0
CZ13 | cAVVG | Existing | Interior Equipment | 1601390.78 | 137788.4
CZ13 | cAVVG | Existing | Exterior Equipment | 0 | 0
CZ13 | cAVVG | Existing | Fans | 990484.63 | 0
CZ13 | cAVVG | Existing | Pumps | 33356.84 | 0
CZ13 | cAVVG | Existing | Heat Rejection | 0 | 0
CZ13 | cAVVG | Existing | Humidification | 0 | 0
CZ13 | cAVVG | Existing | Heat Recovery | 0 | 0
CZ13 | cAVVG | Existing | Water Systems | 0 | 514766.08
CZ13 | cAVVG | Existing | Refrigeration | 0 | 0
CZ13 | cAVVG | Existing | Generators | 0 | 0
CZ13 | cAVVG | Existing | Total End Uses | 6937533.52 | 1076625.5
CZ14 | cAVVG | Existing | Heating | 0 | 309219.93
CZ14 | cAVVG | Existing | Cooling | 2084096 | 0
CZ14 | cAVVG | Existing | Interior Lighting | 2621196.56 | 0
CZ14 | cAVVG | Existing | Exterior Lighting | 0 | 0
CZ14 | cAVVG | Existing | Interior Equipment | 1601390.78 | 137788.4
CZ14 | cAVVG | Existing | Exterior Equipment | 0 | 0
CZ14 | cAVVG | Existing | Fans | 1168091.83 | 0
CZ14 | cAVVG | Existing | Pumps | 52077.67 | 0
CZ14 | cAVVG | Existing | Heat Rejection | 0 | 0
CZ14 | cAVVG | Existing | Humidification | 0 | 0
CZ14 | cAVVG | Existing | Heat Recovery | 0 | 0
CZ14 | cAVVG | Existing | Water Systems | 0 | 488716.47
CZ14 | cAVVG | Existing | Refrigeration | 0 | 0
CZ14 | cAVVG | Existing | Generators | 0 | 0
CZ14 | cAVVG | Existing | Total End Uses | 7526852.84 | 935724.79
CZ15 | cAVVG | Existing | Heating | 0 | 126593.96
CZ15 | cAVVG | Existing | Cooling | 2980412.49 | 0
CZ15 | cAVVG | Existing | Interior Lighting | 2621196.56 | 0
CZ15 | cAVVG | Existing | Exterior Lighting | 0 | 0
CZ15 | cAVVG | Existing | Interior Equipment | 1601390.78 | 137788.4
CZ15 | cAVVG | Existing | Exterior Equipment | 0 | 0
CZ15 | cAVVG | Existing | Fans | 1271170.25 | 0
CZ15 | cAVVG | Existing | Pumps | 45195.47 | 0
CZ15 | cAVVG | Existing | Heat Rejection | 0 | 0
CZ15 | cAVVG | Existing | Humidification | 0 | 0
CZ15 | cAVVG | Existing | Heat Recovery | 0 | 0
CZ15 | cAVVG | Existing | Water Systems | 0 | 433910.06
CZ15 | cAVVG | Existing | Refrigeration | 0 | 0
CZ15 | cAVVG | Existing | Generators | 0 | 0
CZ15 | cAVVG | Existing | Total End Uses | 8519365.55 | 698292.41
CZ16 | cAVVG | Existing | Heating | 0 | 976090.94
CZ16 | cAVVG | Existing | Cooling | 1414776.1 | 0
CZ16 | cAVVG | Existing | Interior Lighting | 2621196.56 | 0
CZ16 | cAVVG | Existing | Exterior Lighting | 0 | 0
CZ16 | cAVVG | Existing | Interior Equipment | 1601390.78 | 137788.4
CZ16 | cAVVG | Existing | Exterior Equipment | 0 | 0
CZ16 | cAVVG | Existing | Fans | 1125969.15 | 0
CZ16 | cAVVG | Existing | Pumps | 36118.88 | 0
CZ16 | cAVVG | Existing | Heat Rejection | 0 | 0
CZ16 | cAVVG | Existing | Humidification | 0 | 0
CZ16 | cAVVG | Existing | Heat Recovery | 0 | 0
CZ16 | cAVVG | Existing | Water Systems | 0 | 576321.33
CZ16 | cAVVG | Existing | Refrigeration | 0 | 0
CZ16 | cAVVG | Existing | Generators | 0 | 0
CZ16 | cAVVG | Existing | Total End Uses | 6799451.47 | 1690200.67
CZ01 | cAVVG | New Construction | Heating | 0 | 656157.24
CZ01 | cAVVG | New Construction | Cooling | 57983.25 | 0
CZ01 | cAVVG | New Construction | Interior Lighting | 1349949.3 | 0
CZ01 | cAVVG | New Construction | Exterior Lighting | 0 | 0
CZ01 | cAVVG | New Construction | Interior Equipment | 1601390.78 | 137788.4
CZ01 | cAVVG | New Construction | Exterior Equipment | 0 | 0
CZ01 | cAVVG | New Construction | Fans | 550592.36 | 0
CZ01 | cAVVG | New Construction | Pumps | 3158.68 | 0
CZ01 | cAVVG | New Construction | Heat Rejection | 0 | 0
CZ01 | cAVVG | New Construction | Humidification | 0 | 0
CZ01 | cAVVG | New Construction | Heat Recovery | 0 | 0
CZ01 | cAVVG | New Construction | Water Systems | 0 | 637437.85
CZ01 | cAVVG | New Construction | Refrigeration | 0 | 0
CZ01 | cAVVG | New Construction | Generators | 0 | 0
CZ01 | cAVVG | New Construction | Total End Uses | 3563074.37 | 1431383.48
CZ02 | cAVVG | New Construction | Heating | 0 | 454625.55
CZ02 | cAVVG | New Construction | Cooling | 517463.18 | 0
CZ02 | cAVVG | New Construction | Interior Lighting | 1349949.3 | 0
CZ02 | cAVVG | New Construction | Exterior Lighting | 0 | 0
CZ02 | cAVVG | New Construction | Interior Equipment | 1601390.78 | 137788.4
CZ02 | cAVVG | New Construction | Exterior Equipment | 0 | 0
CZ02 | cAVVG | New Construction | Fans | 576162.15 | 0
CZ02 | cAVVG | New Construction | Pumps | 14938.25 | 0
CZ02 | cAVVG | New Construction | Heat Rejection | 0 | 0
CZ02 | cAVVG | New Construction | Humidification | 0 | 0
CZ02 | cAVVG | New Construction | Heat Recovery | 0 | 0
CZ02 | cAVVG | New Construction | Water Systems | 0 | 585553.31
CZ02 | cAVVG | New Construction | Refrigeration | 0 | 0
CZ02 | cAVVG | New Construction | Generators | 0 | 0
CZ02 | cAVVG | New Construction | Total End Uses | 4059903.66 | 1177967.26
CZ03 | cAVVG | New Construction | Heating | 0 | 272615.42
CZ03 | cAVVG | New Construction | Cooling | 332472.62 | 0
CZ03 | cAVVG | New Construction | Interior Lighting | 1349949.3 | 0
CZ03 | cAVVG | New Construction | Exterior Lighting | 0 | 0
CZ03 | cAVVG | New Construction | Interior Equipment | 1601390.78 | 137788.4
CZ03 | cAVVG | New Construction | Exterior Equipment | 0 | 0
CZ03 | cAVVG | New Construction | Fans | 485796.59 | 0
CZ03 | cAVVG | New Construction | Pumps | 16279.79 | 0
CZ03 | cAVVG | New Construction | Heat Rejection | 0 | 0
CZ03 | cAVVG | New Construction | Humidification | 0 | 0
CZ03 | cAVVG | New Construction | Heat Recovery | 0 | 0
CZ03 | cAVVG | New Construction | Water Systems | 0 | 583280.09
CZ03 | cAVVG | New Construction | Refrigeration | 0 | 0
CZ03 | cAVVG | New Construction | Generators | 0 | 0
CZ03 | cAVVG | New Construction | Total End Uses | 3785889.07 | 993683.9
CZ04 | cAVVG | New Construction | Heating | 0 | 243506.05
CZ04 | cAVVG | New Construction | Cooling | 605120.81 | 0
CZ04 | cAVVG | New Construction | Interior Lighting | 1349949.3 | 0
CZ04 | cAVVG | New Construction | Exterior Lighting | 0 | 0
CZ04 | cAVVG | New Construction | Interior Equipment | 1601390.78 | 137788.4
CZ04 | cAVVG | New Construction | Exterior Equipment | 0 | 0
CZ04 | cAVVG | New Construction | Fans | 567930.24 | 0
CZ04 | cAVVG | New Construction | Pumps | 16737.68 | 0
CZ04 | cAVVG | New Construction | Heat Rejection | 0 | 0
CZ04 | cAVVG | New Construction | Humidification | 0 | 0
CZ04 | cAVVG | New Construction | Heat Recovery | 0 | 0
CZ04 | cAVVG | New Construction | Water Systems | 0 | 563266.47
CZ04 | cAVVG | New Construction | Refrigeration | 0 | 0
CZ04 | cAVVG | New Construction | Generators | 0 | 0
CZ04 | cAVVG | New Construction | Total End Uses | 4141128.8 | 944560.92
CZ05 | cAVVG | New Construction | Heating | 0 | 238850.23
CZ05 | cAVVG | New Construction | Cooling | 393402.65 | 0
CZ05 | cAVVG | New Construction | Interior Lighting | 1349949.3 | 0
CZ05 | cAVVG | New Construction | Exterior Lighting | 0 | 0
CZ05 | cAVVG | New Construction | Interior Equipment | 1601390.78 | 137788.4
CZ05 | cAVVG | New Construction | Exterior Equipment | 0 | 0
CZ05 | cAVVG | New Construction | Fans | 487780.25 | 0
CZ05 | cAVVG | New Construction | Pumps | 15783.31 | 0
CZ05 | cAVVG | New Construction | Heat Rejection | 0 | 0
CZ05 | cAVVG | New Construction | Humidification | 0 | 0
CZ05 | cAVVG | New Construction | Heat Recovery | 0 | 0
CZ05 | cAVVG | New Construction | Water Systems | 0 | 583278.19
CZ05 | cAVVG | New Construction | Refrigeration | 0 | 0
CZ05 | cAVVG | New Construction | Generators | 0 | 0
CZ05 | cAVVG | New Construction | Total End Uses | 3848306.28 | 959916.82
CZ06 | cAVVG | New Construction | Heating | 0 | 54059.35
CZ06 | cAVVG | New Construction | Cooling | 671945.49 | 0
CZ06 | cAVVG | New Construction | Interior Lighting | 1349949.3 | 0
CZ06 | cAVVG | New Construction | Exterior Lighting | 0 | 0
CZ06 | cAVVG | New Construction | Interior Equipment | 1601390.78 | 137788.4
CZ06 | cAVVG | New Construction | Exterior Equipment | 0 | 0
CZ06 | cAVVG | New Construction | Fans | 603321.67 | 0
CZ06 | cAVVG | New Construction | Pumps | 27748.81 | 0
CZ06 | cAVVG | New Construction | Heat Rejection | 0 | 0
CZ06 | cAVVG | New Construction | Humidification | 0 | 0
CZ06 | cAVVG | New Construction | Heat Recovery | 0 | 0
CZ06 | cAVVG | New Construction | Water Systems | 0 | 537268.23
CZ06 | cAVVG | New Construction | Refrigeration | 0 | 0
CZ06 | cAVVG | New Construction | Generators | 0 | 0
CZ06 | cAVVG | New Construction | Total End Uses | 4254356.05 | 729115.98
CZ07 | cAVVG | New Construction | Heating | 0 | 72615.58
CZ07 | cAVVG | New Construction | Cooling | 778466.98 | 0
CZ07 | cAVVG | New Construction | Interior Lighting | 1349949.3 | 0
CZ07 | cAVVG | New Construction | Exterior Lighting | 0 | 0
CZ07 | cAVVG | New Construction | Interior Equipment | 1601390.78 | 137788.4
CZ07 | cAVVG | New Construction | Exterior Equipment | 0 | 0
CZ07 | cAVVG | New Construction | Fans | 630960.88 | 0
CZ07 | cAVVG | New Construction | Pumps | 23694.7 | 0
CZ07 | cAVVG | New Construction | Heat Rejection | 0 | 0
CZ07 | cAVVG | New Construction | Humidification | 0 | 0
CZ07 | cAVVG | New Construction | Heat Recovery | 0 | 0
CZ07 | cAVVG | New Construction | Water Systems | 0 | 530351.52
CZ07 | cAVVG | New Construction | Refrigeration | 0 | 0
CZ07 | cAVVG | New Construction | Generators | 0 | 0
CZ07 | cAVVG | New Construction | Total End Uses | 4384462.64 | 740755.49
CZ08 | cAVVG | New Construction | Heating | 0 | 96726.33
CZ08 | cAVVG | New Construction | Cooling | 882619.47 | 0
CZ08 | cAVVG | New Construction | Interior Lighting | 1349949.3 | 0
CZ08 | cAVVG | New Construction | Exterior Lighting | 0 | 0
CZ08 | cAVVG | New Construction | Interior Equipment | 1601390.78 | 137788.4
CZ08 | cAVVG | New Construction | Exterior Equipment | 0 | 0
CZ08 | cAVVG | New Construction | Fans | 640387.8 | 0
CZ08 | cAVVG | New Construction | Pumps | 23629.45 | 0
CZ08 | cAVVG | New Construction | Heat Rejection | 0 | 0
CZ08 | cAVVG | New Construction | Humidification | 0 | 0
CZ08 | cAVVG | New Construction | Heat Recovery | 0 | 0
CZ08 | cAVVG | New Construction | Water Systems | 0 | 529691.49
CZ08 | cAVVG | New Construction | Refrigeration | 0 | 0
CZ08 | cAVVG | New Construction | Generators | 0 | 0
CZ08 | cAVVG | New Construction | Total End Uses | 4497976.8 | 764206.22
CZ09 | cAVVG | New Construction | Heating | 0 | 98219.96
CZ09 | cAVVG | New Construction | Cooling | 989627.07 | 0
CZ09 | cAVVG | New Construction | Interior Lighting | 1349949.3 | 0
CZ09 | cAVVG | New Construction | Exterior Lighting | 0 | 0
CZ09 | cAVVG | New Construction | Interior Equipment | 1601390.78 | 137788.4
CZ09 | cAVVG | New Construction | Exterior Equipment | 0 | 0
CZ09 | cAVVG | New Construction | Fans | 687363.87 | 0
CZ09 | cAVVG | New Construction | Pumps | 24905.43 | 0
CZ09 | cAVVG | New Construction | Heat Rejection | 0 | 0
CZ09 | cAVVG | New Construction | Humidification | 0 | 0
CZ09 | cAVVG | New Construction | Heat Recovery | 0 | 0
CZ09 | cAVVG | New Construction | Water Systems | 0 | 522288.12
CZ09 | cAVVG | New Construction | Refrigeration | 0 | 0
CZ09 | cAVVG | New Construction | Generators | 0 | 0
CZ09 | cAVVG | New Construction | Total End Uses | 4653236.46 | 758296.48
CZ10 | cAVVG | New Construction | Heating | 0 | 188154.97
CZ10 | cAVVG | New Construction | Cooling | 1198052.82 | 0
CZ10 | cAVVG | New Construction | Interior Lighting | 1349949.3 | 0
CZ10 | cAVVG | New Construction | Exterior Lighting | 0 | 0
CZ10 | cAVVG | New Construction | Interior Equipment | 1601390.78 | 137788.4
CZ10 | cAVVG | New Construction | Exterior Equipment | 0 | 0
CZ10 | cAVVG | New Construction | Fans | 745269.96 | 0
CZ10 | cAVVG | New Construction | Pumps | 24282.16 | 0
CZ10 | cAVVG | New Construction | Heat Rejection | 0 | 0
CZ10 | cAVVG | New Construction | Humidification | 0 | 0
CZ10 | cAVVG | New Construction | Heat Recovery | 0 | 0
CZ10 | cAVVG | New Construction | Water Systems | 0 | 518160.39
CZ10 | cAVVG | New Construction | Refrigeration | 0 | 0
CZ10 | cAVVG | New Construction | Generators | 0 | 0
CZ10 | cAVVG | New Construction | Total End Uses | 4918945.02 | 844103.75
CZ11 | cAVVG | New Construction | Heating | 0 | 502815.37
CZ11 | cAVVG | New Construction | Cooling | 1181470.2 | 0
CZ11 | cAVVG | New Construction | Interior Lighting | 1349949.3 | 0
CZ11 | cAVVG | New Construction | Exterior Lighting | 0 | 0
CZ11 | cAVVG | New Construction | Interior Equipment | 1601390.78 | 137788.4
CZ11 | cAVVG | New Construction | Exterior Equipment | 0 | 0
CZ11 | cAVVG | New Construction | Fans | 763479.03 | 0
CZ11 | cAVVG | New Construction | Pumps | 21298.39 | 0
CZ11 | cAVVG | New Construction | Heat Rejection | 0 | 0
CZ11 | cAVVG | New Construction | Humidification | 0 | 0
CZ11 | cAVVG | New Construction | Heat Recovery | 0 | 0
CZ11 | cAVVG | New Construction | Water Systems | 0 | 529826.41
CZ11 | cAVVG | New Construction | Refrigeration | 0 | 0
CZ11 | cAVVG | New Construction | Generators | 0 | 0
CZ11 | cAVVG | New Construction | Total End Uses | 4917587.7 | 1170430.17
CZ12 | cAVVG | New Construction | Heating | 0 | 454991.05
CZ12 | cAVVG | New Construction | Cooling | 1010011.74 | 0
CZ12 | cAVVG | New Construction | Interior Lighting | 1349949.3 | 0
CZ12 | cAVVG | New Construction | Exterior Lighting | 0 | 0
CZ12 | cAVVG | New Construction | Interior Equipment | 1601390.78 | 137788.4
CZ12 | cAVVG | New Construction | Exterior Equipment | 0 | 0
CZ12 | cAVVG | New Construction | Fans | 703700.33 | 0
CZ12 | cAVVG | New Construction | Pumps | 21674.15 | 0
CZ12 | cAVVG | New Construction | Heat Rejection | 0 | 0
CZ12 | cAVVG | New Construction | Humidification | 0 | 0
CZ12 | cAVVG | New Construction | Heat Recovery | 0 | 0
CZ12 | cAVVG | New Construction | Water Systems | 0 | 544676.24
CZ12 | cAVVG | New Construction | Refrigeration | 0 | 0
CZ12 | cAVVG | New Construction | Generators | 0 | 0
CZ12 | cAVVG | New Construction | Total End Uses | 4686726.31 | 1137455.69
CZ13 | cAVVG | New Construction | Heating | 0 | 394251.18
CZ13 | cAVVG | New Construction | Cooling | 1301640.15 | 0
CZ13 | cAVVG | New Construction | Interior Lighting | 1349949.3 | 0
CZ13 | cAVVG | New Construction | Exterior Lighting | 0 | 0
CZ13 | cAVVG | New Construction | Interior Equipment | 1601390.78 | 137788.4
CZ13 | cAVVG | New Construction | Exterior Equipment | 0 | 0
CZ13 | cAVVG | New Construction | Fans | 789286.68 | 0
CZ13 | cAVVG | New Construction | Pumps | 24616.81 | 0
CZ13 | cAVVG | New Construction | Heat Rejection | 0 | 0
CZ13 | cAVVG | New Construction | Humidification | 0 | 0
CZ13 | cAVVG | New Construction | Heat Recovery | 0 | 0
CZ13 | cAVVG | New Construction | Water Systems | 0 | 514446.75
CZ13 | cAVVG | New Construction | Refrigeration | 0 | 0
CZ13 | cAVVG | New Construction | Generators | 0 | 0
CZ13 | cAVVG | New Construction | Total End Uses | 5066883.71 | 1046486.33
CZ14 | cAVVG | New Construction | Heating | 0 | 281824.38
CZ14 | cAVVG | New Construction | Cooling | 1607550.69 | 0
CZ14 | cAVVG | New Construction | Interior Lighting | 1349949.3 | 0
CZ14 | cAVVG | New Construction | Exterior Lighting | 0 | 0
CZ14 | cAVVG | New Construction | Interior Equipment | 1601390.78 | 137788.4
CZ14 | cAVVG | New Construction | Exterior Equipment | 0 | 0
CZ14 | cAVVG | New Construction | Fans | 847407.45 | 0
CZ14 | cAVVG | New Construction | Pumps | 22196.12 | 0
CZ14 | cAVVG | New Construction | Heat Rejection | 0 | 0
CZ14 | cAVVG | New Construction | Humidification | 0 | 0
CZ14 | cAVVG | New Construction | Heat Recovery | 0 | 0
CZ14 | cAVVG | New Construction | Water Systems | 0 | 488329.92
CZ14 | cAVVG | New Construction | Refrigeration | 0 | 0
CZ14 | cAVVG | New Construction | Generators | 0 | 0
CZ14 | cAVVG | New Construction | Total End Uses | 5428494.34 | 907942.69
CZ15 | cAVVG | New Construction | Heating | 0 | 125222.29
CZ15 | cAVVG | New Construction | Cooling | 2369025.01 | 0
CZ15 | cAVVG | New Construction | Interior Lighting | 1349949.3 | 0
CZ15 | cAVVG | New Construction | Exterior Lighting | 0 | 0
CZ15 | cAVVG | New Construction | Interior Equipment | 1601390.78 | 137788.4
CZ15 | cAVVG | New Construction | Exterior Equipment | 0 | 0
CZ15 | cAVVG | New Construction | Fans | 931412.28 | 0
CZ15 | cAVVG | New Construction | Pumps | 34742.29 | 0
CZ15 | cAVVG | New Construction | Heat Rejection | 0 | 0
CZ15 | cAVVG | New Construction | Humidification | 0 | 0
CZ15 | cAVVG | New Construction | Heat Recovery | 0 | 0
CZ15 | cAVVG | New Construction | Water Systems | 0 | 433545.9
CZ15 | cAVVG | New Construction | Refrigeration | 0 | 0
CZ15 | cAVVG | New Construction | Generators | 0 | 0
CZ15 | cAVVG | New Construction | Total End Uses | 6286519.66 | 696556.59
CZ16 | cAVVG | New Construction | Heating | 0 | 744926.4
CZ16 | cAVVG | New Construction | Cooling | 1057013.44 | 0
CZ16 | cAVVG | New Construction | Interior Lighting | 1349949.3 | 0
CZ16 | cAVVG | New Construction | Exterior Lighting | 0 | 0
CZ16 | cAVVG | New Construction | Interior Equipment | 1601390.78 | 137788.4
CZ16 | cAVVG | New Construction | Exterior Equipment | 0 | 0
CZ16 | cAVVG | New Construction | Fans | 880404.41 | 0
CZ16 | cAVVG | New Construction | Pumps | 23863.17 | 0
CZ16 | cAVVG | New Construction | Heat Rejection | 0 | 0
CZ16 | cAVVG | New Construction | Humidification | 0 | 0
CZ16 | cAVVG | New Construction | Heat Recovery | 0 | 0
CZ16 | cAVVG | New Construction | Water Systems | 0 | 576094.01
CZ16 | cAVVG | New Construction | Refrigeration | 0 | 0
CZ16 | cAVVG | New Construction | Generators | 0 | 0
CZ16 | cAVVG | New Construction | Total End Uses | 4912621.1 | 1458808.81
CZ01 | cDXGF | Existing | Heating | 0 | 338031.74
CZ01 | cDXGF | Existing | Cooling | 47408.07 | 0
CZ01 | cDXGF | Existing | Interior Lighting | 2621196.56 | 0
CZ01 | cDXGF | Existing | Exterior Lighting | 0 | 0
CZ01 | cDXGF | Existing | Interior Equipment | 1601390.78 | 137788.4
CZ01 | cDXGF | Existing | Exterior Equipment | 0 | 0
CZ01 | cDXGF | Existing | Fans | 1324791.04 | 0
CZ01 | cDXGF | Existing | Pumps | 0 | 0
CZ01 | cDXGF | Existing | Heat Rejection | 0 | 0
CZ01 | cDXGF | Existing | Humidification | 0 | 0
CZ01 | cDXGF | Existing | Heat Recovery | 0 | 0
CZ01 | cDXGF | Existing | Water Systems | 0 | 637516.17
CZ01 | cDXGF | Existing | Refrigeration | 0 | 0
CZ01 | cDXGF | Existing | Generators | 0 | 0
CZ01 | cDXGF | Existing | Total End Uses | 5594786.45 | 1113336.31
CZ02 | cDXGF | Existing | Heating | 0 | 242633.97
CZ02 | cDXGF | Existing | Cooling | 557874.94 | 0
CZ02 | cDXGF | Existing | Interior Lighting | 2621196.56 | 0
CZ02 | cDXGF | Existing | Exterior Lighting | 0 | 0
CZ02 | cDXGF | Existing | Interior Equipment | 1601390.78 | 137788.4
CZ02 | cDXGF | Existing | Exterior Equipment | 0 | 0
CZ02 | cDXGF | Existing | Fans | 1466769.49 | 0
CZ02 | cDXGF | Existing | Pumps | 0 | 0
CZ02 | cDXGF | Existing | Heat Rejection | 0 | 0
CZ02 | cDXGF | Existing | Humidification | 0 | 0
CZ02 | cDXGF | Existing | Heat Recovery | 0 | 0
CZ02 | cDXGF | Existing | Water Systems | 0 | 585832.56
CZ02 | cDXGF | Existing | Refrigeration | 0 | 0
CZ02 | cDXGF | Existing | Generators | 0 | 0
CZ02 | cDXGF | Existing | Total End Uses | 6247231.77 | 966254.92
CZ03 | cDXGF | Existing | Heating | 0 | 122777.68
CZ03 | cDXGF | Existing | Cooling | 342607.56 | 0
CZ03 | cDXGF | Existing | Interior Lighting | 2621196.56 | 0
CZ03 | cDXGF | Existing | Exterior Lighting | 0 | 0
CZ03 | cDXGF | Existing | Interior Equipment | 1601390.78 | 137788.4
CZ03 | cDXGF | Existing | Exterior Equipment | 0 | 0
CZ03 | cDXGF | Existing | Fans | 1419577.77 | 0
CZ03 | cDXGF | Existing | Pumps | 0 | 0
CZ03 | cDXGF | Existing | Heat Rejection | 0 | 0
CZ03 | cDXGF | Existing | Humidification | 0 | 0
CZ03 | cDXGF | Existing | Heat Recovery | 0 | 0
CZ03 | cDXGF | Existing | Water Systems | 0 | 583536.44
CZ03 | cDXGF | Existing | Refrigeration | 0 | 0
CZ03 | cDXGF | Existing | Generators | 0 | 0
CZ03 | cDXGF | Existing | Total End Uses | 5984772.66 | 844102.52
CZ04 | cDXGF | Existing | Heating | 0 | 109795.29
CZ04 | cDXGF | Existing | Cooling | 665818.01 | 0
CZ04 | cDXGF | Existing | Interior Lighting | 2621196.56 | 0
CZ04 | cDXGF | Existing | Exterior Lighting | 0 | 0
CZ04 | cDXGF | Existing | Interior Equipment | 1601390.78 | 137788.4
CZ04 | cDXGF | Existing | Exterior Equipment | 0 | 0
CZ04 | cDXGF | Existing | Fans | 1479205.12 | 0
CZ04 | cDXGF | Existing | Pumps | 0 | 0
CZ04 | cDXGF | Existing | Heat Rejection | 0 | 0
CZ04 | cDXGF | Existing | Humidification | 0 | 0
CZ04 | cDXGF | Existing | Heat Recovery | 0 | 0
CZ04 | cDXGF | Existing | Water Systems | 0 | 563536.93
CZ04 | cDXGF | Existing | Refrigeration | 0 | 0
CZ04 | cDXGF | Existing | Generators | 0 | 0
CZ04 | cDXGF | Existing | Total End Uses | 6367610.47 | 811120.62
CZ05 | cDXGF | Existing | Heating | 0 | 123332.52
CZ05 | cDXGF | Existing | Cooling | 441491.87 | 0
CZ05 | cDXGF | Existing | Interior Lighting | 2621196.56 | 0
CZ05 | cDXGF | Existing | Exterior Lighting | 0 | 0
CZ05 | cDXGF | Existing | Interior Equipment | 1601390.78 | 137788.4
CZ05 | cDXGF | Existing | Exterior Equipment | 0 | 0
CZ05 | cDXGF | Existing | Fans | 1426786.18 | 0
CZ05 | cDXGF | Existing | Pumps | 0 | 0
CZ05 | cDXGF | Existing | Heat Rejection | 0 | 0
CZ05 | cDXGF | Existing | Humidification | 0 | 0
CZ05 | cDXGF | Existing | Heat Recovery | 0 | 0
CZ05 | cDXGF | Existing | Water Systems | 0 | 583565.24
CZ05 | cDXGF | Existing | Refrigeration | 0 | 0
CZ05 | cDXGF | Existing | Generators | 0 | 0
CZ05 | cDXGF | Existing | Total End Uses | 6090865.39 | 844686.16
CZ06 | cDXGF | Existing | Heating | 0 | 18515.17
CZ06 | cDXGF | Existing | Cooling | 714536.42 | 0
CZ06 | cDXGF | Existing | Interior Lighting | 2621196.56 | 0
CZ06 | cDXGF | Existing | Exterior Lighting | 0 | 0
CZ06 | cDXGF | Existing | Interior Equipment | 1601390.78 | 137788.4
CZ06 | cDXGF | Existing | Exterior Equipment | 0 | 0
CZ06 | cDXGF | Existing | Fans | 1475194.73 | 0
CZ06 | cDXGF | Existing | Pumps | 0 | 0
CZ06 | cDXGF | Existing | Heat Rejection | 0 | 0
CZ06 | cDXGF | Existing | Humidification | 0 | 0
CZ06 | cDXGF | Existing | Heat Recovery | 0 | 0
CZ06 | cDXGF | Existing | Water Systems | 0 | 537570.81
CZ06 | cDXGF | Existing | Refrigeration | 0 | 0
CZ06 | cDXGF | Existing | Generators | 0 | 0
CZ06 | cDXGF | Existing | Total End Uses | 6412318.49 | 693874.38
CZ07 | cDXGF | Existing | Heating | 0 | 16672.46
CZ07 | cDXGF | Existing | Cooling | 801806.07 | 0
CZ07 | cDXGF | Existing | Interior Lighting | 2621196.56 | 0
CZ07 | cDXGF | Existing | Exterior Lighting | 0 | 0
CZ07 | cDXGF | Existing | Interior Equipment | 1601390.78 | 137788.4
CZ07 | cDXGF | Existing | Exterior Equipment | 0 | 0
CZ07 | cDXGF | Existing | Fans | 1453891.9 | 0
CZ07 | cDXGF | Existing | Pumps | 0 | 0
CZ07 | cDXGF | Existing | Heat Rejection | 0 | 0
CZ07 | cDXGF | Existing | Humidification | 0 | 0
CZ07 | cDXGF | Existing | Heat Recovery | 0 | 0
CZ07 | cDXGF | Existing | Water Systems | 0 | 530714.76
CZ07 | cDXGF | Existing | Refrigeration | 0 | 0
CZ07 | cDXGF | Existing | Generators | 0 | 0
CZ07 | cDXGF | Existing | Total End Uses | 6478285.3 | 685175.62
CZ08 | cDXGF | Existing | Heating | 0 | 31563.67
CZ08 | cDXGF | Existing | Cooling | 927869.92 | 0
CZ08 | cDXGF | Existing | Interior Lighting | 2621196.56 | 0
CZ08 | cDXGF | Existing | Exterior Lighting | 0 | 0
CZ08 | cDXGF | Existing | Interior Equipment | 1601390.78 | 137788.4
CZ08 | cDXGF | Existing | Exterior Equipment | 0 | 0
CZ08 | cDXGF | Existing | Fans | 1510364.03 | 0
CZ08 | cDXGF | Existing | Pumps | 0 | 0
CZ08 | cDXGF | Existing | Heat Rejection | 0 | 0
CZ08 | cDXGF | Existing | Humidification | 0 | 0
CZ08 | cDXGF | Existing | Heat Recovery | 0 | 0
CZ08 | cDXGF | Existing | Water Systems | 0 | 529985.88
CZ08 | cDXGF | Existing | Refrigeration | 0 | 0
CZ08 | cDXGF | Existing | Generators | 0 | 0
CZ08 | cDXGF | Existing | Total End Uses | 6660821.29 | 699337.95
CZ09 | cDXGF | Existing | Heating | 0 | 24850.19
CZ09 | cDXGF | Existing | Cooling | 1061027.84 | 0
CZ09 | cDXGF | Existing | Interior Lighting | 2621196.56 | 0
CZ09 | cDXGF | Existing | Exterior Lighting | 0 | 0
CZ09 | cDXGF | Existing | Interior Equipment | 1601390.78 | 137788.4
CZ09 | cDXGF | Existing | Exterior Equipment | 0 | 0
CZ09 | cDXGF | Existing | Fans | 1607181.71 | 0
CZ09 | cDXGF | Existing | Pumps | 0 | 0
CZ09 | cDXGF | Existing | Heat Rejection | 0 | 0
CZ09 | cDXGF | Existing | Humidification | 0 | 0
CZ09 | cDXGF | Existing | Heat Recovery | 0 | 0
CZ09 | cDXGF | Existing | Water Systems | 0 | 522613.44
CZ09 | cDXGF | Existing | Refrigeration | 0 | 0
CZ09 | cDXGF | Existing | Generators | 0 | 0
CZ09 | cDXGF | Existing | Total End Uses | 6890796.89 | 685252.03
CZ10 | cDXGF | Existing | Heating | 0 | 72798.26
CZ10 | cDXGF | Existing | Cooling | 1263656.89 | 0
CZ10 | cDXGF | Existing | Interior Lighting | 2621196.56 | 0
CZ10 | cDXGF | Existing | Exterior Lighting | 0 | 0
CZ10 | cDXGF | Existing | Interior Equipment | 1601390.78 | 137788.4
CZ10 | cDXGF | Existing | Exterior Equipment | 0 | 0
CZ10 | cDXGF | Existing | Fans | 1558800.2 | 0
CZ10 | cDXGF | Existing | Pumps | 0 | 0
CZ10 | cDXGF | Existing | Heat Rejection | 0 | 0
CZ10 | cDXGF | Existing | Humidification | 0 | 0
CZ10 | cDXGF | Existing | Heat Recovery | 0 | 0
CZ10 | cDXGF | Existing | Water Systems | 0 | 518536.08
CZ10 | cDXGF | Existing | Refrigeration | 0 | 0
CZ10 | cDXGF | Existing | Generators | 0 | 0
CZ10 | cDXGF | Existing | Total End Uses | 7045044.44 | 729122.73
CZ11 | cDXGF | Existing | Heating | 0 | 236140.53
CZ11 | cDXGF | Existing | Cooling | 1254472.53 | 0
CZ11 | cDXGF | Existing | Interior Lighting | 2621196.56 | 0
CZ11 | cDXGF | Existing | Exterior Lighting | 0 | 0
CZ11 | cDXGF | Existing | Interior Equipment | 1601390.78 | 137788.4
CZ11 | cDXGF | Existing | Exterior Equipment | 0 | 0
CZ11 | cDXGF | Existing | Fans | 1623577.31 | 0
CZ11 | cDXGF | Existing | Pumps | 0 | 0
CZ11 | cDXGF | Existing | Heat Rejection | 0 | 0
CZ11 | cDXGF | Existing | Humidification | 0 | 0
CZ11 | cDXGF | Existing | Heat Recovery | 0 | 0
CZ11 | cDXGF | Existing | Water Systems | 0 | 530119.72
CZ11 | cDXGF | Existing | Refrigeration | 0 | 0
CZ11 | cDXGF | Existing | Generators | 0 | 0
CZ11 | cDXGF | Existing | Total End Uses | 7100637.19 | 904048.64
CZ12 | cDXGF | Existing | Heating | 0 | 233742.72
CZ12 | cDXGF | Existing | Cooling | 1075233.7 | 0
CZ12 | cDXGF | Existing | Interior Lighting | 2621196.56 | 0
CZ12 | cDXGF | Existing | Exterior Lighting | 0 | 0
CZ12 | cDXGF | Existing | Interior Equipment | 1601390.78 | 137788.4
CZ12 | cDXGF | Existing | Exterior Equipment | 0 | 0
CZ12 | cDXGF | Existing | Fans | 1542133.21 | 0
CZ12 | cDXGF | Existing | Pumps | 0 | 0
CZ12 | cDXGF | Existing | Heat Rejection | 0 | 0
CZ12 | cDXGF | Existing | Humidification | 0 | 0
CZ12 | cDXGF | Existing | Heat Recovery | 0 | 0
CZ12 | cDXGF | Existing | Water Systems | 0 | 544994.08
CZ12 | cDXGF | Existing | Refrigeration | 0 | 0
CZ12 | cDXGF | Existing | Generators | 0 | 0
CZ12 | cDXGF | Existing | Total End Uses | 6839954.26 | 916525.19
CZ13 | cDXGF | Existing | Heating | 0 | 174680.54
CZ13 | cDXGF | Existing | Cooling | 1399573.98 | 0
CZ13 | cDXGF | Existing | Interior Lighting | 2621196.56 | 0
CZ13 | cDXGF | Existing | Exterior Lighting | 0 | 0
CZ13 | cDXGF | Existing | Interior Equipment | 1601390.78 | 137788.4
CZ13 | cDXGF | Existing | Exterior Equipment | 0 | 0
CZ13 | cDXGF | Existing | Fans | 1604387.24 | 0
CZ13 | cDXGF | Existing | Pumps | 0 | 0
CZ13 | cDXGF | Existing | Heat Rejection | 0 | 0
CZ13 | cDXGF | Existing | Humidification | 0 | 0
CZ13 | cDXGF | Existing | Heat Recovery | 0 | 0
CZ13 | cDXGF | Existing | Water Systems | 0 | 514760.81
CZ13 | cDXGF | Existing | Refrigeration | 0 | 0
CZ13 | cDXGF | Existing | Generators | 0 | 0
CZ13 | cDXGF | Existing | Total End Uses | 7226548.57 | 827229.75
CZ14 | cDXGF | Existing | Heating | 0 | 113506.7
CZ14 | cDXGF | Existing | Cooling | 1733215.84 | 0
CZ14 | cDXGF | Existing | Interior Lighting | 2621196.56 | 0
CZ14 | cDXGF | Existing | Exterior Lighting | 0 | 0
CZ14 | cDXGF | Existing | Interior Equipment | 1601390.78 | 137788.4
CZ14 | cDXGF | Existing | Exterior Equipment | 0 | 0
CZ14 | cDXGF | Existing | Fans | 1718198.04 | 0
CZ14 | cDXGF | Existing | Pumps | 0 | 0
CZ14 | cDXGF | Existing | Heat Rejection | 0 | 0
CZ14 | cDXGF | Existing | Humidification | 0 | 0
CZ14 | cDXGF | Existing | Heat Recovery | 0 | 0
CZ14 | cDXGF | Existing | Water Systems | 0 | 488721.22
CZ14 | cDXGF | Existing | Refrigeration | 0 | 0
CZ14 | cDXGF | Existing | Generators | 0 | 0
CZ14 | cDXGF | Existing | Total End Uses | 7674001.22 | 740016.32
CZ15 | cDXGF | Existing | Heating | 0 | 23348.32
CZ15 | cDXGF | Existing | Cooling | 2398169.78 | 0
CZ15 | cDXGF | Existing | Interior Lighting | 2621196.56 | 0
CZ15 | cDXGF | Existing | Exterior Lighting | 0 | 0
CZ15 | cDXGF | Existing | Interior Equipment | 1601390.78 | 137788.4
CZ15 | cDXGF | Existing | Exterior Equipment | 0 | 0
CZ15 | cDXGF | Existing | Fans | 1659408.44 | 0
CZ15 | cDXGF | Existing | Pumps | 0 | 0
CZ15 | cDXGF | Existing | Heat Rejection | 0 | 0
CZ15 | cDXGF | Existing | Humidification | 0 | 0
CZ15 | cDXGF | Existing | Heat Recovery | 0 | 0
CZ15 | cDXGF | Existing | Water Systems | 0 | 433892.63
CZ15 | cDXGF | Existing | Refrigeration | 0 | 0
CZ15 | cDXGF | Existing | Generators | 0 | 0
CZ15 | cDXGF | Existing | Total End Uses | 8280165.56 | 595029.34
CZ16 | cDXGF | Existing | Heating | 0 | 451658.32
CZ16 | cDXGF | Existing | Cooling | 1163871.29 | 0
CZ16 | cDXGF | Existing | Interior Lighting | 2621196.56 | 0
CZ16 | cDXGF | Existing | Exterior Lighting | 0 | 0
CZ16 | cDXGF | Existing | Interior Equipment | 1601390.78 | 137788.4
CZ16 | cDXGF | Existing | Exterior Equipment | 0 | 0
CZ16 | cDXGF | Existing | Fans | 1786795.96 | 0
CZ16 | cDXGF | Existing | Pumps | 0 | 0
CZ16 | cDXGF | Existing | Heat Rejection | 0 | 0
CZ16 | cDXGF | Existing | Humidification | 0 | 0
CZ16 | cDXGF | Existing | Heat Recovery | 0 | 0
CZ16 | cDXGF | Existing | Water Systems | 0 | 576312.73
CZ16 | cDXGF | Existing | Refrigeration | 0 | 0
CZ16 | cDXGF | Existing | Generators | 0 | 0
CZ16 | cDXGF | Existing | Total End Uses | 7173254.59 | 1165759.45
CZ01 | cDXGF | New Construction | Heating | 0 | 449743.44
CZ01 | cDXGF | New Construction | Cooling | 35389.78 | 0
CZ01 | cDXGF | New Construction | Interior Lighting | 1349949.3 | 0
CZ01 | cDXGF | New Construction | Exterior Lighting | 0 | 0
CZ01 | cDXGF | New Construction | Interior Equipment | 1601390.78 | 137788.4
CZ01 | cDXGF | New Construction | Exterior Equipment | 0 | 0
CZ01 | cDXGF | New Construction | Fans | 896119.67 | 0
CZ01 | cDXGF | New Construction | Pumps | 0 | 0
CZ01 | cDXGF | New Construction | Heat Rejection | 0 | 0
CZ01 | cDXGF | New Construction | Humidification | 0 | 0
CZ01 | cDXGF | New Construction | Heat Recovery | 0 | 0
CZ01 | cDXGF | New Construction | Water Systems | 0 | 637356.67
CZ01 | cDXGF | New Construction | Refrigeration | 0 | 0
CZ01 | cDXGF | New Construction | Generators | 0 | 0
CZ01 | cDXGF | New Construction | Total End Uses | 3882849.54 | 1224888.51
CZ02 | cDXGF | New Construction | Heating | 0 | 287991.83
CZ02 | cDXGF | New Construction | Cooling | 404865.12 | 0
CZ02 | cDXGF | New Construction | Interior Lighting | 1349949.3 | 0
CZ02 | cDXGF | New Construction | Exterior Lighting | 0 | 0
CZ02 | cDXGF | New Construction | Interior Equipment | 1601390.78 | 137788.4
CZ02 | cDXGF | New Construction | Exterior Equipment | 0 | 0
CZ02 | cDXGF | New Construction | Fans | 981258.33 | 0
CZ02 | cDXGF | New Construction | Pumps | 0 | 0
CZ02 | cDXGF | New Construction | Heat Rejection | 0 | 0
CZ02 | cDXGF | New Construction | Humidification | 0 | 0
CZ02 | cDXGF | New Construction | Heat Recovery | 0 | 0
CZ02 | cDXGF | New Construction | Water Systems | 0 | 585497.66
CZ02 | cDXGF | New Construction | Refrigeration | 0 | 0
CZ02 | cDXGF | New Construction | Generators | 0 | 0
CZ02 | cDXGF | New Construction | Total End Uses | 4337463.53 | 1011277.89
CZ03 | cDXGF | New Construction | Heating | 0 | 153612.38
CZ03 | cDXGF | New Construction | Cooling | 248458.37 | 0
CZ03 | cDXGF | New Construction | Interior Lighting | 1349949.3 | 0
CZ03 | cDXGF | New Construction | Exterior Lighting | 0 | 0
CZ03 | cDXGF | New Construction | Interior Equipment | 1601390.78 | 137788.4
CZ03 | cDXGF | New Construction | Exterior Equipment | 0 | 0
CZ03 | cDXGF | New Construction | Fans | 963233.46 | 0
CZ03 | cDXGF | New Construction | Pumps | 0 | 0
CZ03 | cDXGF | New Construction | Heat Rejection | 0 | 0
CZ03 | cDXGF | New Construction | Humidification | 0 | 0
CZ03 | cDXGF | New Construction | Heat Recovery | 0 | 0
CZ03 | cDXGF | New Construction | Water Systems | 0 | 583261.03
CZ03 | cDXGF | New Construction | Refrigeration | 0 | 0
CZ03 | cDXGF | New Construction | Generators | 0 | 0
CZ03 | cDXGF | New Construction | Total End Uses | 4163031.91 | 874661.8
CZ04 | cDXGF | New Construction | Heating | 0 | 129119.44
CZ04 | cDXGF | New Construction | Cooling | 484588.22 | 0
CZ04 | cDXGF | New Construction | Interior Lighting | 1349949.3 | 0
CZ04 | cDXGF | New Construction | Exterior Lighting | 0 | 0
CZ04 | cDXGF | New Construction | Interior Equipment | 1601390.78 | 137788.4
CZ04 | cDXGF | New Construction | Exterior Equipment | 0 | 0
CZ04 | cDXGF | New Construction | Fans | 991207.16 | 0
CZ04 | cDXGF | New Construction | Pumps | 0 | 0
CZ04 | cDXGF | New Construction | Heat Rejection | 0 | 0
CZ04 | cDXGF | New Construction | Humidification | 0 | 0
CZ04 | cDXGF | New Construction | Heat Recovery | 0 | 0
CZ04 | cDXGF | New Construction | Water Systems | 0 | 563151.82
CZ04 | cDXGF | New Construction | Refrigeration | 0 | 0
CZ04 | cDXGF | New Construction | Generators | 0 | 0
CZ04 | cDXGF | New Construction | Total End Uses | 4427135.46 | 830059.66
CZ05 | cDXGF | New Construction | Heating | 0 | 127716.78
CZ05 | cDXGF | New Construction | Cooling | 312162.6 | 0
CZ05 | cDXGF | New Construction | Interior Lighting | 1349949.3 | 0
CZ05 | cDXGF | New Construction | Exterior Lighting | 0 | 0
CZ05 | cDXGF | New Construction | Interior Equipment | 1601390.78 | 137788.4
CZ05 | cDXGF | New Construction | Exterior Equipment | 0 | 0
CZ05 | cDXGF | New Construction | Fans | 960395.7 | 0
CZ05 | cDXGF | New Construction | Pumps | 0 | 0
CZ05 | cDXGF | New Construction | Heat Rejection | 0 | 0
CZ05 | cDXGF | New Construction | Humidification | 0 | 0
CZ05 | cDXGF | New Construction | Heat Recovery | 0 | 0
CZ05 | cDXGF | New Construction | Water Systems | 0 | 583264.11
CZ05 | cDXGF | New Construction | Refrigeration | 0 | 0
CZ05 | cDXGF | New Construction | Generators | 0 | 0
CZ05 | cDXGF | New Construction | Total End Uses | 4223898.38 | 848769.28
CZ06 | cDXGF | New Construction | Heating | 0 | 15562.75
CZ06 | cDXGF | New Construction | Cooling | 523163.9 | 0
CZ06 | cDXGF | New Construction | Interior Lighting | 1349949.3 | 0
CZ06 | cDXGF | New Construction | Exterior Lighting | 0 | 0
CZ06 | cDXGF | New Construction | Interior Equipment | 1601390.78 | 137788.4
CZ06 | cDXGF | New Construction | Exterior Equipment | 0 | 0
CZ06 | cDXGF | New Construction | Fans | 987724.09 | 0
CZ06 | cDXGF | New Construction | Pumps | 0 | 0
CZ06 | cDXGF | New Construction | Heat Rejection | 0 | 0
CZ06 | cDXGF | New Construction | Humidification | 0 | 0
CZ06 | cDXGF | New Construction | Heat Recovery | 0 | 0
CZ06 | cDXGF | New Construction | Water Systems | 0 | 537235.7
CZ06 | cDXGF | New Construction | Refrigeration | 0 | 0
CZ06 | cDXGF | New Construction | Generators | 0 | 0
CZ06 | cDXGF | New Construction | Total End Uses | 4462228.07 | 690586.84
CZ07 | cDXGF | New Construction | Heating | 0 | 13624.79
CZ07 | cDXGF | New Construction | Cooling | 582276.47 | 0
CZ07 | cDXGF | New Construction | Interior Lighting | 1349949.3 | 0
CZ07 | cDXGF | New Construction | Exterior Lighting | 0 | 0
CZ07 | cDXGF | New Construction | Interior Equipment | 1601390.78 | 137788.4
CZ07 | cDXGF | New Construction | Exterior Equipment | 0 | 0
CZ07 | cDXGF | New Construction | Fans | 976622.23 | 0
CZ07 | cDXGF | New Construction | Pumps | 0 | 0
CZ07 | cDXGF | New Construction | Heat Rejection | 0 | 0
CZ07 | cDXGF | New Construction | Humidification | 0 | 0
CZ07 | cDXGF | New Construction | Heat Recovery | 0 | 0
CZ07 | cDXGF | New Construction | Water Systems | 0 | 530428.84
CZ07 | cDXGF | New Construction | Refrigeration | 0 | 0
CZ07 | cDXGF | New Construction | Generators | 0 | 0
CZ07 | cDXGF | New Construction | Total End Uses | 4510238.78 | 681842.03
CZ08 | cDXGF | New Construction | Heating | 0 | 28965.3
CZ08 | cDXGF | New Construction | Cooling | 673999.4 | 0
CZ08 | cDXGF | New Construction | Interior Lighting | 1349949.3 | 0
CZ08 | cDXGF | New Construction | Exterior Lighting | 0 | 0
CZ08 | cDXGF | New Construction | Interior Equipment | 1601390.78 | 137788.4
CZ08 | cDXGF | New Construction | Exterior Equipment | 0 | 0
CZ08 | cDXGF | New Construction | Fans | 1003531.55 | 0
CZ08 | cDXGF | New Construction | Pumps | 0 | 0
CZ08 | cDXGF | New Construction | Heat Rejection | 0 | 0
CZ08 | cDXGF | New Construction | Humidification | 0 | 0
CZ08 | cDXGF | New Construction | Heat Recovery | 0 | 0
CZ08 | cDXGF | New Construction | Water Systems | 0 | 529644.35
CZ08 | cDXGF | New Construction | Refrigeration | 0 | 0
CZ08 | cDXGF | New Construction | Generators | 0 | 0
CZ08 | cDXGF | New Construction | Total End Uses | 4628871.03 | 696398.05
CZ09 | cDXGF | New Construction | Heating | 0 | 20834.76
CZ09 | cDXGF | New Construction | Cooling | 765052.66 | 0
CZ09 | cDXGF | New Construction | Interior Lighting | 1349949.3 | 0
CZ09 | cDXGF | New Construction | Exterior Lighting | 0 | 0
CZ09 | cDXGF | New Construction | Interior Equipment | 1601390.78 | 137788.4
CZ09 | cDXGF | New Construction | Exterior Equipment | 0 | 0
CZ09 | cDXGF | New Construction | Fans | 1055316.47 | 0
CZ09 | cDXGF | New Construction | Pumps | 0 | 0
CZ09 | cDXGF | New Construction | Heat Rejection | 0 | 0
CZ09 | cDXGF | New Construction | Humidification | 0 | 0
CZ09 | cDXGF | New Construction | Heat Recovery | 0 | 0
CZ09 | cDXGF | New Construction | Water Systems | 0 | 522313.65
CZ09 | cDXGF | New Construction | Refrigeration | 0 | 0
CZ09 | cDXGF | New Construction | Generators | 0 | 0
CZ09 | cDXGF | New Construction | Total End Uses | 4771709.22 | 680936.8
CZ10 | cDXGF | New Construction | Heating | 0 | 81526.41
CZ10 | cDXGF | New Construction | Cooling | 945983.49 | 0
CZ10 | cDXGF | New Construction | Interior Lighting | 1349949.3 | 0
CZ10 | cDXGF | New Construction | Exterior Lighting | 0 | 0
CZ10 | cDXGF | New Construction | Interior Equipment | 1601390.78 | 137788.4
CZ10 | cDXGF | New Construction | Exterior Equipment | 0 | 0
CZ10 | cDXGF | New Construction | Fans | 1056852.74 | 0
CZ10 | cDXGF | New Construction | Pumps | 0 | 0
CZ10 | cDXGF | New Construction | Heat Rejection | 0 | 0
CZ10 | cDXGF | New Construction | Humidification | 0 | 0
CZ10 | cDXGF | New Construction | Heat Recovery | 0 | 0
CZ10 | cDXGF | New Construction | Water Systems | 0 | 518186.44
CZ10 | cDXGF | New Construction | Refrigeration | 0 | 0
CZ10 | cDXGF | New Construction | Generators | 0 | 0
CZ10 | cDXGF | New Construction | Total End Uses | 4954176.32 | 737501.25
CZ11 | cDXGF | New Construction | Heating | 0 | 304009.47
CZ11 | cDXGF | New Construction | Cooling | 950396.27 | 0
CZ11 | cDXGF | New Construction | Interior Lighting | 1349949.3 | 0
CZ11 | cDXGF | New Construction | Exterior Lighting | 0 | 0
CZ11 | cDXGF | New Construction | Interior Equipment | 1601390.78 | 137788.4
CZ11 | cDXGF | New Construction | Exterior Equipment | 0 | 0
CZ11 | cDXGF | New Construction | Fans | 1084591.75 | 0
CZ11 | cDXGF | New Construction | Pumps | 0 | 0
CZ11 | cDXGF | New Construction | Heat Rejection | 0 | 0
CZ11 | cDXGF | New Construction | Humidification | 0 | 0
CZ11 | cDXGF | New Construction | Heat Recovery | 0 | 0
CZ11 | cDXGF | New Construction | Water Systems | 0 | 529764.24
CZ11 | cDXGF | New Construction | Refrigeration | 0 | 0
CZ11 | cDXGF | New Construction | Generators | 0 | 0
CZ11 | cDXGF | New Construction | Total End Uses | 4986328.1 | 971562.1
CZ12 | cDXGF | New Construction | Heating | 0 | 291038.78
CZ12 | cDXGF | New Construction | Cooling | 806329.49 | 0
CZ12 | cDXGF | New Construction | Interior Lighting | 1349949.3 | 0
CZ12 | cDXGF | New Construction | Exterior Lighting | 0 | 0
CZ12 | cDXGF | New Construction | Interior Equipment | 1601390.78 | 137788.4
CZ12 | cDXGF | New Construction | Exterior Equipment | 0 | 0
CZ12 | cDXGF | New Construction | Fans | 1036016.41 | 0
CZ12 | cDXGF | New Construction | Pumps | 0 | 0
CZ12 | cDXGF | New Construction | Heat Rejection | 0 | 0
CZ12 | cDXGF | New Construction | Humidification | 0 | 0
CZ12 | cDXGF | New Construction | Heat Recovery | 0 | 0
CZ12 | cDXGF | New Construction | Water Systems | 0 | 544672.19
CZ12 | cDXGF | New Construction | Refrigeration | 0 | 0
CZ12 | cDXGF | New Construction | Generators | 0 | 0
CZ12 | cDXGF | New Construction | Total End Uses | 4793685.98 | 973499.36
CZ13 | cDXGF | New Construction | Heating | 0 | 240559.87
CZ13 | cDXGF | New Construction | Cooling | 1056814.99 | 0
CZ13 | cDXGF | New Construction | Interior Lighting | 1349949.3 | 0
CZ13 | cDXGF | New Construction | Exterior Lighting | 0 | 0
CZ13 | cDXGF | New Construction | Interior Equipment | 1601390.78 | 137788.4
CZ13 | cDXGF | New Construction | Exterior Equipment | 0 | 0
CZ13 | cDXGF | New Construction | Fans | 1078850.51 | 0
CZ13 | cDXGF | New Construction | Pumps | 0 | 0
CZ13 | cDXGF | New Construction | Heat Rejection | 0 | 0
CZ13 | cDXGF | New Construction | Humidification | 0 | 0
CZ13 | cDXGF | New Construction | Heat Recovery | 0 | 0
CZ13 | cDXGF | New Construction | Water Systems | 0 | 514446.58
CZ13 | cDXGF | New Construction | Refrigeration | 0 | 0
CZ13 | cDXGF | New Construction | Generators | 0 | 0
CZ13 | cDXGF | New Construction | Total End Uses | 5087005.58 | 892794.85
CZ14 | cDXGF | New Construction | Heating | 0 | 131692.91
CZ14 | cDXGF | New Construction | Cooling | 1323200.99 | 0
CZ14 | cDXGF | New Construction | Interior Lighting | 1349949.3 | 0
CZ14 | cDXGF | New Construction | Exterior Lighting | 0 | 0
CZ14 | cDXGF | New Construction | Interior Equipment | 1601390.78 | 137788.4
CZ14 | cDXGF | New Construction | Exterior Equipment | 0 | 0
CZ14 | cDXGF | New Construction | Fans | 1160820.04 | 0
CZ14 | cDXGF | New Construction | Pumps | 0 | 0
CZ14 | cDXGF | New Construction | Heat Rejection | 0 | 0
CZ14 | cDXGF | New Construction | Humidification | 0 | 0
CZ14 | cDXGF | New Construction | Heat Recovery | 0 | 0
CZ14 | cDXGF | New Construction | Water Systems | 0 | 488408.98
CZ14 | cDXGF | New Construction | Refrigeration | 0 | 0
CZ14 | cDXGF | New Construction | Generators | 0 | 0
CZ14 | cDXGF | New Construction | Total End Uses | 5435361.12 | 757890.29
CZ15 | cDXGF | New Construction | Heating | 0 | 26776.98
CZ15 | cDXGF | New Construction | Cooling | 1846510.84 | 0
CZ15 | cDXGF | New Construction | Interior Lighting | 1349949.3 | 0
CZ15 | cDXGF | New Construction | Exterior Lighting | 0 | 0
CZ15 | cDXGF | New Construction | Interior Equipment | 1601390.78 | 137788.4
CZ15 | cDXGF | New Construction | Exterior Equipment | 0 | 0
CZ15 | cDXGF | New Construction | Fans | 1124363.92 | 0
CZ15 | cDXGF | New Construction | Pumps | 0 | 0
CZ15 | cDXGF | New Construction | Heat Rejection | 0 | 0
CZ15 | cDXGF | New Construction | Humidification | 0 | 0
CZ15 | cDXGF | New Construction | Heat Recovery | 0 | 0
CZ15 | cDXGF | New Construction | Water Systems | 0 | 433491.1
CZ15 | cDXGF | New Construction | Refrigeration | 0 | 0
CZ15 | cDXGF | New Construction | Generators | 0 | 0
CZ15 | cDXGF | New Construction | Total End Uses | 5922214.84 | 598056.47
CZ16 | cDXGF | New Construction | Heating | 0 | 506176.79
CZ16 | cDXGF | New Construction | Cooling | 881150.2 | 0
CZ16 | cDXGF | New Construction | Interior Lighting | 1349949.3 | 0
CZ16 | cDXGF | New Construction | Exterior Lighting | 0 | 0
CZ16 | cDXGF | New Construction | Interior Equipment | 1601390.78 | 137788.4
CZ16 | cDXGF | New Construction | Exterior Equipment | 0 | 0
CZ16 | cDXGF | New Construction | Fans | 1207719.28 | 0
CZ16 | cDXGF | New Construction | Pumps | 0 | 0
CZ16 | cDXGF | New Construction | Heat Rejection | 0 | 0
CZ16 | cDXGF | New Construction | Humidification | 0 | 0
CZ16 | cDXGF | New Construction | Heat Recovery | 0 | 0
CZ16 | cDXGF | New Construction | Water Systems | 0 | 576085.95
CZ16 | cDXGF | New Construction | Refrigeration | 0 | 0
CZ16 | cDXGF | New Construction | Generators | 0 | 0
CZ16 | cDXGF | New Construction | Total End Uses | 5040209.55 | 1220051.13
CZ01 | cDXHP | Existing | Heating | 82759.21 | 5.09
CZ01 | cDXHP | Existing | Cooling | 47003.2 | 0
CZ01 | cDXHP | Existing | Interior Lighting | 2621196.56 | 0
CZ01 | cDXHP | Existing | Exterior Lighting | 0 | 0
CZ01 | cDXHP | Existing | Interior Equipment | 1601390.78 | 137788.4
CZ01 | cDXHP | Existing | Exterior Equipment | 0 | 0
CZ01 | cDXHP | Existing | Fans | 1324791.04 | 0
CZ01 | cDXHP | Existing | Pumps | 0 | 0
CZ01 | cDXHP | Existing | Heat Rejection | 0 | 0
CZ01 | cDXHP | Existing | Humidification | 0 | 0
CZ01 | cDXHP | Existing | Heat Recovery | 0 | 0
CZ01 | cDXHP | Existing | Water Systems | 0 | 637517.21
CZ01 | cDXHP | Existing | Refrigeration | 0 | 0
CZ01 | cDXHP | Existing | Generators | 0 | 0
CZ01 | cDXHP | Existing | Total End Uses | 5677140.79 | 775310.7
CZ02 | cDXHP | Existing | Heating | 69411.67 | 22.43
CZ02 | cDXHP | Existing | Cooling | 555108.56 | 0
CZ02 | cDXHP | Existing | Interior Lighting | 2621196.56 | 0
CZ02 | cDXHP | Existing | Exterior Lighting | 0 | 0
CZ02 | cDXHP | Existing | Interior Equipment | 1601390.78 | 137788.4
CZ02 | cDXHP | Existing | Exterior Equipment | 0 | 0
CZ02 | cDXHP | Existing | Fans | 1466773.55 | 0
CZ02 | cDXHP | Existing | Pumps | 0 | 0
CZ02 | cDXHP | Existing | Heat Rejection | 0 | 0
CZ02 | cDXHP | Existing | Humidification | 0 | 0
CZ02 | cDXHP | Existing | Heat Recovery | 0 | 0
CZ02 | cDXHP | Existing | Water Systems | 0 | 585833.04
CZ02 | cDXHP | Existing | Refrigeration | 0 | 0
CZ02 | cDXHP | Existing | Generators | 0 | 0
CZ02 | cDXHP | Existing | Total End Uses | 6313881.11 | 723643.86
CZ03 | cDXHP | Existing | Heating | 31350.39 | 0
CZ03 | cDXHP | Existing | Cooling | 339307.78 | 0
CZ03 | cDXHP | Existing | Interior Lighting | 2621196.56 | 0
CZ03 | cDXHP | Existing | Exterior Lighting | 0 | 0
CZ03 | cDXHP | Existing | Interior Equipment | 1601390.78 | 137788.4
CZ03 | cDXHP | Existing | Exterior Equipment | 0 | 0
CZ03 | cDXHP | Existing | Fans | 1419577.77 | 0
CZ03 | cDXHP | Existing | Pumps | 0 | 0
CZ03 | cDXHP | Existing | Heat Rejection | 0 | 0
CZ03 | cDXHP | Existing | Humidification | 0 | 0
CZ03 | cDXHP | Existing | Heat Recovery | 0 | 0
CZ03 | cDXHP | Existing | Water Systems | 0 | 583536
CZ03 | cDXHP | Existing | Refrigeration | 0 | 0
CZ03 | cDXHP | Existing | Generators | 0 | 0
CZ03 | cDXHP | Existing | Total End Uses | 6012823.28 | 721324.4
CZ04 | cDXHP | Existing | Heating | 28224.03 | 0
CZ04 | cDXHP | Existing | Cooling | 664062.66 | 0
CZ04 | cDXHP | Existing | Interior Lighting | 2621196.56 | 0
CZ04 | cDXHP | Existing | Exterior Lighting | 0 | 0
CZ04 | cDXHP | Existing | Interior Equipment | 1601390.78 | 137788.4
CZ04 | cDXHP | Existing | Exterior Equipment | 0 | 0
CZ04 | cDXHP | Existing | Fans | 1479205.12 | 0
CZ04 | cDXHP | Existing | Pumps | 0 | 0
CZ04 | cDXHP | Existing | Heat Rejection | 0 | 0
CZ04 | cDXHP | Existing | Humidification | 0 | 0
CZ04 | cDXHP | Existing | Heat Recovery | 0 | 0
CZ04 | cDXHP | Existing | Water Systems | 0 | 563536.03
CZ04 | cDXHP | Existing | Refrigeration | 0 | 0
CZ04 | cDXHP | Existing | Generators | 0 | 0
CZ04 | cDXHP | Existing | Total End Uses | 6394079.15 | 701324.42
CZ05 | cDXHP | Existing | Heating | 32563.56 | 0
CZ05 | cDXHP | Existing | Cooling | 439171.58 | 0
CZ05 | cDXHP | Existing | Interior Lighting | 2621196.56 | 0
CZ05 | cDXHP | Existing | Exterior Lighting | 0 | 0
CZ05 | cDXHP | Existing | Interior Equipment | 1601390.78 | 137788.4
CZ05 | cDXHP | Existing | Exterior Equipment | 0 | 0
CZ05 | cDXHP | Existing | Fans | 1426786.18 | 0
CZ05 | cDXHP | Existing | Pumps | 0 | 0
CZ05 | cDXHP | Existing | Heat Rejection | 0 | 0
CZ05 | cDXHP | Existing | Humidification | 0 | 0
CZ05 | cDXHP | Existing | Heat Recovery | 0 | 0
CZ05 | cDXHP | Existing | Water Systems | 0 | 583566.95
CZ05 | cDXHP | Existing | Refrigeration | 0 | 0
CZ05 | cDXHP | Existing | Generators | 0 | 0
CZ05 | cDXHP | Existing | Total End Uses | 6121108.66 | 721355.35
CZ06 | cDXHP | Existing | Heating | 4324.88 | 0
CZ06 | cDXHP | Existing | Cooling | 685741.18 | 0
CZ06 | cDXHP | Existing | Interior Lighting | 2621196.56 | 0
CZ06 | cDXHP | Existing | Exterior Lighting | 0 | 0
CZ06 | cDXHP | Existing | Interior Equipment | 1601390.78 | 137788.4
CZ06 | cDXHP | Existing | Exterior Equipment | 0 | 0
CZ06 | cDXHP | Existing | Fans | 1475194.73 | 0
CZ06 | cDXHP | Existing | Pumps | 0 | 0
CZ06 | cDXHP | Existing | Heat Rejection | 0 | 0
CZ06 | cDXHP | Existing | Humidification | 0 | 0
CZ06 | cDXHP | Existing | Heat Recovery | 0 | 0
CZ06 | cDXHP | Existing | Water Systems | 0 | 537570.81
CZ06 | cDXHP | Existing | Refrigeration | 0 | 0
CZ06 | cDXHP | Existing | Generators | 0 | 0
CZ06 | cDXHP | Existing | Total End Uses | 6387848.14 | 675359.21
CZ07 | cDXHP | Existing | Heating | 3925.9 | 0
CZ07 | cDXHP | Existing | Cooling | 783909.79 | 0
CZ07 | cDXHP | Existing | Interior Lighting | 2621196.56 | 0
CZ07 | cDXHP | Existing | Exterior Lighting | 0 | 0
CZ07 | cDXHP | Existing | Interior Equipment | 1601390.78 | 137788.4
CZ07 | cDXHP | Existing | Exterior Equipment | 0 | 0
CZ07 | cDXHP | Existing | Fans | 1453891.9 | 0
CZ07 | cDXHP | Existing | Pumps | 0 | 0
CZ07 | cDXHP | Existing | Heat Rejection | 0 | 0
CZ07 | cDXHP | Existing | Humidification | 0 | 0
CZ07 | cDXHP | Existing | Heat Recovery | 0 | 0
CZ07 | cDXHP | Existing | Water Systems | 0 | 530714.76
CZ07 | cDXHP | Existing | Refrigeration | 0 | 0
CZ07 | cDXHP | Existing | Generators | 0 | 0
CZ07 | cDXHP | Existing | Total End Uses | 6464314.92 | 668503.16
CZ08 | cDXHP | Existing | Heating | 7608.38 | 0
CZ08 | cDXHP | Existing | Cooling | 918412.15 | 0
CZ08 | cDXHP | Existing | Interior Lighting | 2621196.56 | 0
CZ08 | cDXHP | Existing | Exterior Lighting | 0 | 0
CZ08 | cDXHP | Existing | Interior Equipment | 1601390.78 | 137788.4
CZ08 | cDXHP | Existing | Exterior Equipment | 0 | 0
CZ08 | cDXHP | Existing | Fans | 1510364.03 | 0
CZ08 | cDXHP | Existing | Pumps | 0 | 0
CZ08 | cDXHP | Existing | Heat Rejection | 0 | 0
CZ08 | cDXHP | Existing | Humidification | 0 | 0
CZ08 | cDXHP | Existing | Heat Recovery | 0 | 0
CZ08 | cDXHP | Existing | Water Systems | 0 | 529985.88
CZ08 | cDXHP | Existing | Refrigeration | 0 | 0
CZ08 | cDXHP | Existing | Generators | 0 | 0
CZ08 | cDXHP | Existing | Total End Uses | 6658971.89 | 667774.28
CZ09 | cDXHP | Existing | Heating | 5963.42 | 0
CZ09 | cDXHP | Existing | Cooling | 1051552.55 | 0
CZ09 | cDXHP | Existing | Interior Lighting | 2621196.56 | 0
CZ09 | cDXHP | Existing | Exterior Lighting | 0 | 0
CZ09 | cDXHP | Existing | Interior Equipment | 1601390.78 | 137788.4
CZ09 | cDXHP | Existing | Exterior Equipment | 0 | 0
CZ09 | cDXHP | Existing | Fans | 1607181.71 | 0
CZ09 | cDXHP | Existing | Pumps | 0 | 0
CZ09 | cDXHP | Existing | Heat Rejection | 0 | 0
CZ09 | cDXHP | Existing | Humidification | 0 | 0
CZ09 | cDXHP | Existing | Heat Recovery | 0 | 0
CZ09 | cDXHP | Existing | Water Systems | 0 | 522613.44
CZ09 | cDXHP | Existing | Refrigeration | 0 | 0
CZ09 | cDXHP | Existing | Generators | 0 | 0
CZ09 | cDXHP | Existing | Total End Uses | 6887285.02 | 660401.84
CZ10 | cDXHP | Existing | Heating | 20720.03 | 0
CZ10 | cDXHP | Existing | Cooling | 1263688.87 | 0
CZ10 | cDXHP | Existing | Interior Lighting | 2621196.56 | 0
CZ10 | cDXHP | Existing | Exterior Lighting | 0 | 0
CZ10 | cDXHP | Existing | Interior Equipment | 1601390.78 | 137788.4
CZ10 | cDXHP | Existing | Exterior Equipment | 0 | 0
CZ10 | cDXHP | Existing | Fans | 1558800.2 | 0
CZ10 | cDXHP | Existing | Pumps | 0 | 0
CZ10 | cDXHP | Existing | Heat Rejection | 0 | 0
CZ10 | cDXHP | Existing | Humidification | 0 | 0
CZ10 | cDXHP | Existing | Heat Recovery | 0 | 0
CZ10 | cDXHP | Existing | Water Systems | 0 | 518536.26
CZ10 | cDXHP | Existing | Refrigeration | 0 | 0
CZ10 | cDXHP | Existing | Generators | 0 | 0
CZ10 | cDXHP | Existing | Total End Uses | 7065796.44 | 656324.65
CZ11 | cDXHP | Existing | Heating | 65944.3 | 3
CZ11 | cDXHP | Existing | Cooling | 1257193.58 | 0
CZ11 | cDXHP | Existing | Interior Lighting | 2621196.56 | 0
CZ11 | cDXHP | Existing | Exterior Lighting | 0 | 0
CZ11 | cDXHP | Existing | Interior Equipment | 1601390.78 | 137788.4
CZ11 | cDXHP | Existing | Exterior Equipment | 0 | 0
CZ11 | cDXHP | Existing | Fans | 1623577.31 | 0
CZ11 | cDXHP | Existing | Pumps | 0 | 0
CZ11 | cDXHP | Existing | Heat Rejection | 0 | 0
CZ11 | cDXHP | Existing | Humidification | 0 | 0
CZ11 | cDXHP | Existing | Heat Recovery | 0 | 0
CZ11 | cDXHP | Existing | Water Systems | 0 | 530121.72
CZ11 | cDXHP | Existing | Refrigeration | 0 | 0
CZ11 | cDXHP | Existing | Generators | 0 | 0
CZ11 | cDXHP | Existing | Total End Uses | 7169302.54 | 667913.12
CZ12 | cDXHP | Existing | Heating | 67049.85 | 6.82
CZ12 | cDXHP | Existing | Cooling | 1076383.67 | 0
CZ12 | cDXHP | Existing | Interior Lighting | 2621196.56 | 0
CZ12 | cDXHP | Existing | Exterior Lighting | 0 | 0
CZ12 | cDXHP | Existing | Interior Equipment | 1601390.78 | 137788.4
CZ12 | cDXHP | Existing | Exterior Equipment | 0 | 0
CZ12 | cDXHP | Existing | Fans | 1542138.22 | 0
CZ12 | cDXHP | Existing | Pumps | 0 | 0
CZ12 | cDXHP | Existing | Heat Rejection | 0 | 0
CZ12 | cDXHP | Existing | Humidification | 0 | 0
CZ12 | cDXHP | Existing | Heat Recovery | 0 | 0
CZ12 | cDXHP | Existing | Water Systems | 0 | 544993.97
CZ12 | cDXHP | Existing | Refrigeration | 0 | 0
CZ12 | cDXHP | Existing | Generators | 0 | 0
CZ12 | cDXHP | Existing | Total End Uses | 6908159.09 | 682789.18
CZ13 | cDXHP | Existing | Heating | 49367.81 | 0
CZ13 | cDXHP | Existing | Cooling | 1400172.42 | 0
CZ13 | cDXHP | Existing | Interior Lighting | 2621196.56 | 0
CZ13 | cDXHP | Existing | Exterior Lighting | 0 | 0
CZ13 | cDXHP | Existing | Interior Equipment | 1601390.78 | 137788.4
CZ13 | cDXHP | Existing | Exterior Equipment | 0 | 0
CZ13 | cDXHP | Existing | Fans | 1604387.24 | 0
CZ13 | cDXHP | Existing | Pumps | 0 | 0
CZ13 | cDXHP | Existing | Heat Rejection | 0 | 0
CZ13 | cDXHP | Existing | Humidification | 0 | 0
CZ13 | cDXHP | Existing | Heat Recovery | 0 | 0
CZ13 | cDXHP | Existing | Water Systems | 0 | 514760.93
CZ13 | cDXHP | Existing | Refrigeration | 0 | 0
CZ13 | cDXHP | Existing | Generators | 0 | 0
CZ13 | cDXHP | Existing | Total End Uses | 7276514.82 | 652549.33
CZ14 | cDXHP | Existing | Heating | 31679.56 | 0
CZ14 | cDXHP | Existing | Cooling | 1733040.15 | 0
CZ14 | cDXHP | Existing | Interior Lighting | 2621196.56 | 0
CZ14 | cDXHP | Existing | Exterior Lighting | 0 | 0
CZ14 | cDXHP | Existing | Interior Equipment | 1601390.78 | 137788.4
CZ14 | cDXHP | Existing | Exterior Equipment | 0 | 0
CZ14 | cDXHP | Existing | Fans | 1718198.04 | 0
CZ14 | cDXHP | Existing | Pumps | 0 | 0
CZ14 | cDXHP | Existing | Heat Rejection | 0 | 0
CZ14 | cDXHP | Existing | Humidification | 0 | 0
CZ14 | cDXHP | Existing | Heat Recovery | 0 | 0
CZ14 | cDXHP | Existing | Water Systems | 0 | 488721.06
CZ14 | cDXHP | Existing | Refrigeration | 0 | 0
CZ14 | cDXHP | Existing | Generators | 0 | 0
CZ14 | cDXHP | Existing | Total End Uses | 7705505.1 | 626509.45
CZ15 | cDXHP | Existing | Heating | 6313.24 | 0
CZ15 | cDXHP | Existing | Cooling | 2398082.52 | 0
CZ15 | cDXHP | Existing | Interior Lighting | 2621196.56 | 0
CZ15 | cDXHP | Existing | Exterior Lighting | 0 | 0
CZ15 | cDXHP | Existing | Interior Equipment | 1601390.78 | 137788.4
CZ15 | cDXHP | Existing | Exterior Equipment | 0 | 0
CZ15 | cDXHP | Existing | Fans | 1659408.44 | 0
CZ15 | cDXHP | Existing | Pumps | 0 | 0
CZ15 | cDXHP | Existing | Heat Rejection | 0 | 0
CZ15 | cDXHP | Existing | Humidification | 0 | 0
CZ15 | cDXHP | Existing | Heat Recovery | 0 | 0
CZ15 | cDXHP | Existing | Water Systems | 0 | 433892.63
CZ15 | cDXHP | Existing | Refrigeration | 0 | 0
CZ15 | cDXHP | Existing | Generators | 0 | 0
CZ15 | cDXHP | Existing | Total End Uses | 8286391.53 | 571681.03
CZ16 | cDXHP | Existing | Heating | 153554 | 294.1
CZ16 | cDXHP | Existing | Cooling | 1174347.77 | 0
CZ16 | cDXHP | Existing | Interior Lighting | 2621196.56 | 0
CZ16 | cDXHP | Existing | Exterior Lighting | 0 | 0
CZ16 | cDXHP | Existing | Interior Equipment | 1601390.78 | 137788.4
CZ16 | cDXHP | Existing | Exterior Equipment | 0 | 0
CZ16 | cDXHP | Existing | Fans | 1787051.83 | 0
CZ16 | cDXHP | Existing | Pumps | 0 | 0
CZ16 | cDXHP | Existing | Heat Rejection | 0 | 0
CZ16 | cDXHP | Existing | Humidification | 0 | 0
CZ16 | cDXHP | Existing | Heat Recovery | 0 | 0
CZ16 | cDXHP | Existing | Water Systems | 0 | 576310.94
CZ16 | cDXHP | Existing | Refrigeration | 0 | 0
CZ16 | cDXHP | Existing | Generators | 0 | 0
CZ16 | cDXHP | Existing | Total End Uses | 7337540.93 | 714393.44
CZ01 | cDXHP | New Construction | Heating | 109439.87 | 0
CZ01 | cDXHP | New Construction | Cooling | 34606.47 | 0
CZ01 | cDXHP | New Construction | Interior Lighting | 1349949.3 | 0
CZ01 | cDXHP | New Construction | Exterior Lighting | 0 | 0
CZ01 | cDXHP | New Construction | Interior Equipment | 1601390.78 | 137788.4
CZ01 | cDXHP | New Construction | Exterior Equipment | 0 | 0
CZ01 | cDXHP | New Construction | Fans | 896119.67 | 0
CZ01 | cDXHP | New Construction | Pumps | 0 | 0
CZ01 | cDXHP | New Construction | Heat Rejection | 0 | 0
CZ01 | cDXHP | New Construction | Humidification | 0 | 0
CZ01 | cDXHP | New Construction | Heat Recovery | 0 | 0
CZ01 | cDXHP | New Construction | Water Systems | 0 | 637358.53
CZ01 | cDXHP | New Construction | Refrigeration | 0 | 0
CZ01 | cDXHP | New Construction | Generators | 0 | 0
CZ01 | cDXHP | New Construction | Total End Uses | 3991506.09 | 775146.93
CZ02 | cDXHP | New Construction | Heating | 78611.36 | 0
CZ02 | cDXHP | New Construction | Cooling | 402529.89 | 0
CZ02 | cDXHP | New Construction | Interior Lighting | 1349949.3 | 0
CZ02 | cDXHP | New Construction | Exterior Lighting | 0 | 0
CZ02 | cDXHP | New Construction | Interior Equipment | 1601390.78 | 137788.4
CZ02 | cDXHP | New Construction | Exterior Equipment | 0 | 0
CZ02 | cDXHP | New Construction | Fans | 981258.33 | 0
CZ02 | cDXHP | New Construction | Pumps | 0 | 0
CZ02 | cDXHP | New Construction | Heat Rejection | 0 | 0
CZ02 | cDXHP | New Construction | Humidification | 0 | 0
CZ02 | cDXHP | New Construction | Heat Recovery | 0 | 0
CZ02 | cDXHP | New Construction | Water Systems | 0 | 585497.09
CZ02 | cDXHP | New Construction | Refrigeration | 0 | 0
CZ02 | cDXHP | New Construction | Generators | 0 | 0
CZ02 | cDXHP | New Construction | Total End Uses | 4413739.67 | 723285.49
CZ03 | cDXHP | New Construction | Heating | 38466.74 | 0
CZ03 | cDXHP | New Construction | Cooling | 245743.13 | 0
CZ03 | cDXHP | New Construction | Interior Lighting | 1349949.3 | 0
CZ03 | cDXHP | New Construction | Exterior Lighting | 0 | 0
CZ03 | cDXHP | New Construction | Interior Equipment | 1601390.78 | 137788.4
CZ03 | cDXHP | New Construction | Exterior Equipment | 0 | 0
CZ03 | cDXHP | New Construction | Fans | 963233.46 | 0
CZ03 | cDXHP | New Construction | Pumps | 0 | 0
CZ03 | cDXHP | New Construction | Heat Rejection | 0 | 0
CZ03 | cDXHP | New Construction | Humidification | 0 | 0
CZ03 | cDXHP | New Construction | Heat Recovery | 0 | 0
CZ03 | cDXHP | New Construction | Water Systems | 0 | 583260.94
CZ03 | cDXHP | New Construction | Refrigeration | 0 | 0
CZ03 | cDXHP | New Construction | Generators | 0 | 0
CZ03 | cDXHP | New Construction | Total End Uses | 4198783.41 | 721049.34
CZ04 | cDXHP | New Construction | Heating | 32563.91 | 0
CZ04 | cDXHP | New Construction | Cooling | 482590.44 | 0
CZ04 | cDXHP | New Construction | Interior Lighting | 1349949.3 | 0
CZ04 | cDXHP | New Construction | Exterior Lighting | 0 | 0
CZ04 | cDXHP | New Construction | Interior Equipment | 1601390.78 | 137788.4
CZ04 | cDXHP | New Construction | Exterior Equipment | 0 | 0
CZ04 | cDXHP | New Construction | Fans | 991207.16 | 0
CZ04 | cDXHP | New Construction | Pumps | 0 | 0
CZ04 | cDXHP | New Construction | Heat Rejection | 0 | 0
CZ04 | cDXHP | New Construction | Humidification | 0 | 0
CZ04 | cDXHP | New Construction | Heat Recovery | 0 | 0
CZ04 | cDXHP | New Construction | Water Systems | 0 | 563151.93
CZ04 | cDXHP | New Construction | Refrigeration | 0 | 0
CZ04 | cDXHP | New Construction | Generators | 0 | 0
CZ04 | cDXHP | New Construction | Total End Uses | 4457701.59 | 700940.33
CZ05 | cDXHP | New Construction | Heating | 32959.92 | 0
CZ05 | cDXHP | New Construction | Cooling | 309967.88 | 0
CZ05 | cDXHP | New Construction | Interior Lighting | 1349949.3 | 0
CZ05 | cDXHP | New Construction | Exterior Lighting | 0 | 0
CZ05 | cDXHP | New Construction | Interior Equipment | 1601390.78 | 137788.4
CZ05 | cDXHP | New Construction | Exterior Equipment | 0 | 0
CZ05 | cDXHP | New Construction | Fans | 960395.7 | 0
CZ05 | cDXHP | New Construction | Pumps | 0 | 0
CZ05 | cDXHP | New Construction | Heat Rejection | 0 | 0
CZ05 | cDXHP | New Construction | Humidification | 0 | 0
CZ05 | cDXHP | New Construction | Heat Recovery | 0 | 0
CZ05 | cDXHP | New Construction | Water Systems | 0 | 583264.5
CZ05 | cDXHP | New Construction | Refrigeration | 0 | 0
CZ05 | cDXHP | New Construction | Generators | 0 | 0
CZ05 | cDXHP | New Construction | Total End Uses | 4254663.58 | 721052.9
CZ06 | cDXHP | New Construction | Heating | 3684.72 | 0
CZ06 | cDXHP | New Construction | Cooling | 492484.68 | 0
CZ06 | cDXHP | New Construction | Interior Lighting | 1349949.3 | 0
CZ06 | cDXHP | New Construction | Exterior Lighting | 0 | 0
CZ06 | cDXHP | New Construction | Interior Equipment | 1601390.78 | 137788.4
CZ06 | cDXHP | New Construction | Exterior Equipment | 0 | 0
CZ06 | cDXHP | New Construction | Fans | 987724.09 | 0
CZ06 | cDXHP | New Construction | Pumps | 0 | 0
CZ06 | cDXHP | New Construction | Heat Rejection | 0 | 0
CZ06 | cDXHP | New Construction | Humidification | 0 | 0
CZ06 | cDXHP | New Construction | Heat Recovery | 0 | 0
CZ06 | cDXHP | New Construction | Water Systems | 0 | 537235.7
CZ06 | cDXHP | New Construction | Refrigeration | 0 | 0
CZ06 | cDXHP | New Construction | Generators | 0 | 0
CZ06 | cDXHP | New Construction | Total End Uses | 4435233.57 | 675024.1
CZ07 | cDXHP | New Construction | Heating | 3253.72 | 0
CZ07 | cDXHP | New Construction | Cooling | 561890.9 | 0
CZ07 | cDXHP | New Construction | Interior Lighting | 1349949.3 | 0
CZ07 | cDXHP | New Construction | Exterior Lighting | 0 | 0
CZ07 | cDXHP | New Construction | Interior Equipment | 1601390.78 | 137788.4
CZ07 | cDXHP | New Construction | Exterior Equipment | 0 | 0
CZ07 | cDXHP | New Construction | Fans | 976622.23 | 0
CZ07 | cDXHP | New Construction | Pumps | 0 | 0
CZ07 | cDXHP | New Construction | Heat Rejection | 0 | 0
CZ07 | cDXHP | New Construction | Humidification | 0 | 0
CZ07 | cDXHP | New Construction | Heat Recovery | 0 | 0
CZ07 | cDXHP | New Construction | Water Systems | 0 | 530428.84
CZ07 | cDXHP | New Construction | Refrigeration | 0 | 0
CZ07 | cDXHP | New Construction | Generators | 0 | 0
CZ07 | cDXHP | New Construction | Total End Uses | 4493106.93 | 668217.24
CZ08 | cDXHP | New Construction | Heating | 7051.86 | 0
CZ08 | cDXHP | New Construction | Cooling | 665324.12 | 0
CZ08 | cDXHP | New Construction | Interior Lighting | 1349949.3 | 0
CZ08 | cDXHP | New Construction | Exterior Lighting | 0 | 0
CZ08 | cDXHP | New Construction | Interior Equipment | 1601390.78 | 137788.4
CZ08 | cDXHP | New Construction | Exterior Equipment | 0 | 0
CZ08 | cDXHP | New Construction | Fans | 1003531.55 | 0
CZ08 | cDXHP | New Construction | Pumps | 0 | 0
CZ08 | cDXHP | New Construction | Heat Rejection | 0 | 0
CZ08 | cDXHP | New Construction | Humidification | 0 | 0
CZ08 | cDXHP | New Construction | Heat Recovery | 0 | 0
CZ08 | cDXHP | New Construction | Water Systems | 0 | 529644.35
CZ08 | cDXHP | New Construction | Refrigeration | 0 | 0
CZ08 | cDXHP | New Construction | Generators | 0 | 0
CZ08 | cDXHP | New Construction | Total End Uses | 4627247.62 | 667432.75
CZ09 | cDXHP | New Construction | Heating | 5059.9 | 0
CZ09 | cDXHP | New Construction | Cooling | 752086.76 | 0
CZ09 | cDXHP | New Construction | Interior Lighting | 1349949.3 | 0
CZ09 | cDXHP | New Construction | Exterior Lighting | 0 | 0
CZ09 | cDXHP | New Construction | Interior Equipment | 1601390.78 | 137788.4
CZ09 | cDXHP | New Construction | Exterior Equipment | 0 | 0
CZ09 | cDXHP | New Construction | Fans | 1055316.47 | 0
CZ09 | cDXHP | New Construction | Pumps | 0 | 0
CZ09 | cDXHP | New Construction | Heat Rejection | 0 | 0
CZ09 | cDXHP | New Construction | Humidification | 0 | 0
CZ09 | cDXHP | New Construction | Heat Recovery | 0 | 0
CZ09 | cDXHP | New Construction | Water Systems | 0 | 522313.65
CZ09 | cDXHP | New Construction | Refrigeration | 0 | 0
CZ09 | cDXHP | New Construction | Generators | 0 | 0
CZ09 | cDXHP | New Construction | Total End Uses | 4763803.2 | 660102.04
CZ10 | cDXHP | New Construction | Heating | 22540.15 | 0
CZ10 | cDXHP | New Construction | Cooling | 945829.33 | 0
CZ10 | cDXHP | New Construction | Interior Lighting | 1349949.3 | 0
CZ10 | cDXHP | New Construction | Exterior Lighting | 0 | 0
CZ10 | cDXHP | New Construction | Interior Equipment | 1601390.78 | 137788.4
CZ10 | cDXHP | New Construction | Exterior Equipment | 0 | 0
CZ10 | cDXHP | New Construction | Fans | 1056852.74 | 0
CZ10 | cDXHP | New Construction | Pumps | 0 | 0
CZ10 | cDXHP | New Construction | Heat Rejection | 0 | 0
CZ10 | cDXHP | New Construction | Humidification | 0 | 0
CZ10 | cDXHP | New Construction | Heat Recovery | 0 | 0
CZ10 | cDXHP | New Construction | Water Systems | 0 | 518186.09
CZ10 | cDXHP | New Construction | Refrigeration | 0 | 0
CZ10 | cDXHP | New Construction | Generators | 0 | 0
CZ10 | cDXHP | New Construction | Total End Uses | 4976562.31 | 655974.49
CZ11 | cDXHP | New Construction | Heating | 81682.61 | 0
CZ11 | cDXHP | New Construction | Cooling | 950214.07 | 0
CZ11 | cDXHP | New Construction | Interior Lighting | 1349949.3 | 0
CZ11 | cDXHP | New Construction | Exterior Lighting | 0 | 0
CZ11 | cDXHP | New Construction | Interior Equipment | 1601390.78 | 137788.4
CZ11 | cDXHP | New Construction | Exterior Equipment | 0 | 0
CZ11 | cDXHP | New Construction | Fans | 1084591.75 | 0
CZ11 | cDXHP | New Construction | Pumps | 0 | 0
CZ11 | cDXHP | New Construction | Heat Rejection | 0 | 0
CZ11 | cDXHP | New Construction | Humidification | 0 | 0
CZ11 | cDXHP | New Construction | Heat Recovery | 0 | 0
CZ11 | cDXHP | New Construction | Water Systems | 0 | 529764.61
CZ11 | cDXHP | New Construction | Refrigeration | 0 | 0
CZ11 | cDXHP | New Construction | Generators | 0 | 0
CZ11 | cDXHP | New Construction | Total End Uses | 5067828.5 | 667553.01
CZ12 | cDXHP | New Construction | Heating | 79455.03 | 0
CZ12 | cDXHP | New Construction | Cooling | 805954.09 | 0
CZ12 | cDXHP | New Construction | Interior Lighting | 1349949.3 | 0
CZ12 | cDXHP | New Construction | Exterior Lighting | 0 | 0
CZ12 | cDXHP | New Construction | Interior Equipment | 1601390.78 | 137788.4
CZ12 | cDXHP | New Construction | Exterior Equipment | 0 | 0
CZ12 | cDXHP | New Construction | Fans | 1036016.41 | 0
CZ12 | cDXHP | New Construction | Pumps | 0 | 0
CZ12 | cDXHP | New Construction | Heat Rejection | 0 | 0
CZ12 | cDXHP | New Construction | Humidification | 0 | 0
CZ12 | cDXHP | New Construction | Heat Recovery | 0 | 0
CZ12 | cDXHP | New Construction | Water Systems | 0 | 544671.43
CZ12 | cDXHP | New Construction | Refrigeration | 0 | 0
CZ12 | cDXHP | New Construction | Generators | 0 | 0
CZ12 | cDXHP | New Construction | Total End Uses | 4872765.61 | 682459.83
CZ13 | cDXHP | New Construction | Heating | 64540.07 | 0
CZ13 | cDXHP | New Construction | Cooling | 1056597.4 | 0
CZ13 | cDXHP | New Construction | Interior Lighting | 1349949.3 | 0
CZ13 | cDXHP | New Construction | Exterior Lighting | 0 | 0
CZ13 | cDXHP | New Construction | Interior Equipment | 1601390.78 | 137788.4
CZ13 | cDXHP | New Construction | Exterior Equipment | 0 | 0
CZ13 | cDXHP | New Construction | Fans | 1078850.51 | 0
CZ13 | cDXHP | New Construction | Pumps | 0 | 0
CZ13 | cDXHP | New Construction | Heat Rejection | 0 | 0
CZ13 | cDXHP | New Construction | Humidification | 0 | 0
CZ13 | cDXHP | New Construction | Heat Recovery | 0 | 0
CZ13 | cDXHP | New Construction | Water Systems | 0 | 514440.31
CZ13 | cDXHP | New Construction | Refrigeration | 0 | 0
CZ13 | cDXHP | New Construction | Generators | 0 | 0
CZ13 | cDXHP | New Construction | Total End Uses | 5151328.06 | 652228.71
CZ14 | cDXHP | New Construction | Heating | 35768.4 | 0
CZ14 | cDXHP | New Construction | Cooling | 1322883.64 | 0
CZ14 | cDXHP | New Construction | Interior Lighting | 1349949.3 | 0
CZ14 | cDXHP | New Construction | Exterior Lighting | 0 | 0
CZ14 | cDXHP | New Construction | Interior Equipment | 1601390.78 | 137788.4
CZ14 | cDXHP | New Construction | Exterior Equipment | 0 | 0
CZ14 | cDXHP | New Construction | Fans | 1160820.04 | 0
CZ14 | cDXHP | New Construction | Pumps | 0 | 0
CZ14 | cDXHP | New Construction | Heat Rejection | 0 | 0
CZ14 | cDXHP | New Construction | Humidification | 0 | 0
CZ14 | cDXHP | New Construction | Heat Recovery | 0 | 0
CZ14 | cDXHP | New Construction | Water Systems | 0 | 488408.9
CZ14 | cDXHP | New Construction | Refrigeration | 0 | 0
CZ14 | cDXHP | New Construction | Generators | 0 | 0
CZ14 | cDXHP | New Construction | Total End Uses | 5470812.16 | 626197.3
CZ15 | cDXHP | New Construction | Heating | 7185.9 | 0
CZ15 | cDXHP | New Construction | Cooling | 1846417.64 | 0
CZ15 | cDXHP | New Construction | Interior Lighting | 1349949.3 | 0
CZ15 | cDXHP | New Construction | Exterior Lighting | 0 | 0
CZ15 | cDXHP | New Construction | Interior Equipment | 1601390.78 | 137788.4
CZ15 | cDXHP | New Construction | Exterior Equipment | 0 | 0
CZ15 | cDXHP | New Construction | Fans | 1124363.92 | 0
CZ15 | cDXHP | New Construction | Pumps | 0 | 0
CZ15 | cDXHP | New Construction | Heat Rejection | 0 | 0
CZ15 | cDXHP | New Construction | Humidification | 0 | 0
CZ15 | cDXHP | New Construction | Heat Recovery | 0 | 0
CZ15 | cDXHP | New Construction | Water Systems | 0 | 433491.1
CZ15 | cDXHP | New Construction | Refrigeration | 0 | 0
CZ15 | cDXHP | New Construction | Generators | 0 | 0
CZ15 | cDXHP | New Construction | Total End Uses | 5929307.54 | 571279.49
CZ16 | cDXHP | New Construction | Heating | 164585.7 | 17.62
CZ16 | cDXHP | New Construction | Cooling | 888673.93 | 0
CZ16 | cDXHP | New Construction | Interior Lighting | 1349949.3 | 0
CZ16 | cDXHP | New Construction | Exterior Lighting | 0 | 0
CZ16 | cDXHP | New Construction | Interior Equipment | 1601390.78 | 137788.4
CZ16 | cDXHP | New Construction | Exterior Equipment | 0 | 0
CZ16 | cDXHP | New Construction | Fans | 1207719.28 | 0
CZ16 | cDXHP | New Construction | Pumps | 0 | 0
CZ16 | cDXHP | New Construction | Heat Rejection | 0 | 0
CZ16 | cDXHP | New Construction | Humidification | 0 | 0
CZ16 | cDXHP | New Construction | Heat Recovery | 0 | 0
CZ16 | cDXHP | New Construction | Water Systems | 0 | 576087.5
CZ16 | cDXHP | New Construction | Refrigeration | 0 | 0
CZ16 | cDXHP | New Construction | Generators | 0 | 0
CZ16 | cDXHP | New Construction | Total End Uses | 5212318.99 | 713893.51
CZ01 | cDXOH | Existing | Heating | 0 | 66.25
CZ01 | cDXOH | Existing | Cooling | 46491.99 | 0
CZ01 | cDXOH | Existing | Interior Lighting | 2621196.56 | 0
CZ01 | cDXOH | Existing | Exterior Lighting | 0 | 0
CZ01 | cDXOH | Existing | Interior Equipment | 1601390.78 | 137788.4
CZ01 | cDXOH | Existing | Exterior Equipment | 0 | 0
CZ01 | cDXOH | Existing | Fans | 1327974.81 | 0
CZ01 | cDXOH | Existing | Pumps | 0 | 0
CZ01 | cDXOH | Existing | Heat Rejection | 0 | 0
CZ01 | cDXOH | Existing | Humidification | 0 | 0
CZ01 | cDXOH | Existing | Heat Recovery | 0 | 0
CZ01 | cDXOH | Existing | Water Systems | 0 | 637519.41
CZ01 | cDXOH | Existing | Refrigeration | 0 | 0
CZ01 | cDXOH | Existing | Generators | 0 | 0
CZ01 | cDXOH | Existing | Total End Uses | 5597054.13 | 775374.06
CZ02 | cDXOH | Existing | Heating | 0 | 66.18
CZ02 | cDXOH | Existing | Cooling | 555859.64 | 0
CZ02 | cDXOH | Existing | Interior Lighting | 2621196.56 | 0
CZ02 | cDXOH | Existing | Exterior Lighting | 0 | 0
CZ02 | cDXOH | Existing | Interior Equipment | 1601390.78 | 137788.4
CZ02 | cDXOH | Existing | Exterior Equipment | 0 | 0
CZ02 | cDXOH | Existing | Fans | 1468406.06 | 0
CZ02 | cDXOH | Existing | Pumps | 0 | 0
CZ02 | cDXOH | Existing | Heat Rejection | 0 | 0
CZ02 | cDXOH | Existing | Humidification | 0 | 0
CZ02 | cDXOH | Existing | Heat Recovery | 0 | 0
CZ02 | cDXOH | Existing | Water Systems | 0 | 585829.81
CZ02 | cDXOH | Existing | Refrigeration | 0 | 0
CZ02 | cDXOH | Existing | Generators | 0 | 0
CZ02 | cDXOH | Existing | Total End Uses | 6246853.04 | 723684.39
CZ03 | cDXOH | Existing | Heating | 0 | 5.64
CZ03 | cDXOH | Existing | Cooling | 342049.38 | 0
CZ03 | cDXOH | Existing | Interior Lighting | 2621196.56 | 0
CZ03 | cDXOH | Existing | Exterior Lighting | 0 | 0
CZ03 | cDXOH | Existing | Interior Equipment | 1601390.78 | 137788.4
CZ03 | cDXOH | Existing | Exterior Equipment | 0 | 0
CZ03 | cDXOH | Existing | Fans | 1419879.62 | 0
CZ03 | cDXOH | Existing | Pumps | 0 | 0
CZ03 | cDXOH | Existing | Heat Rejection | 0 | 0
CZ03 | cDXOH | Existing | Humidification | 0 | 0
CZ03 | cDXOH | Existing | Heat Recovery | 0 | 0
CZ03 | cDXOH | Existing | Water Systems | 0 | 583538.27
CZ03 | cDXOH | Existing | Refrigeration | 0 | 0
CZ03 | cDXOH | Existing | Generators | 0 | 0
CZ03 | cDXOH | Existing | Total End Uses | 5984516.35 | 721332.31
CZ04 | cDXOH | Existing | Heating | 0 | 1.68
CZ04 | cDXOH | Existing | Cooling | 665006.56 | 0
CZ04 | cDXOH | Existing | Interior Lighting | 2621196.56 | 0
CZ04 | cDXOH | Existing | Exterior Lighting | 0 | 0
CZ04 | cDXOH | Existing | Interior Equipment | 1601390.78 | 137788.4
CZ04 | cDXOH | Existing | Exterior Equipment | 0 | 0
CZ04 | cDXOH | Existing | Fans | 1479518.51 | 0
CZ04 | cDXOH | Existing | Pumps | 0 | 0
CZ04 | cDXOH | Existing | Heat Rejection | 0 | 0
CZ04 | cDXOH | Existing | Humidification | 0 | 0
CZ04 | cDXOH | Existing | Heat Recovery | 0 | 0
CZ04 | cDXOH | Existing | Water Systems | 0 | 563538.62
CZ04 | cDXOH | Existing | Refrigeration | 0 | 0
CZ04 | cDXOH | Existing | Generators | 0 | 0
CZ04 | cDXOH | Existing | Total End Uses | 6367112.41 | 701328.69
CZ05 | cDXOH | Existing | Heating | 0 | 0
CZ05 | cDXOH | Existing | Cooling | 440049.26 | 0
CZ05 | cDXOH | Existing | Interior Lighting | 2621196.56 | 0
CZ05 | cDXOH | Existing | Exterior Lighting | 0 | 0
CZ05 | cDXOH | Existing | Interior Equipment | 1601390.78 | 137788.4
CZ05 | cDXOH | Existing | Exterior Equipment | 0 | 0
CZ05 | cDXOH | Existing | Fans | 1426860.25 | 0
CZ05 | cDXOH | Existing | Pumps | 0 | 0
CZ05 | cDXOH | Existing | Heat Rejection | 0 | 0
CZ05 | cDXOH | Existing | Humidification | 0 | 0
CZ05 | cDXOH | Existing | Heat Recovery | 0 | 0
CZ05 | cDXOH | Existing | Water Systems | 0 | 583570.08
CZ05 | cDXOH | Existing | Refrigeration | 0 | 0
CZ05 | cDXOH | Existing | Generators | 0 | 0
CZ05 | cDXOH | Existing | Total End Uses | 6089496.85 | 721358.47
CZ06 | cDXOH | Existing | Heating | 0 | 0
CZ06 | cDXOH | Existing | Cooling | 714217.35 | 0
CZ06 | cDXOH | Existing | Interior Lighting | 2621196.56 | 0
CZ06 | cDXOH | Existing | Exterior Lighting | 0 | 0
CZ06 | cDXOH | Existing | Interior Equipment | 1601390.78 | 137788.4
CZ06 | cDXOH | Existing | Exterior Equipment | 0 | 0
CZ06 | cDXOH | Existing | Fans | 1475194.73 | 0
CZ06 | cDXOH | Existing | Pumps | 0 | 0
CZ06 | cDXOH | Existing | Heat Rejection | 0 | 0
CZ06 | cDXOH | Existing | Humidification | 0 | 0
CZ06 | cDXOH | Existing | Heat Recovery | 0 | 0
CZ06 | cDXOH | Existing | Water Systems | 0 | 537572.03
CZ06 | cDXOH | Existing | Refrigeration | 0 | 0
CZ06 | cDXOH | Existing | Generators | 0 | 0
CZ06 | cDXOH | Existing | Total End Uses | 6411999.43 | 675360.43
CZ07 | cDXOH | Existing | Heating | 0 | 0
CZ07 | cDXOH | Existing | Cooling | 801584.22 | 0
CZ07 | cDXOH | Existing | Interior Lighting | 2621196.56 | 0
CZ07 | cDXOH | Existing | Exterior Lighting | 0 | 0
CZ07 | cDXOH | Existing | Interior Equipment | 1601390.78 | 137788.4
CZ07 | cDXOH | Existing | Exterior Equipment | 0 | 0
CZ07 | cDXOH | Existing | Fans | 1453891.9 | 0
CZ07 | cDXOH | Existing | Pumps | 0 | 0
CZ07 | cDXOH | Existing | Heat Rejection | 0 | 0
CZ07 | cDXOH | Existing | Humidification | 0 | 0
CZ07 | cDXOH | Existing | Heat Recovery | 0 | 0
CZ07 | cDXOH | Existing | Water Systems | 0 | 530720.58
CZ07 | cDXOH | Existing | Refrigeration | 0 | 0
CZ07 | cDXOH | Existing | Generators | 0 | 0
CZ07 | cDXOH | Existing | Total End Uses | 6478063.45 | 668508.97
CZ08 | cDXOH | Existing | Heating | 0 | 0
CZ08 | cDXOH | Existing | Cooling | 927316.39 | 0
CZ08 | cDXOH | Existing | Interior Lighting | 2621196.56 | 0
CZ08 | cDXOH | Existing | Exterior Lighting | 0 | 0
CZ08 | cDXOH | Existing | Interior Equipment | 1601390.78 | 137788.4
CZ08 | cDXOH | Existing | Exterior Equipment | 0 | 0
CZ08 | cDXOH | Existing | Fans | 1510364.03 | 0
CZ08 | cDXOH | Existing | Pumps | 0 | 0
CZ08 | cDXOH | Existing | Heat Rejection | 0 | 0
CZ08 | cDXOH | Existing | Humidification | 0 | 0
CZ08 | cDXOH | Existing | Heat Recovery | 0 | 0
CZ08 | cDXOH | Existing | Water Systems | 0 | 529987.86
CZ08 | cDXOH | Existing | Refrigeration | 0 | 0
CZ08 | cDXOH | Existing | Generators | 0 | 0
CZ08 | cDXOH | Existing | Total End Uses | 6660267.75 | 667776.26
CZ09 | cDXOH | Existing | Heating | 0 | 0
CZ09 | cDXOH | Existing | Cooling | 1060606.67 | 0
CZ09 | cDXOH | Existing | Interior Lighting | 2621196.56 | 0
CZ09 | cDXOH | Existing | Exterior Lighting | 0 | 0
CZ09 | cDXOH | Existing | Interior Equipment | 1601390.78 | 137788.4
CZ09 | cDXOH | Existing | Exterior Equipment | 0 | 0
CZ09 | cDXOH | Existing | Fans | 1607181.71 | 0
CZ09 | cDXOH | Existing | Pumps | 0 | 0
CZ09 | cDXOH | Existing | Heat Rejection | 0 | 0
CZ09 | cDXOH | Existing | Humidification | 0 | 0
CZ09 | cDXOH | Existing | Heat Recovery | 0 | 0
CZ09 | cDXOH | Existing | Water Systems | 0 | 522614.46
CZ09 | cDXOH | Existing | Refrigeration | 0 | 0
CZ09 | cDXOH | Existing | Generators | 0 | 0
CZ09 | cDXOH | Existing | Total End Uses | 6890375.72 | 660402.86
CZ10 | cDXOH | Existing | Heating | 0 | 0
CZ10 | cDXOH | Existing | Cooling | 1261949.01 | 0
CZ10 | cDXOH | Existing | Interior Lighting | 2621196.56 | 0
CZ10 | cDXOH | Existing | Exterior Lighting | 0 | 0
CZ10 | cDXOH | Existing | Interior Equipment | 1601390.78 | 137788.4
CZ10 | cDXOH | Existing | Exterior Equipment | 0 | 0
CZ10 | cDXOH | Existing | Fans | 1558848.55 | 0
CZ10 | cDXOH | Existing | Pumps | 0 | 0
CZ10 | cDXOH | Existing | Heat Rejection | 0 | 0
CZ10 | cDXOH | Existing | Humidification | 0 | 0
CZ10 | cDXOH | Existing | Heat Recovery | 0 | 0
CZ10 | cDXOH | Existing | Water Systems | 0 | 518537.11
CZ10 | cDXOH | Existing | Refrigeration | 0 | 0
CZ10 | cDXOH | Existing | Generators | 0 | 0
CZ10 | cDXOH | Existing | Total End Uses | 7043384.9 | 656325.5
CZ11 | cDXOH | Existing | Heating | 0 | 17.42
CZ11 | cDXOH | Existing | Cooling | 1253062.82 | 0
CZ11 | cDXOH | Existing | Interior Lighting | 2621196.56 | 0
CZ11 | cDXOH | Existing | Exterior Lighting | 0 | 0
CZ11 | cDXOH | Existing | Interior Equipment | 1601390.78 | 137788.4
CZ11 | cDXOH | Existing | Exterior Equipment | 0 | 0
CZ11 | cDXOH | Existing | Fans | 1626346.05 | 0
CZ11 | cDXOH | Existing | Pumps | 0 | 0
CZ11 | cDXOH | Existing | Heat Rejection | 0 | 0
CZ11 | cDXOH | Existing | Humidification | 0 | 0
CZ11 | cDXOH | Existing | Heat Recovery | 0 | 0
CZ11 | cDXOH | Existing | Water Systems | 0 | 530122.86
CZ11 | cDXOH | Existing | Refrigeration | 0 | 0
CZ11 | cDXOH | Existing | Generators | 0 | 0
CZ11 | cDXOH | Existing | Total End Uses | 7101996.21 | 667928.68
CZ12 | cDXOH | Existing | Heating | 0 | 47.79
CZ12 | cDXOH | Existing | Cooling | 1073847.2 | 0
CZ12 | cDXOH | Existing | Interior Lighting | 2621196.56 | 0
CZ12 | cDXOH | Existing | Exterior Lighting | 0 | 0
CZ12 | cDXOH | Existing | Interior Equipment | 1601390.78 | 137788.4
CZ12 | cDXOH | Existing | Exterior Equipment | 0 | 0
CZ12 | cDXOH | Existing | Fans | 1544840.37 | 0
CZ12 | cDXOH | Existing | Pumps | 0 | 0
CZ12 | cDXOH | Existing | Heat Rejection | 0 | 0
CZ12 | cDXOH | Existing | Humidification | 0 | 0
CZ12 | cDXOH | Existing | Heat Recovery | 0 | 0
CZ12 | cDXOH | Existing | Water Systems | 0 | 544997.66
CZ12 | cDXOH | Existing | Refrigeration | 0 | 0
CZ12 | cDXOH | Existing | Generators | 0 | 0
CZ12 | cDXOH | Existing | Total End Uses | 6841274.91 | 682833.84
CZ13 | cDXOH | Existing | Heating | 0 | 2.22
CZ13 | cDXOH | Existing | Cooling | 1398818.78 | 0
CZ13 | cDXOH | Existing | Interior Lighting | 2621196.56 | 0
CZ13 | cDXOH | Existing | Exterior Lighting | 0 | 0
CZ13 | cDXOH | Existing | Interior Equipment | 1601390.78 | 137788.4
CZ13 | cDXOH | Existing | Exterior Equipment | 0 | 0
CZ13 | cDXOH | Existing | Fans | 1605927.52 | 0
CZ13 | cDXOH | Existing | Pumps | 0 | 0
CZ13 | cDXOH | Existing | Heat Rejection | 0 | 0
CZ13 | cDXOH | Existing | Humidification | 0 | 0
CZ13 | cDXOH | Existing | Heat Recovery | 0 | 0
CZ13 | cDXOH | Existing | Water Systems | 0 | 514764.39
CZ13 | cDXOH | Existing | Refrigeration | 0 | 0
CZ13 | cDXOH | Existing | Generators | 0 | 0
CZ13 | cDXOH | Existing | Total End Uses | 7227333.64 | 652555
CZ14 | cDXOH | Existing | Heating | 0 | 0.23
CZ14 | cDXOH | Existing | Cooling | 1732127.17 | 0
CZ14 | cDXOH | Existing | Interior Lighting | 2621196.56 | 0
CZ14 | cDXOH | Existing | Exterior Lighting | 0 | 0
CZ14 | cDXOH | Existing | Interior Equipment | 1601390.78 | 137788.4
CZ14 | cDXOH | Existing | Exterior Equipment | 0 | 0
CZ14 | cDXOH | Existing | Fans | 1719163.2 | 0
CZ14 | cDXOH | Existing | Pumps | 0 | 0
CZ14 | cDXOH | Existing | Heat Rejection | 0 | 0
CZ14 | cDXOH | Existing | Humidification | 0 | 0
CZ14 | cDXOH | Existing | Heat Recovery | 0 | 0
CZ14 | cDXOH | Existing | Water Systems | 0 | 488722.67
CZ14 | cDXOH | Existing | Refrigeration | 0 | 0
CZ14 | cDXOH | Existing | Generators | 0 | 0
CZ14 | cDXOH | Existing | Total End Uses | 7673877.71 | 626511.3
CZ15 | cDXOH | Existing | Heating | 0 | 0
CZ15 | cDXOH | Existing | Cooling | 2397417.72 | 0
CZ15 | cDXOH | Existing | Interior Lighting | 2621196.56 | 0
CZ15 | cDXOH | Existing | Exterior Lighting | 0 | 0
CZ15 | cDXOH | Existing | Interior Equipment | 1601390.78 | 137788.4
CZ15 | cDXOH | Existing | Exterior Equipment | 0 | 0
CZ15 | cDXOH | Existing | Fans | 1659408.44 | 0
CZ15 | cDXOH | Existing | Pumps | 0 | 0
CZ15 | cDXOH | Existing | Heat Rejection | 0 | 0
CZ15 | cDXOH | Existing | Humidification | 0 | 0
CZ15 | cDXOH | Existing | Heat Recovery | 0 | 0
CZ15 | cDXOH | Existing | Water Systems | 0 | 433894.27
CZ15 | cDXOH | Existing | Refrigeration | 0 | 0
CZ15 | cDXOH | Existing | Generators | 0 | 0
CZ15 | cDXOH | Existing | Total End Uses | 8279413.5 | 571682.66
CZ16 | cDXOH | Existing | Heating | 0 | 779.31
CZ16 | cDXOH | Existing | Cooling | 1160056.4 | 0
CZ16 | cDXOH | Existing | Interior Lighting | 2621196.56 | 0
CZ16 | cDXOH | Existing | Exterior Lighting | 0 | 0
CZ16 | cDXOH | Existing | Interior Equipment | 1601390.78 | 137788.4
CZ16 | cDXOH | Existing | Exterior Equipment | 0 | 0
CZ16 | cDXOH | Existing | Fans | 1801902.1 | 0
CZ16 | cDXOH | Existing | Pumps | 0 | 0
CZ16 | cDXOH | Existing | Heat Rejection | 0 | 0
CZ16 | cDXOH | Existing | Humidification | 0 | 0
CZ16 | cDXOH | Existing | Heat Recovery | 0 | 0
CZ16 | cDXOH | Existing | Water Systems | 0 | 576312.97
CZ16 | cDXOH | Existing | Refrigeration | 0 | 0
CZ16 | cDXOH | Existing | Generators | 0 | 0
CZ16 | cDXOH | Existing | Total End Uses | 7184545.84 | 714880.67
CZ01 | cDXOH | New Construction | Heating | 0 | 26.75
CZ01 | cDXOH | New Construction | Cooling | 34140.32 | 0
CZ01 | cDXOH | New Construction | Interior Lighting | 1349949.3 | 0
CZ01 | cDXOH | New Construction | Exterior Lighting | 0 | 0
CZ01 | cDXOH | New Construction | Interior Equipment | 1601390.78 | 137788.4
CZ01 | cDXOH | New Construction | Exterior Equipment | 0 | 0
CZ01 | cDXOH | New Construction | Fans | 897128.26 | 0
CZ01 | cDXOH | New Construction | Pumps | 0 | 0
CZ01 | cDXOH | New Construction | Heat Rejection | 0 | 0
CZ01 | cDXOH | New Construction | Humidification | 0 | 0
CZ01 | cDXOH | New Construction | Heat Recovery | 0 | 0
CZ01 | cDXOH | New Construction | Water Systems | 0 | 637358.5
CZ01 | cDXOH | New Construction | Refrigeration | 0 | 0
CZ01 | cDXOH | New Construction | Generators | 0 | 0
CZ01 | cDXOH | New Construction | Total End Uses | 3882608.65 | 775173.64
CZ02 | cDXOH | New Construction | Heating | 0 | 2.05
CZ02 | cDXOH | New Construction | Cooling | 401570.07 | 0
CZ02 | cDXOH | New Construction | Interior Lighting | 1349949.3 | 0
CZ02 | cDXOH | New Construction | Exterior Lighting | 0 | 0
CZ02 | cDXOH | New Construction | Interior Equipment | 1601390.78 | 137788.4
CZ02 | cDXOH | New Construction | Exterior Equipment | 0 | 0
CZ02 | cDXOH | New Construction | Fans | 981464.62 | 0
CZ02 | cDXOH | New Construction | Pumps | 0 | 0
CZ02 | cDXOH | New Construction | Heat Rejection | 0 | 0
CZ02 | cDXOH | New Construction | Humidification | 0 | 0
CZ02 | cDXOH | New Construction | Heat Recovery | 0 | 0
CZ02 | cDXOH | New Construction | Water Systems | 0 | 585517.63
CZ02 | cDXOH | New Construction | Refrigeration | 0 | 0
CZ02 | cDXOH | New Construction | Generators | 0 | 0
CZ02 | cDXOH | New Construction | Total End Uses | 4334374.77 | 723308.07
CZ03 | cDXOH | New Construction | Heating | 0 | 0
CZ03 | cDXOH | New Construction | Cooling | 247579.96 | 0
CZ03 | cDXOH | New Construction | Interior Lighting | 1349949.3 | 0
CZ03 | cDXOH | New Construction | Exterior Lighting | 0 | 0
CZ03 | cDXOH | New Construction | Interior Equipment | 1601390.78 | 137788.4
CZ03 | cDXOH | New Construction | Exterior Equipment | 0 | 0
CZ03 | cDXOH | New Construction | Fans | 963272.35 | 0
CZ03 | cDXOH | New Construction | Pumps | 0 | 0
CZ03 | cDXOH | New Construction | Heat Rejection | 0 | 0
CZ03 | cDXOH | New Construction | Humidification | 0 | 0
CZ03 | cDXOH | New Construction | Heat Recovery | 0 | 0
CZ03 | cDXOH | New Construction | Water Systems | 0 | 583262.35
CZ03 | cDXOH | New Construction | Refrigeration | 0 | 0
CZ03 | cDXOH | New Construction | Generators | 0 | 0
CZ03 | cDXOH | New Construction | Total End Uses | 4162192.39 | 721050.75
CZ04 | cDXOH | New Construction | Heating | 0 | 0
CZ04 | cDXOH | New Construction | Cooling | 483036.64 | 0
CZ04 | cDXOH | New Construction | Interior Lighting | 1349949.3 | 0
CZ04 | cDXOH | New Construction | Exterior Lighting | 0 | 0
CZ04 | cDXOH | New Construction | Interior Equipment | 1601390.78 | 137788.4
CZ04 | cDXOH | New Construction | Exterior Equipment | 0 | 0
CZ04 | cDXOH | New Construction | Fans | 991207.16 | 0
CZ04 | cDXOH | New Construction | Pumps | 0 | 0
CZ04 | cDXOH | New Construction | Heat Rejection | 0 | 0
CZ04 | cDXOH | New Construction | Humidification | 0 | 0
CZ04 | cDXOH | New Construction | Heat Recovery | 0 | 0
CZ04 | cDXOH | New Construction | Water Systems | 0 | 563160.12
CZ04 | cDXOH | New Construction | Refrigeration | 0 | 0
CZ04 | cDXOH | New Construction | Generators | 0 | 0
CZ04 | cDXOH | New Construction | Total End Uses | 4425583.88 | 700948.52
CZ05 | cDXOH | New Construction | Heating | 0 | 0
CZ05 | cDXOH | New Construction | Cooling | 309924.94 | 0
CZ05 | cDXOH | New Construction | Interior Lighting | 1349949.3 | 0
CZ05 | cDXOH | New Construction | Exterior Lighting | 0 | 0
CZ05 | cDXOH | New Construction | Interior Equipment | 1601390.78 | 137788.4
CZ05 | cDXOH | New Construction | Exterior Equipment | 0 | 0
CZ05 | cDXOH | New Construction | Fans | 960395.7 | 0
CZ05 | cDXOH | New Construction | Pumps | 0 | 0
CZ05 | cDXOH | New Construction | Heat Rejection | 0 | 0
CZ05 | cDXOH | New Construction | Humidification | 0 | 0
CZ05 | cDXOH | New Construction | Heat Recovery | 0 | 0
CZ05 | cDXOH | New Construction | Water Systems | 0 | 583246.64
CZ05 | cDXOH | New Construction | Refrigeration | 0 | 0
CZ05 | cDXOH | New Construction | Generators | 0 | 0
CZ05 | cDXOH | New Construction | Total End Uses | 4221660.72 | 721035.04
CZ06 | cDXOH | New Construction | Heating | 0 | 0
CZ06 | cDXOH | New Construction | Cooling | 522847.68 | 0
CZ06 | cDXOH | New Construction | Interior Lighting | 1349949.3 | 0
CZ06 | cDXOH | New Construction | Exterior Lighting | 0 | 0
CZ06 | cDXOH | New Construction | Interior Equipment | 1601390.78 | 137788.4
CZ06 | cDXOH | New Construction | Exterior Equipment | 0 | 0
CZ06 | cDXOH | New Construction | Fans | 987724.09 | 0
CZ06 | cDXOH | New Construction | Pumps | 0 | 0
CZ06 | cDXOH | New Construction | Heat Rejection | 0 | 0
CZ06 | cDXOH | New Construction | Humidification | 0 | 0
CZ06 | cDXOH | New Construction | Heat Recovery | 0 | 0
CZ06 | cDXOH | New Construction | Water Systems | 0 | 537238.23
CZ06 | cDXOH | New Construction | Refrigeration | 0 | 0
CZ06 | cDXOH | New Construction | Generators | 0 | 0
CZ06 | cDXOH | New Construction | Total End Uses | 4461911.86 | 675026.63
CZ07 | cDXOH | New Construction | Heating | 0 | 0
CZ07 | cDXOH | New Construction | Cooling | 581992.39 | 0
CZ07 | cDXOH | New Construction | Interior Lighting | 1349949.3 | 0
CZ07 | cDXOH | New Construction | Exterior Lighting | 0 | 0
CZ07 | cDXOH | New Construction | Interior Equipment | 1601390.78 | 137788.4
CZ07 | cDXOH | New Construction | Exterior Equipment | 0 | 0
CZ07 | cDXOH | New Construction | Fans | 976622.23 | 0
CZ07 | cDXOH | New Construction | Pumps | 0 | 0
CZ07 | cDXOH | New Construction | Heat Rejection | 0 | 0
CZ07 | cDXOH | New Construction | Humidification | 0 | 0
CZ07 | cDXOH | New Construction | Heat Recovery | 0 | 0
CZ07 | cDXOH | New Construction | Water Systems | 0 | 530396.37
CZ07 | cDXOH | New Construction | Refrigeration | 0 | 0
CZ07 | cDXOH | New Construction | Generators | 0 | 0
CZ07 | cDXOH | New Construction | Total End Uses | 4509954.7 | 668184.77
CZ08 | cDXOH | New Construction | Heating | 0 | 0
CZ08 | cDXOH | New Construction | Cooling | 673079.23 | 0
CZ08 | cDXOH | New Construction | Interior Lighting | 1349949.3 | 0
CZ08 | cDXOH | New Construction | Exterior Lighting | 0 | 0
CZ08 | cDXOH | New Construction | Interior Equipment | 1601390.78 | 137788.4
CZ08 | cDXOH | New Construction | Exterior Equipment | 0 | 0
CZ08 | cDXOH | New Construction | Fans | 1003531.55 | 0
CZ08 | cDXOH | New Construction | Pumps | 0 | 0
CZ08 | cDXOH | New Construction | Heat Rejection | 0 | 0
CZ08 | cDXOH | New Construction | Humidification | 0 | 0
CZ08 | cDXOH | New Construction | Heat Recovery | 0 | 0
CZ08 | cDXOH | New Construction | Water Systems | 0 | 529644.35
CZ08 | cDXOH | New Construction | Refrigeration | 0 | 0
CZ08 | cDXOH | New Construction | Generators | 0 | 0
CZ08 | cDXOH | New Construction | Total End Uses | 4627950.86 | 667432.75
CZ09 | cDXOH | New Construction | Heating | 0 | 0
CZ09 | cDXOH | New Construction | Cooling | 764403.9 | 0
CZ09 | cDXOH | New Construction | Interior Lighting | 1349949.3 | 0
CZ09 | cDXOH | New Construction | Exterior Lighting | 0 | 0
CZ09 | cDXOH | New Construction | Interior Equipment | 1601390.78 | 137788.4
CZ09 | cDXOH | New Construction | Exterior Equipment | 0 | 0
CZ09 | cDXOH | New Construction | Fans | 1055316.47 | 0
CZ09 | cDXOH | New Construction | Pumps | 0 | 0
CZ09 | cDXOH | New Construction | Heat Rejection | 0 | 0
CZ09 | cDXOH | New Construction | Humidification | 0 | 0
CZ09 | cDXOH | New Construction | Heat Recovery | 0 | 0
CZ09 | cDXOH | New Construction | Water Systems | 0 | 522276.32
CZ09 | cDXOH | New Construction | Refrigeration | 0 | 0
CZ09 | cDXOH | New Construction | Generators | 0 | 0
CZ09 | cDXOH | New Construction | Total End Uses | 4771060.45 | 660064.72
CZ10 | cDXOH | New Construction | Heating | 0 | 0
CZ10 | cDXOH | New Construction | Cooling | 942870.4 | 0
CZ10 | cDXOH | New Construction | Interior Lighting | 1349949.3 | 0
CZ10 | cDXOH | New Construction | Exterior Lighting | 0 | 0
CZ10 | cDXOH | New Construction | Interior Equipment | 1601390.78 | 137788.4
CZ10 | cDXOH | New Construction | Exterior Equipment | 0 | 0
CZ10 | cDXOH | New Construction | Fans | 1056852.74 | 0
CZ10 | cDXOH | New Construction | Pumps | 0 | 0
CZ10 | cDXOH | New Construction | Heat Rejection | 0 | 0
CZ10 | cDXOH | New Construction | Humidification | 0 | 0
CZ10 | cDXOH | New Construction | Heat Recovery | 0 | 0
CZ10 | cDXOH | New Construction | Water Systems | 0 | 518173.21
CZ10 | cDXOH | New Construction | Refrigeration | 0 | 0
CZ10 | cDXOH | New Construction | Generators | 0 | 0
CZ10 | cDXOH | New Construction | Total End Uses | 4951063.22 | 655961.61
CZ11 | cDXOH | New Construction | Heating | 0 | 0.05
CZ11 | cDXOH | New Construction | Cooling | 947652.23 | 0
CZ11 | cDXOH | New Construction | Interior Lighting | 1349949.3 | 0
CZ11 | cDXOH | New Construction | Exterior Lighting | 0 | 0
CZ11 | cDXOH | New Construction | Interior Equipment | 1601390.78 | 137788.4
CZ11 | cDXOH | New Construction | Exterior Equipment | 0 | 0
CZ11 | cDXOH | New Construction | Fans | 1085175.09 | 0
CZ11 | cDXOH | New Construction | Pumps | 0 | 0
CZ11 | cDXOH | New Construction | Heat Rejection | 0 | 0
CZ11 | cDXOH | New Construction | Humidification | 0 | 0
CZ11 | cDXOH | New Construction | Heat Recovery | 0 | 0
CZ11 | cDXOH | New Construction | Water Systems | 0 | 529807.09
CZ11 | cDXOH | New Construction | Refrigeration | 0 | 0
CZ11 | cDXOH | New Construction | Generators | 0 | 0
CZ11 | cDXOH | New Construction | Total End Uses | 4984167.39 | 667595.53
CZ12 | cDXOH | New Construction | Heating | 0 | 4.02
CZ12 | cDXOH | New Construction | Cooling | 803688.75 | 0
CZ12 | cDXOH | New Construction | Interior Lighting | 1349949.3 | 0
CZ12 | cDXOH | New Construction | Exterior Lighting | 0 | 0
CZ12 | cDXOH | New Construction | Interior Equipment | 1601390.78 | 137788.4
CZ12 | cDXOH | New Construction | Exterior Equipment | 0 | 0
CZ12 | cDXOH | New Construction | Fans | 1036778.48 | 0
CZ12 | cDXOH | New Construction | Pumps | 0 | 0
CZ12 | cDXOH | New Construction | Heat Rejection | 0 | 0
CZ12 | cDXOH | New Construction | Humidification | 0 | 0
CZ12 | cDXOH | New Construction | Heat Recovery | 0 | 0
CZ12 | cDXOH | New Construction | Water Systems | 0 | 544695.08
CZ12 | cDXOH | New Construction | Refrigeration | 0 | 0
CZ12 | cDXOH | New Construction | Generators | 0 | 0
CZ12 | cDXOH | New Construction | Total End Uses | 4791807.31 | 682487.49
CZ13 | cDXOH | New Construction | Heating | 0 | 0
CZ13 | cDXOH | New Construction | Cooling | 1055141.37 | 0
CZ13 | cDXOH | New Construction | Interior Lighting | 1349949.3 | 0
CZ13 | cDXOH | New Construction | Exterior Lighting | 0 | 0
CZ13 | cDXOH | New Construction | Interior Equipment | 1601390.78 | 137788.4
CZ13 | cDXOH | New Construction | Exterior Equipment | 0 | 0
CZ13 | cDXOH | New Construction | Fans | 1079191.95 | 0
CZ13 | cDXOH | New Construction | Pumps | 0 | 0
CZ13 | cDXOH | New Construction | Heat Rejection | 0 | 0
CZ13 | cDXOH | New Construction | Humidification | 0 | 0
CZ13 | cDXOH | New Construction | Heat Recovery | 0 | 0
CZ13 | cDXOH | New Construction | Water Systems | 0 | 514474.71
CZ13 | cDXOH | New Construction | Refrigeration | 0 | 0
CZ13 | cDXOH | New Construction | Generators | 0 | 0
CZ13 | cDXOH | New Construction | Total End Uses | 5085673.4 | 652263.1
CZ14 | cDXOH | New Construction | Heating | 0 | 0
CZ14 | cDXOH | New Construction | Cooling | 1321137.6 | 0
CZ14 | cDXOH | New Construction | Interior Lighting | 1349949.3 | 0
CZ14 | cDXOH | New Construction | Exterior Lighting | 0 | 0
CZ14 | cDXOH | New Construction | Interior Equipment | 1601390.78 | 137788.4
CZ14 | cDXOH | New Construction | Exterior Equipment | 0 | 0
CZ14 | cDXOH | New Construction | Fans | 1160902.61 | 0
CZ14 | cDXOH | New Construction | Pumps | 0 | 0
CZ14 | cDXOH | New Construction | Heat Rejection | 0 | 0
CZ14 | cDXOH | New Construction | Humidification | 0 | 0
CZ14 | cDXOH | New Construction | Heat Recovery | 0 | 0
CZ14 | cDXOH | New Construction | Water Systems | 0 | 488417.63
CZ14 | cDXOH | New Construction | Refrigeration | 0 | 0
CZ14 | cDXOH | New Construction | Generators | 0 | 0
CZ14 | cDXOH | New Construction | Total End Uses | 5433380.3 | 626206.02
CZ15 | cDXOH | New Construction | Heating | 0 | 0
CZ15 | cDXOH | New Construction | Cooling | 1844814.41 | 0
CZ15 | cDXOH | New Construction | Interior Lighting | 1349949.3 | 0
CZ15 | cDXOH | New Construction | Exterior Lighting | 0 | 0
CZ15 | cDXOH | New Construction | Interior Equipment | 1601390.78 | 137788.4
CZ15 | cDXOH | New Construction | Exterior Equipment | 0 | 0
CZ15 | cDXOH | New Construction | Fans | 1124363.92 | 0
CZ15 | cDXOH | New Construction | Pumps | 0 | 0
CZ15 | cDXOH | New Construction | Heat Rejection | 0 | 0
CZ15 | cDXOH | New Construction | Humidification | 0 | 0
CZ15 | cDXOH | New Construction | Heat Recovery | 0 | 0
CZ15 | cDXOH | New Construction | Water Systems | 0 | 433518.4
CZ15 | cDXOH | New Construction | Refrigeration | 0 | 0
CZ15 | cDXOH | New Construction | Generators | 0 | 0
CZ15 | cDXOH | New Construction | Total End Uses | 5920518.41 | 571306.8
CZ16 | cDXOH | New Construction | Heating | 0 | 377.3
CZ16 | cDXOH | New Construction | Cooling | 874893.92 | 0
CZ16 | cDXOH | New Construction | Interior Lighting | 1349949.3 | 0
CZ16 | cDXOH | New Construction | Exterior Lighting | 0 | 0
CZ16 | cDXOH | New Construction | Interior Equipment | 1601390.78 | 137788.4
CZ16 | cDXOH | New Construction | Exterior Equipment | 0 | 0
CZ16 | cDXOH | New Construction | Fans | 1217465.55 | 0
CZ16 | cDXOH | New Construction | Pumps | 0 | 0
CZ16 | cDXOH | New Construction | Heat Rejection | 0 | 0
CZ16 | cDXOH | New Construction | Humidification | 0 | 0
CZ16 | cDXOH | New Construction | Heat Recovery | 0 | 0
CZ16 | cDXOH | New Construction | Water Systems | 0 | 576103.65
CZ16 | cDXOH | New Construction | Refrigeration | 0 | 0
CZ16 | cDXOH | New Construction | Generators | 0 | 0
CZ16 | cDXOH | New Construction | Total End Uses | 5043699.55 | 714269.35
CZ01 | cPVVG | Existing | Heating | 0 | 572320.75
CZ01 | cPVVG | Existing | Cooling | 61758.26 | 0
CZ01 | cPVVG | Existing | Interior Lighting | 2621196.56 | 0
CZ01 | cPVVG | Existing | Exterior Lighting | 0 | 0
CZ01 | cPVVG | Existing | Interior Equipment | 1601390.78 | 137788.4
CZ01 | cPVVG | Existing | Exterior Equipment | 0 | 0
CZ01 | cPVVG | Existing | Fans | 495526.25 | 0
CZ01 | cPVVG | Existing | Pumps | 0 | 0
CZ01 | cPVVG | Existing | Heat Rejection | 0 | 0
CZ01 | cPVVG | Existing | Humidification | 0 | 0
CZ01 | cPVVG | Existing | Heat Recovery | 0 | 0
CZ01 | cPVVG | Existing | Water Systems | 0 | 637519.53
CZ01 | cPVVG | Existing | Refrigeration | 0 | 0
CZ01 | cPVVG | Existing | Generators | 0 | 0
CZ01 | cPVVG | Existing | Total End Uses | 4779871.85 | 1347628.68
CZ02 | cPVVG | Existing | Heating | 0 | 402597.45
CZ02 | cPVVG | Existing | Cooling | 548493.09 | 0
CZ02 | cPVVG | Existing | Interior Lighting | 2621196.56 | 0
CZ02 | cPVVG | Existing | Exterior Lighting | 0 | 0
CZ02 | cPVVG | Existing | Interior Equipment | 1601390.78 | 137788.4
CZ02 | cPVVG | Existing | Exterior Equipment | 0 | 0
CZ02 | cPVVG | Existing | Fans | 657623.35 | 0
CZ02 | cPVVG | Existing | Pumps | 0 | 0
CZ02 | cPVVG | Existing | Heat Rejection | 0 | 0
CZ02 | cPVVG | Existing | Humidification | 0 | 0
CZ02 | cPVVG | Existing | Heat Recovery | 0 | 0
CZ02 | cPVVG | Existing | Water Systems | 0 | 585826.14
CZ02 | cPVVG | Existing | Refrigeration | 0 | 0
CZ02 | cPVVG | Existing | Generators | 0 | 0
CZ02 | cPVVG | Existing | Total End Uses | 5428703.78 | 1126211.99
CZ03 | cPVVG | Existing | Heating | 0 | 220517.45
CZ03 | cPVVG | Existing | Cooling | 368471.08 | 0
CZ03 | cPVVG | Existing | Interior Lighting | 2621196.56 | 0
CZ03 | cPVVG | Existing | Exterior Lighting | 0 | 0
CZ03 | cPVVG | Existing | Interior Equipment | 1601390.78 | 137788.4
CZ03 | cPVVG | Existing | Exterior Equipment | 0 | 0
CZ03 | cPVVG | Existing | Fans | 606529.84 | 0
CZ03 | cPVVG | Existing | Pumps | 0 | 0
CZ03 | cPVVG | Existing | Heat Rejection | 0 | 0
CZ03 | cPVVG | Existing | Humidification | 0 | 0
CZ03 | cPVVG | Existing | Heat Recovery | 0 | 0
CZ03 | cPVVG | Existing | Water Systems | 0 | 583539.74
CZ03 | cPVVG | Existing | Refrigeration | 0 | 0
CZ03 | cPVVG | Existing | Generators | 0 | 0
CZ03 | cPVVG | Existing | Total End Uses | 5197588.25 | 941845.59
CZ04 | cPVVG | Existing | Heating | 0 | 204528.65
CZ04 | cPVVG | Existing | Cooling | 657280.81 | 0
CZ04 | cPVVG | Existing | Interior Lighting | 2621196.56 | 0
CZ04 | cPVVG | Existing | Exterior Lighting | 0 | 0
CZ04 | cPVVG | Existing | Interior Equipment | 1601390.78 | 137788.4
CZ04 | cPVVG | Existing | Exterior Equipment | 0 | 0
CZ04 | cPVVG | Existing | Fans | 684015.01 | 0
CZ04 | cPVVG | Existing | Pumps | 0 | 0
CZ04 | cPVVG | Existing | Heat Rejection | 0 | 0
CZ04 | cPVVG | Existing | Humidification | 0 | 0
CZ04 | cPVVG | Existing | Heat Recovery | 0 | 0
CZ04 | cPVVG | Existing | Water Systems | 0 | 563542.48
CZ04 | cPVVG | Existing | Refrigeration | 0 | 0
CZ04 | cPVVG | Existing | Generators | 0 | 0
CZ04 | cPVVG | Existing | Total End Uses | 5563883.16 | 905859.54
CZ05 | cPVVG | Existing | Heating | 0 | 209115.64
CZ05 | cPVVG | Existing | Cooling | 452239.66 | 0
CZ05 | cPVVG | Existing | Interior Lighting | 2621196.56 | 0
CZ05 | cPVVG | Existing | Exterior Lighting | 0 | 0
CZ05 | cPVVG | Existing | Interior Equipment | 1601390.78 | 137788.4
CZ05 | cPVVG | Existing | Exterior Equipment | 0 | 0
CZ05 | cPVVG | Existing | Fans | 634239.02 | 0
CZ05 | cPVVG | Existing | Pumps | 0 | 0
CZ05 | cPVVG | Existing | Heat Rejection | 0 | 0
CZ05 | cPVVG | Existing | Humidification | 0 | 0
CZ05 | cPVVG | Existing | Heat Recovery | 0 | 0
CZ05 | cPVVG | Existing | Water Systems | 0 | 583568.56
CZ05 | cPVVG | Existing | Refrigeration | 0 | 0
CZ05 | cPVVG | Existing | Generators | 0 | 0
CZ05 | cPVVG | Existing | Total End Uses | 5309066.03 | 930472.6
CZ06 | cPVVG | Existing | Heating | 0 | 40422.61
CZ06 | cPVVG | Existing | Cooling | 730179.83 | 0
CZ06 | cPVVG | Existing | Interior Lighting | 2621196.56 | 0
CZ06 | cPVVG | Existing | Exterior Lighting | 0 | 0
CZ06 | cPVVG | Existing | Interior Equipment | 1601390.78 | 137788.4
CZ06 | cPVVG | Existing | Exterior Equipment | 0 | 0
CZ06 | cPVVG | Existing | Fans | 719262.68 | 0
CZ06 | cPVVG | Existing | Pumps | 0 | 0
CZ06 | cPVVG | Existing | Heat Rejection | 0 | 0
CZ06 | cPVVG | Existing | Humidification | 0 | 0
CZ06 | cPVVG | Existing | Heat Recovery | 0 | 0
CZ06 | cPVVG | Existing | Water Systems | 0 | 537574.76
CZ06 | cPVVG | Existing | Refrigeration | 0 | 0
CZ06 | cPVVG | Existing | Generators | 0 | 0
CZ06 | cPVVG | Existing | Total End Uses | 5672029.85 | 715785.77
CZ07 | cPVVG | Existing | Heating | 0 | 37142.66
CZ07 | cPVVG | Existing | Cooling | 794368.89 | 0
CZ07 | cPVVG | Existing | Interior Lighting | 2621196.56 | 0
CZ07 | cPVVG | Existing | Exterior Lighting | 0 | 0
CZ07 | cPVVG | Existing | Interior Equipment | 1601390.78 | 137788.4
CZ07 | cPVVG | Existing | Exterior Equipment | 0 | 0
CZ07 | cPVVG | Existing | Fans | 717111.75 | 0
CZ07 | cPVVG | Existing | Pumps | 0 | 0
CZ07 | cPVVG | Existing | Heat Rejection | 0 | 0
CZ07 | cPVVG | Existing | Humidification | 0 | 0
CZ07 | cPVVG | Existing | Heat Recovery | 0 | 0
CZ07 | cPVVG | Existing | Water Systems | 0 | 530728.25
CZ07 | cPVVG | Existing | Refrigeration | 0 | 0
CZ07 | cPVVG | Existing | Generators | 0 | 0
CZ07 | cPVVG | Existing | Total End Uses | 5734067.98 | 705659.31
CZ08 | cPVVG | Existing | Heating | 0 | 68143.5
CZ08 | cPVVG | Existing | Cooling | 905686.67 | 0
CZ08 | cPVVG | Existing | Interior Lighting | 2621196.56 | 0
CZ08 | cPVVG | Existing | Exterior Lighting | 0 | 0
CZ08 | cPVVG | Existing | Interior Equipment | 1601390.78 | 137788.4
CZ08 | cPVVG | Existing | Exterior Equipment | 0 | 0
CZ08 | cPVVG | Existing | Fans | 746196.15 | 0
CZ08 | cPVVG | Existing | Pumps | 0 | 0
CZ08 | cPVVG | Existing | Heat Rejection | 0 | 0
CZ08 | cPVVG | Existing | Humidification | 0 | 0
CZ08 | cPVVG | Existing | Heat Recovery | 0 | 0
CZ08 | cPVVG | Existing | Water Systems | 0 | 529986.66
CZ08 | cPVVG | Existing | Refrigeration | 0 | 0
CZ08 | cPVVG | Existing | Generators | 0 | 0
CZ08 | cPVVG | Existing | Total End Uses | 5874470.17 | 735918.55
CZ09 | cPVVG | Existing | Heating | 0 | 57107.76
CZ09 | cPVVG | Existing | Cooling | 1022951.08 | 0
CZ09 | cPVVG | Existing | Interior Lighting | 2621196.56 | 0
CZ09 | cPVVG | Existing | Exterior Lighting | 0 | 0
CZ09 | cPVVG | Existing | Interior Equipment | 1601390.78 | 137788.4
CZ09 | cPVVG | Existing | Exterior Equipment | 0 | 0
CZ09 | cPVVG | Existing | Fans | 812760.68 | 0
CZ09 | cPVVG | Existing | Pumps | 0 | 0
CZ09 | cPVVG | Existing | Heat Rejection | 0 | 0
CZ09 | cPVVG | Existing | Humidification | 0 | 0
CZ09 | cPVVG | Existing | Heat Recovery | 0 | 0
CZ09 | cPVVG | Existing | Water Systems | 0 | 522615.19
CZ09 | cPVVG | Existing | Refrigeration | 0 | 0
CZ09 | cPVVG | Existing | Generators | 0 | 0
CZ09 | cPVVG | Existing | Total End Uses | 6058299.11 | 717511.35
CZ10 | cPVVG | Existing | Heating | 0 | 137986.03
CZ10 | cPVVG | Existing | Cooling | 1216242.17 | 0
CZ10 | cPVVG | Existing | Interior Lighting | 2621196.56 | 0
CZ10 | cPVVG | Existing | Exterior Lighting | 0 | 0
CZ10 | cPVVG | Existing | Interior Equipment | 1601390.78 | 137788.4
CZ10 | cPVVG | Existing | Exterior Equipment | 0 | 0
CZ10 | cPVVG | Existing | Fans | 795829.05 | 0
CZ10 | cPVVG | Existing | Pumps | 0 | 0
CZ10 | cPVVG | Existing | Heat Rejection | 0 | 0
CZ10 | cPVVG | Existing | Humidification | 0 | 0
CZ10 | cPVVG | Existing | Heat Recovery | 0 | 0
CZ10 | cPVVG | Existing | Water Systems | 0 | 518534.57
CZ10 | cPVVG | Existing | Refrigeration | 0 | 0
CZ10 | cPVVG | Existing | Generators | 0 | 0
CZ10 | cPVVG | Existing | Total End Uses | 6234658.57 | 794308.99
CZ11 | cPVVG | Existing | Heating | 0 | 417362.06
CZ11 | cPVVG | Existing | Cooling | 1206394.43 | 0
CZ11 | cPVVG | Existing | Interior Lighting | 2621196.56 | 0
CZ11 | cPVVG | Existing | Exterior Lighting | 0 | 0
CZ11 | cPVVG | Existing | Interior Equipment | 1601390.78 | 137788.4
CZ11 | cPVVG | Existing | Exterior Equipment | 0 | 0
CZ11 | cPVVG | Existing | Fans | 808505.72 | 0
CZ11 | cPVVG | Existing | Pumps | 0 | 0
CZ11 | cPVVG | Existing | Heat Rejection | 0 | 0
CZ11 | cPVVG | Existing | Humidification | 0 | 0
CZ11 | cPVVG | Existing | Heat Recovery | 0 | 0
CZ11 | cPVVG | Existing | Water Systems | 0 | 530129.45
CZ11 | cPVVG | Existing | Refrigeration | 0 | 0
CZ11 | cPVVG | Existing | Generators | 0 | 0
CZ11 | cPVVG | Existing | Total End Uses | 6237487.49 | 1085279.91
CZ12 | cPVVG | Existing | Heating | 0 | 393128.19
CZ12 | cPVVG | Existing | Cooling | 1038402.41 | 0
CZ12 | cPVVG | Existing | Interior Lighting | 2621196.56 | 0
CZ12 | cPVVG | Existing | Exterior Lighting | 0 | 0
CZ12 | cPVVG | Existing | Interior Equipment | 1601390.78 | 137788.4
CZ12 | cPVVG | Existing | Exterior Equipment | 0 | 0
CZ12 | cPVVG | Existing | Fans | 749986.58 | 0
CZ12 | cPVVG | Existing | Pumps | 0 | 0
CZ12 | cPVVG | Existing | Heat Rejection | 0 | 0
CZ12 | cPVVG | Existing | Humidification | 0 | 0
CZ12 | cPVVG | Existing | Heat Recovery | 0 | 0
CZ12 | cPVVG | Existing | Water Systems | 0 | 544995.16
CZ12 | cPVVG | Existing | Refrigeration | 0 | 0
CZ12 | cPVVG | Existing | Generators | 0 | 0
CZ12 | cPVVG | Existing | Total End Uses | 6010976.33 | 1075911.75
CZ13 | cPVVG | Existing | Heating | 0 | 318748.02
CZ13 | cPVVG | Existing | Cooling | 1352695.16 | 0
CZ13 | cPVVG | Existing | Interior Lighting | 2621196.56 | 0
CZ13 | cPVVG | Existing | Exterior Lighting | 0 | 0
CZ13 | cPVVG | Existing | Interior Equipment | 1601390.78 | 137788.4
CZ13 | cPVVG | Existing | Exterior Equipment | 0 | 0
CZ13 | cPVVG | Existing | Fans | 822049.82 | 0
CZ13 | cPVVG | Existing | Pumps | 0 | 0
CZ13 | cPVVG | Existing | Heat Rejection | 0 | 0
CZ13 | cPVVG | Existing | Humidification | 0 | 0
CZ13 | cPVVG | Existing | Heat Recovery | 0 | 0
CZ13 | cPVVG | Existing | Water Systems | 0 | 514758.52
CZ13 | cPVVG | Existing | Refrigeration | 0 | 0
CZ13 | cPVVG | Existing | Generators | 0 | 0
CZ13 | cPVVG | Existing | Total End Uses | 6397332.32 | 971294.93
CZ14 | cPVVG | Existing | Heating | 0 | 212187.56
CZ14 | cPVVG | Existing | Cooling | 1662838.17 | 0
CZ14 | cPVVG | Existing | Interior Lighting | 2621196.56 | 0
CZ14 | cPVVG | Existing | Exterior Lighting | 0 | 0
CZ14 | cPVVG | Existing | Interior Equipment | 1601390.78 | 137788.4
CZ14 | cPVVG | Existing | Exterior Equipment | 0 | 0
CZ14 | cPVVG | Existing | Fans | 922399.25 | 0
CZ14 | cPVVG | Existing | Pumps | 0 | 0
CZ14 | cPVVG | Existing | Heat Rejection | 0 | 0
CZ14 | cPVVG | Existing | Humidification | 0 | 0
CZ14 | cPVVG | Existing | Heat Recovery | 0 | 0
CZ14 | cPVVG | Existing | Water Systems | 0 | 488720.36
CZ14 | cPVVG | Existing | Refrigeration | 0 | 0
CZ14 | cPVVG | Existing | Generators | 0 | 0
CZ14 | cPVVG | Existing | Total End Uses | 6807824.77 | 838696.31
CZ15 | cPVVG | Existing | Heating | 0 | 50922
CZ15 | cPVVG | Existing | Cooling | 2315860.67 | 0
CZ15 | cPVVG | Existing | Interior Lighting | 2621196.56 | 0
CZ15 | cPVVG | Existing | Exterior Lighting | 0 | 0
CZ15 | cPVVG | Existing | Interior Equipment | 1601390.78 | 137788.4
CZ15 | cPVVG | Existing | Exterior Equipment | 0 | 0
CZ15 | cPVVG | Existing | Fans | 989303.95 | 0
CZ15 | cPVVG | Existing | Pumps | 0 | 0
CZ15 | cPVVG | Existing | Heat Rejection | 0 | 0
CZ15 | cPVVG | Existing | Humidification | 0 | 0
CZ15 | cPVVG | Existing | Heat Recovery | 0 | 0
CZ15 | cPVVG | Existing | Water Systems | 0 | 433899.63
CZ15 | cPVVG | Existing | Refrigeration | 0 | 0
CZ15 | cPVVG | Existing | Generators | 0 | 0
CZ15 | cPVVG | Existing | Total End Uses | 7527751.97 | 622610.03
CZ16 | cPVVG | Existing | Heating | 0 | 701529.83
CZ16 | cPVVG | Existing | Cooling | 1109677.94 | 0
CZ16 | cPVVG | Existing | Interior Lighting | 2621196.56 | 0
CZ16 | cPVVG | Existing | Exterior Lighting | 0 | 0
CZ16 | cPVVG | Existing | Interior Equipment | 1601390.78 | 137788.4
CZ16 | cPVVG | Existing | Exterior Equipment | 0 | 0
CZ16 | cPVVG | Existing | Fans | 894480.91 | 0
CZ16 | cPVVG | Existing | Pumps | 0 | 0
CZ16 | cPVVG | Existing | Heat Rejection | 0 | 0
CZ16 | cPVVG | Existing | Humidification | 0 | 0
CZ16 | cPVVG | Existing | Heat Recovery | 0 | 0
CZ16 | cPVVG | Existing | Water Systems | 0 | 576329.05
CZ16 | cPVVG | Existing | Refrigeration | 0 | 0
CZ16 | cPVVG | Existing | Generators | 0 | 0
CZ16 | cPVVG | Existing | Total End Uses | 6226746.19 | 1415647.28
CZ01 | cPVVG | New Construction | Heating | 0 | 704423.51
CZ01 | cPVVG | New Construction | Cooling | 42767.9 | 0
CZ01 | cPVVG | New Construction | Interior Lighting | 1349949.3 | 0
CZ01 | cPVVG | New Construction | Exterior Lighting | 0 | 0
CZ01 | cPVVG | New Construction | Interior Equipment | 1601390.78 | 137788.4
CZ01 | cPVVG | New Construction | Exterior Equipment | 0 | 0
CZ01 | cPVVG | New Construction | Fans | 341037.79 | 0
CZ01 | cPVVG | New Construction | Pumps | 0 | 0
CZ01 | cPVVG | New Construction | Heat Rejection | 0 | 0
CZ01 | cPVVG | New Construction | Humidification | 0 | 0
CZ01 | cPVVG | New Construction | Heat Recovery | 0 | 0
CZ01 | cPVVG | New Construction | Water Systems | 0 | 637359.91
CZ01 | cPVVG | New Construction | Refrigeration | 0 | 0
CZ01 | cPVVG | New Construction | Generators | 0 | 0
CZ01 | cPVVG | New Construction | Total End Uses | 3335145.76 | 1479571.81
CZ02 | cPVVG | New Construction | Heating | 0 | 443753.64
CZ02 | cPVVG | New Construction | Cooling | 395708.96 | 0
CZ02 | cPVVG | New Construction | Interior Lighting | 1349949.3 | 0
CZ02 | cPVVG | New Construction | Exterior Lighting | 0 | 0
CZ02 | cPVVG | New Construction | Interior Equipment | 1601390.78 | 137788.4
CZ02 | cPVVG | New Construction | Exterior Equipment | 0 | 0
CZ02 | cPVVG | New Construction | Fans | 440654.43 | 0
CZ02 | cPVVG | New Construction | Pumps | 0 | 0
CZ02 | cPVVG | New Construction | Heat Rejection | 0 | 0
CZ02 | cPVVG | New Construction | Humidification | 0 | 0
CZ02 | cPVVG | New Construction | Heat Recovery | 0 | 0
CZ02 | cPVVG | New Construction | Water Systems | 0 | 585499.77
CZ02 | cPVVG | New Construction | Refrigeration | 0 | 0
CZ02 | cPVVG | New Construction | Generators | 0 | 0
CZ02 | cPVVG | New Construction | Total End Uses | 3787703.48 | 1167041.81
CZ03 | cPVVG | New Construction | Heating | 0 | 264932.37
CZ03 | cPVVG | New Construction | Cooling | 263194.37 | 0
CZ03 | cPVVG | New Construction | Interior Lighting | 1349949.3 | 0
CZ03 | cPVVG | New Construction | Exterior Lighting | 0 | 0
CZ03 | cPVVG | New Construction | Interior Equipment | 1601390.78 | 137788.4
CZ03 | cPVVG | New Construction | Exterior Equipment | 0 | 0
CZ03 | cPVVG | New Construction | Fans | 411786.44 | 0
CZ03 | cPVVG | New Construction | Pumps | 0 | 0
CZ03 | cPVVG | New Construction | Heat Rejection | 0 | 0
CZ03 | cPVVG | New Construction | Humidification | 0 | 0
CZ03 | cPVVG | New Construction | Heat Recovery | 0 | 0
CZ03 | cPVVG | New Construction | Water Systems | 0 | 583264.93
CZ03 | cPVVG | New Construction | Refrigeration | 0 | 0
CZ03 | cPVVG | New Construction | Generators | 0 | 0
CZ03 | cPVVG | New Construction | Total End Uses | 3626320.89 | 985985.69
CZ04 | cPVVG | New Construction | Heating | 0 | 230222.98
CZ04 | cPVVG | New Construction | Cooling | 476212.9 | 0
CZ04 | cPVVG | New Construction | Interior Lighting | 1349949.3 | 0
CZ04 | cPVVG | New Construction | Exterior Lighting | 0 | 0
CZ04 | cPVVG | New Construction | Interior Equipment | 1601390.78 | 137788.4
CZ04 | cPVVG | New Construction | Exterior Equipment | 0 | 0
CZ04 | cPVVG | New Construction | Fans | 460049.47 | 0
CZ04 | cPVVG | New Construction | Pumps | 0 | 0
CZ04 | cPVVG | New Construction | Heat Rejection | 0 | 0
CZ04 | cPVVG | New Construction | Humidification | 0 | 0
CZ04 | cPVVG | New Construction | Heat Recovery | 0 | 0
CZ04 | cPVVG | New Construction | Water Systems | 0 | 563191.44
CZ04 | cPVVG | New Construction | Refrigeration | 0 | 0
CZ04 | cPVVG | New Construction | Generators | 0 | 0
CZ04 | cPVVG | New Construction | Total End Uses | 3887602.45 | 931202.81
CZ05 | cPVVG | New Construction | Heating | 0 | 216744.69
CZ05 | cPVVG | New Construction | Cooling | 316215.09 | 0
CZ05 | cPVVG | New Construction | Interior Lighting | 1349949.3 | 0
CZ05 | cPVVG | New Construction | Exterior Lighting | 0 | 0
CZ05 | cPVVG | New Construction | Interior Equipment | 1601390.78 | 137788.4
CZ05 | cPVVG | New Construction | Exterior Equipment | 0 | 0
CZ05 | cPVVG | New Construction | Fans | 425912.05 | 0
CZ05 | cPVVG | New Construction | Pumps | 0 | 0
CZ05 | cPVVG | New Construction | Heat Rejection | 0 | 0
CZ05 | cPVVG | New Construction | Humidification | 0 | 0
CZ05 | cPVVG | New Construction | Heat Recovery | 0 | 0
CZ05 | cPVVG | New Construction | Water Systems | 0 | 583271.65
CZ05 | cPVVG | New Construction | Refrigeration | 0 | 0
CZ05 | cPVVG | New Construction | Generators | 0 | 0
CZ05 | cPVVG | New Construction | Total End Uses | 3693467.22 | 937804.74
CZ06 | cPVVG | New Construction | Heating | 0 | 38323.11
CZ06 | cPVVG | New Construction | Cooling | 534245.61 | 0
CZ06 | cPVVG | New Construction | Interior Lighting | 1349949.3 | 0
CZ06 | cPVVG | New Construction | Exterior Lighting | 0 | 0
CZ06 | cPVVG | New Construction | Interior Equipment | 1601390.78 | 137788.4
CZ06 | cPVVG | New Construction | Exterior Equipment | 0 | 0
CZ06 | cPVVG | New Construction | Fans | 488645.56 | 0
CZ06 | cPVVG | New Construction | Pumps | 0 | 0
CZ06 | cPVVG | New Construction | Heat Rejection | 0 | 0
CZ06 | cPVVG | New Construction | Humidification | 0 | 0
CZ06 | cPVVG | New Construction | Heat Recovery | 0 | 0
CZ06 | cPVVG | New Construction | Water Systems | 0 | 537226.08
CZ06 | cPVVG | New Construction | Refrigeration | 0 | 0
CZ06 | cPVVG | New Construction | Generators | 0 | 0
CZ06 | cPVVG | New Construction | Total End Uses | 3974231.25 | 713337.58
CZ07 | cPVVG | New Construction | Heating | 0 | 34568.31
CZ07 | cPVVG | New Construction | Cooling | 575589.87 | 0
CZ07 | cPVVG | New Construction | Interior Lighting | 1349949.3 | 0
CZ07 | cPVVG | New Construction | Exterior Lighting | 0 | 0
CZ07 | cPVVG | New Construction | Interior Equipment | 1601390.78 | 137788.4
CZ07 | cPVVG | New Construction | Exterior Equipment | 0 | 0
CZ07 | cPVVG | New Construction | Fans | 484803.69 | 0
CZ07 | cPVVG | New Construction | Pumps | 0 | 0
CZ07 | cPVVG | New Construction | Heat Rejection | 0 | 0
CZ07 | cPVVG | New Construction | Humidification | 0 | 0
CZ07 | cPVVG | New Construction | Heat Recovery | 0 | 0
CZ07 | cPVVG | New Construction | Water Systems | 0 | 530430.33
CZ07 | cPVVG | New Construction | Refrigeration | 0 | 0
CZ07 | cPVVG | New Construction | Generators | 0 | 0
CZ07 | cPVVG | New Construction | Total End Uses | 4011733.65 | 702787.04
CZ08 | cPVVG | New Construction | Heating | 0 | 62076.79
CZ08 | cPVVG | New Construction | Cooling | 663963.81 | 0
CZ08 | cPVVG | New Construction | Interior Lighting | 1349949.3 | 0
CZ08 | cPVVG | New Construction | Exterior Lighting | 0 | 0
CZ08 | cPVVG | New Construction | Interior Equipment | 1601390.78 | 137788.4
CZ08 | cPVVG | New Construction | Exterior Equipment | 0 | 0
CZ08 | cPVVG | New Construction | Fans | 500101.65 | 0
CZ08 | cPVVG | New Construction | Pumps | 0 | 0
CZ08 | cPVVG | New Construction | Heat Rejection | 0 | 0
CZ08 | cPVVG | New Construction | Humidification | 0 | 0
CZ08 | cPVVG | New Construction | Heat Recovery | 0 | 0
CZ08 | cPVVG | New Construction | Water Systems | 0 | 529652.17
CZ08 | cPVVG | New Construction | Refrigeration | 0 | 0
CZ08 | cPVVG | New Construction | Generators | 0 | 0
CZ08 | cPVVG | New Construction | Total End Uses | 4115405.53 | 729517.35
CZ09 | cPVVG | New Construction | Heating | 0 | 50432.64
CZ09 | cPVVG | New Construction | Cooling | 741536.26 | 0
CZ09 | cPVVG | New Construction | Interior Lighting | 1349949.3 | 0
CZ09 | cPVVG | New Construction | Exterior Lighting | 0 | 0
CZ09 | cPVVG | New Construction | Interior Equipment | 1601390.78 | 137788.4
CZ09 | cPVVG | New Construction | Exterior Equipment | 0 | 0
CZ09 | cPVVG | New Construction | Fans | 538938.69 | 0
CZ09 | cPVVG | New Construction | Pumps | 0 | 0
CZ09 | cPVVG | New Construction | Heat Rejection | 0 | 0
CZ09 | cPVVG | New Construction | Humidification | 0 | 0
CZ09 | cPVVG | New Construction | Heat Recovery | 0 | 0
CZ09 | cPVVG | New Construction | Water Systems | 0 | 522293.52
CZ09 | cPVVG | New Construction | Refrigeration | 0 | 0
CZ09 | cPVVG | New Construction | Generators | 0 | 0
CZ09 | cPVVG | New Construction | Total End Uses | 4231815.02 | 710514.55
CZ10 | cPVVG | New Construction | Heating | 0 | 145102.31
CZ10 | cPVVG | New Construction | Cooling | 916354.01 | 0
CZ10 | cPVVG | New Construction | Interior Lighting | 1349949.3 | 0
CZ10 | cPVVG | New Construction | Exterior Lighting | 0 | 0
CZ10 | cPVVG | New Construction | Interior Equipment | 1601390.78 | 137788.4
CZ10 | cPVVG | New Construction | Exterior Equipment | 0 | 0
CZ10 | cPVVG | New Construction | Fans | 544259.61 | 0
CZ10 | cPVVG | New Construction | Pumps | 0 | 0
CZ10 | cPVVG | New Construction | Heat Rejection | 0 | 0
CZ10 | cPVVG | New Construction | Humidification | 0 | 0
CZ10 | cPVVG | New Construction | Heat Recovery | 0 | 0
CZ10 | cPVVG | New Construction | Water Systems | 0 | 518144.99
CZ10 | cPVVG | New Construction | Refrigeration | 0 | 0
CZ10 | cPVVG | New Construction | Generators | 0 | 0
CZ10 | cPVVG | New Construction | Total End Uses | 4411953.69 | 801035.69
CZ11 | cPVVG | New Construction | Heating | 0 | 472099.96
CZ11 | cPVVG | New Construction | Cooling | 918450.3 | 0
CZ11 | cPVVG | New Construction | Interior Lighting | 1349949.3 | 0
CZ11 | cPVVG | New Construction | Exterior Lighting | 0 | 0
CZ11 | cPVVG | New Construction | Interior Equipment | 1601390.78 | 137788.4
CZ11 | cPVVG | New Construction | Exterior Equipment | 0 | 0
CZ11 | cPVVG | New Construction | Fans | 550709.8 | 0
CZ11 | cPVVG | New Construction | Pumps | 0 | 0
CZ11 | cPVVG | New Construction | Heat Rejection | 0 | 0
CZ11 | cPVVG | New Construction | Humidification | 0 | 0
CZ11 | cPVVG | New Construction | Heat Recovery | 0 | 0
CZ11 | cPVVG | New Construction | Water Systems | 0 | 529759.53
CZ11 | cPVVG | New Construction | Refrigeration | 0 | 0
CZ11 | cPVVG | New Construction | Generators | 0 | 0
CZ11 | cPVVG | New Construction | Total End Uses | 4420500.18 | 1139647.89
CZ12 | cPVVG | New Construction | Heating | 0 | 440656.79
CZ12 | cPVVG | New Construction | Cooling | 781486.92 | 0
CZ12 | cPVVG | New Construction | Interior Lighting | 1349949.3 | 0
CZ12 | cPVVG | New Construction | Exterior Lighting | 0 | 0
CZ12 | cPVVG | New Construction | Interior Equipment | 1601390.78 | 137788.4
CZ12 | cPVVG | New Construction | Exterior Equipment | 0 | 0
CZ12 | cPVVG | New Construction | Fans | 511118.08 | 0
CZ12 | cPVVG | New Construction | Pumps | 0 | 0
CZ12 | cPVVG | New Construction | Heat Rejection | 0 | 0
CZ12 | cPVVG | New Construction | Humidification | 0 | 0
CZ12 | cPVVG | New Construction | Heat Recovery | 0 | 0
CZ12 | cPVVG | New Construction | Water Systems | 0 | 544675.59
CZ12 | cPVVG | New Construction | Refrigeration | 0 | 0
CZ12 | cPVVG | New Construction | Generators | 0 | 0
CZ12 | cPVVG | New Construction | Total End Uses | 4243945.08 | 1123120.78
CZ13 | cPVVG | New Construction | Heating | 0 | 379286.68
CZ13 | cPVVG | New Construction | Cooling | 1025596.96 | 0
CZ13 | cPVVG | New Construction | Interior Lighting | 1349949.3 | 0
CZ13 | cPVVG | New Construction | Exterior Lighting | 0 | 0
CZ13 | cPVVG | New Construction | Interior Equipment | 1601390.78 | 137788.4
CZ13 | cPVVG | New Construction | Exterior Equipment | 0 | 0
CZ13 | cPVVG | New Construction | Fans | 566487.93 | 0
CZ13 | cPVVG | New Construction | Pumps | 0 | 0
CZ13 | cPVVG | New Construction | Heat Rejection | 0 | 0
CZ13 | cPVVG | New Construction | Humidification | 0 | 0
CZ13 | cPVVG | New Construction | Heat Recovery | 0 | 0
CZ13 | cPVVG | New Construction | Water Systems | 0 | 514442.9
CZ13 | cPVVG | New Construction | Refrigeration | 0 | 0
CZ13 | cPVVG | New Construction | Generators | 0 | 0
CZ13 | cPVVG | New Construction | Total End Uses | 4543424.97 | 1031517.97
CZ14 | cPVVG | New Construction | Heating | 0 | 225269.3
CZ14 | cPVVG | New Construction | Cooling | 1277154.4 | 0
CZ14 | cPVVG | New Construction | Interior Lighting | 1349949.3 | 0
CZ14 | cPVVG | New Construction | Exterior Lighting | 0 | 0
CZ14 | cPVVG | New Construction | Interior Equipment | 1601390.78 | 137788.4
CZ14 | cPVVG | New Construction | Exterior Equipment | 0 | 0
CZ14 | cPVVG | New Construction | Fans | 638353.14 | 0
CZ14 | cPVVG | New Construction | Pumps | 0 | 0
CZ14 | cPVVG | New Construction | Heat Rejection | 0 | 0
CZ14 | cPVVG | New Construction | Humidification | 0 | 0
CZ14 | cPVVG | New Construction | Heat Recovery | 0 | 0
CZ14 | cPVVG | New Construction | Water Systems | 0 | 488228.3
CZ14 | cPVVG | New Construction | Refrigeration | 0 | 0
CZ14 | cPVVG | New Construction | Generators | 0 | 0
CZ14 | cPVVG | New Construction | Total End Uses | 4866847.62 | 851286
CZ15 | cPVVG | New Construction | Heating | 0 | 53256.38
CZ15 | cPVVG | New Construction | Cooling | 1795662.44 | 0
CZ15 | cPVVG | New Construction | Interior Lighting | 1349949.3 | 0
CZ15 | cPVVG | New Construction | Exterior Lighting | 0 | 0
CZ15 | cPVVG | New Construction | Interior Equipment | 1601390.78 | 137788.4
CZ15 | cPVVG | New Construction | Exterior Equipment | 0 | 0
CZ15 | cPVVG | New Construction | Fans | 703272.96 | 0
CZ15 | cPVVG | New Construction | Pumps | 0 | 0
CZ15 | cPVVG | New Construction | Heat Rejection | 0 | 0
CZ15 | cPVVG | New Construction | Humidification | 0 | 0
CZ15 | cPVVG | New Construction | Heat Recovery | 0 | 0
CZ15 | cPVVG | New Construction | Water Systems | 0 | 433459.32
CZ15 | cPVVG | New Construction | Refrigeration | 0 | 0
CZ15 | cPVVG | New Construction | Generators | 0 | 0
CZ15 | cPVVG | New Construction | Total End Uses | 5450275.48 | 624504.1
CZ16 | cPVVG | New Construction | Heating | 0 | 720460.34
CZ16 | cPVVG | New Construction | Cooling | 841706.51 | 0
CZ16 | cPVVG | New Construction | Interior Lighting | 1349949.3 | 0
CZ16 | cPVVG | New Construction | Exterior Lighting | 0 | 0
CZ16 | cPVVG | New Construction | Interior Equipment | 1601390.78 | 137788.4
CZ16 | cPVVG | New Construction | Exterior Equipment | 0 | 0
CZ16 | cPVVG | New Construction | Fans | 609036.8 | 0
CZ16 | cPVVG | New Construction | Pumps | 0 | 0
CZ16 | cPVVG | New Construction | Heat Rejection | 0 | 0
CZ16 | cPVVG | New Construction | Humidification | 0 | 0
CZ16 | cPVVG | New Construction | Heat Recovery | 0 | 0
CZ16 | cPVVG | New Construction | Water Systems | 0 | 576106.31
CZ16 | cPVVG | New Construction | Refrigeration | 0 | 0
CZ16 | cPVVG | New Construction | Generators | 0 | 0
CZ16 | cPVVG | New Construction | Total End Uses | 4402083.39 | 1434355.05

## Raw_endusebreakdownannual (hidden)
Vintage | Climate Zone | HVAC System | End Use | Electricity [kBtu] | Natural Gas [kBtu]
Existing | CZ01 | cAVVG | Heating | 0 | 676261.53
Existing | CZ01 | cAVVG | Cooling | 71621.49 | 0
Existing | CZ01 | cAVVG | Interior Lighting | 2621196.56 | 0
Existing | CZ01 | cAVVG | Exterior Lighting | 0 | 0
Existing | CZ01 | cAVVG | Interior Equipment | 1601390.78 | 137788.4
Existing | CZ01 | cAVVG | Exterior Equipment | 0 | 0
Existing | CZ01 | cAVVG | Fans | 516273.36 | 0
Existing | CZ01 | cAVVG | Pumps | 4117.72 | 0
Existing | CZ01 | cAVVG | Heat Rejection | 0 | 0
Existing | CZ01 | cAVVG | Humidification | 0 | 0
Existing | CZ01 | cAVVG | Heat Recovery | 0 | 0
Existing | CZ01 | cAVVG | Water Systems | 0 | 637512.46
Existing | CZ01 | cAVVG | Refrigeration | 0 | 0
Existing | CZ01 | cAVVG | Generators | 0 | 0
Existing | CZ01 | cAVVG | Total End Uses | 4814599.92 | 1451562.39
Existing | CZ02 | cAVVG | Heating | 0 | 513629.55
Existing | CZ02 | cAVVG | Cooling | 704983.58 | 0
Existing | CZ02 | cAVVG | Interior Lighting | 2621196.56 | 0
Existing | CZ02 | cAVVG | Exterior Lighting | 0 | 0
Existing | CZ02 | cAVVG | Interior Equipment | 1601390.78 | 137788.4
Existing | CZ02 | cAVVG | Exterior Equipment | 0 | 0
Existing | CZ02 | cAVVG | Fans | 687881.27 | 0
Existing | CZ02 | cAVVG | Pumps | 27787.64 | 0
Existing | CZ02 | cAVVG | Heat Rejection | 0 | 0
Existing | CZ02 | cAVVG | Humidification | 0 | 0
Existing | CZ02 | cAVVG | Heat Recovery | 0 | 0
Existing | CZ02 | cAVVG | Water Systems | 0 | 585828.91
Existing | CZ02 | cAVVG | Refrigeration | 0 | 0
Existing | CZ02 | cAVVG | Generators | 0 | 0
Existing | CZ02 | cAVVG | Total End Uses | 5643239.83 | 1237246.85
Existing | CZ03 | cAVVG | Heating | 0 | 294319.13
Existing | CZ03 | cAVVG | Cooling | 449559.53 | 0
Existing | CZ03 | cAVVG | Interior Lighting | 2621196.56 | 0
Existing | CZ03 | cAVVG | Exterior Lighting | 0 | 0
Existing | CZ03 | cAVVG | Interior Equipment | 1601390.78 | 137788.4
Existing | CZ03 | cAVVG | Exterior Equipment | 0 | 0
Existing | CZ03 | cAVVG | Fans | 560709.29 | 0
Existing | CZ03 | cAVVG | Pumps | 22121.22 | 0
Existing | CZ03 | cAVVG | Heat Rejection | 0 | 0
Existing | CZ03 | cAVVG | Humidification | 0 | 0
Existing | CZ03 | cAVVG | Heat Recovery | 0 | 0
Existing | CZ03 | cAVVG | Water Systems | 0 | 583539.96
Existing | CZ03 | cAVVG | Refrigeration | 0 | 0
Existing | CZ03 | cAVVG | Generators | 0 | 0
Existing | CZ03 | cAVVG | Total End Uses | 5254977.39 | 1015647.48
Existing | CZ04 | cAVVG | Heating | 0 | 280600.76
Existing | CZ04 | cAVVG | Cooling | 827869.25 | 0
Existing | CZ04 | cAVVG | Interior Lighting | 2621196.56 | 0
Existing | CZ04 | cAVVG | Exterior Lighting | 0 | 0
Existing | CZ04 | cAVVG | Interior Equipment | 1601390.78 | 137788.4
Existing | CZ04 | cAVVG | Exterior Equipment | 0 | 0
Existing | CZ04 | cAVVG | Fans | 732334.65 | 0
Existing | CZ04 | cAVVG | Pumps | 31622.31 | 0
Existing | CZ04 | cAVVG | Heat Rejection | 0 | 0
Existing | CZ04 | cAVVG | Humidification | 0 | 0
Existing | CZ04 | cAVVG | Heat Recovery | 0 | 0
Existing | CZ04 | cAVVG | Water Systems | 0 | 563548.72
Existing | CZ04 | cAVVG | Refrigeration | 0 | 0
Existing | CZ04 | cAVVG | Generators | 0 | 0
Existing | CZ04 | cAVVG | Total End Uses | 5814413.55 | 981937.88
Existing | CZ05 | cAVVG | Heating | 0 | 283365.54
Existing | CZ05 | cAVVG | Cooling | 536361.4 | 0
Existing | CZ05 | cAVVG | Interior Lighting | 2621196.56 | 0
Existing | CZ05 | cAVVG | Exterior Lighting | 0 | 0
Existing | CZ05 | cAVVG | Interior Equipment | 1601390.78 | 137788.4
Existing | CZ05 | cAVVG | Exterior Equipment | 0 | 0
Existing | CZ05 | cAVVG | Fans | 572885.08 | 0
Existing | CZ05 | cAVVG | Pumps | 21905.25 | 0
Existing | CZ05 | cAVVG | Heat Rejection | 0 | 0
Existing | CZ05 | cAVVG | Humidification | 0 | 0
Existing | CZ05 | cAVVG | Heat Recovery | 0 | 0
Existing | CZ05 | cAVVG | Water Systems | 0 | 583568.08
Existing | CZ05 | cAVVG | Refrigeration | 0 | 0
Existing | CZ05 | cAVVG | Generators | 0 | 0
Existing | CZ05 | cAVVG | Total End Uses | 5353739.07 | 1004722.01
Existing | CZ06 | cAVVG | Heating | 0 | 72165.06
Existing | CZ06 | cAVVG | Cooling | 914619.85 | 0
Existing | CZ06 | cAVVG | Interior Lighting | 2621196.56 | 0
Existing | CZ06 | cAVVG | Exterior Lighting | 0 | 0
Existing | CZ06 | cAVVG | Interior Equipment | 1601390.78 | 137788.4
Existing | CZ06 | cAVVG | Exterior Equipment | 0 | 0
Existing | CZ06 | cAVVG | Fans | 801046.64 | 0
Existing | CZ06 | cAVVG | Pumps | 37930.87 | 0
Existing | CZ06 | cAVVG | Heat Rejection | 0 | 0
Existing | CZ06 | cAVVG | Humidification | 0 | 0
Existing | CZ06 | cAVVG | Heat Recovery | 0 | 0
Existing | CZ06 | cAVVG | Water Systems | 0 | 537578.75
Existing | CZ06 | cAVVG | Refrigeration | 0 | 0
Existing | CZ06 | cAVVG | Generators | 0 | 0
Existing | CZ06 | cAVVG | Total End Uses | 5976184.7 | 747532.21
Existing | CZ07 | cAVVG | Heating | 0 | 73776.99
Existing | CZ07 | cAVVG | Cooling | 1039013.93 | 0
Existing | CZ07 | cAVVG | Interior Lighting | 2621196.56 | 0
Existing | CZ07 | cAVVG | Exterior Lighting | 0 | 0
Existing | CZ07 | cAVVG | Interior Equipment | 1601390.78 | 137788.4
Existing | CZ07 | cAVVG | Exterior Equipment | 0 | 0
Existing | CZ07 | cAVVG | Fans | 891805.84 | 0
Existing | CZ07 | cAVVG | Pumps | 41984.83 | 0
Existing | CZ07 | cAVVG | Heat Rejection | 0 | 0
Existing | CZ07 | cAVVG | Humidification | 0 | 0
Existing | CZ07 | cAVVG | Heat Recovery | 0 | 0
Existing | CZ07 | cAVVG | Water Systems | 0 | 530730.27
Existing | CZ07 | cAVVG | Refrigeration | 0 | 0
Existing | CZ07 | cAVVG | Generators | 0 | 0
Existing | CZ07 | cAVVG | Total End Uses | 6195391.95 | 742295.66
Existing | CZ08 | cAVVG | Heating | 0 | 130170.79
Existing | CZ08 | cAVVG | Cooling | 1175925.74 | 0
Existing | CZ08 | cAVVG | Interior Lighting | 2621196.56 | 0
Existing | CZ08 | cAVVG | Exterior Lighting | 0 | 0
Existing | CZ08 | cAVVG | Interior Equipment | 1601390.78 | 137788.4
Existing | CZ08 | cAVVG | Exterior Equipment | 0 | 0
Existing | CZ08 | cAVVG | Fans | 839540.67 | 0
Existing | CZ08 | cAVVG | Pumps | 32438.77 | 0
Existing | CZ08 | cAVVG | Heat Rejection | 0 | 0
Existing | CZ08 | cAVVG | Humidification | 0 | 0
Existing | CZ08 | cAVVG | Heat Recovery | 0 | 0
Existing | CZ08 | cAVVG | Water Systems | 0 | 529987.83
Existing | CZ08 | cAVVG | Refrigeration | 0 | 0
Existing | CZ08 | cAVVG | Generators | 0 | 0
Existing | CZ08 | cAVVG | Total End Uses | 6270492.51 | 797947.02
Existing | CZ09 | cAVVG | Heating | 0 | 115586.71
Existing | CZ09 | cAVVG | Cooling | 1361766.33 | 0
Existing | CZ09 | cAVVG | Interior Lighting | 2621196.56 | 0
Existing | CZ09 | cAVVG | Exterior Lighting | 0 | 0
Existing | CZ09 | cAVVG | Interior Equipment | 1601390.78 | 137788.4
Existing | CZ09 | cAVVG | Exterior Equipment | 0 | 0
Existing | CZ09 | cAVVG | Fans | 984856.21 | 0
Existing | CZ09 | cAVVG | Pumps | 48342.35 | 0
Existing | CZ09 | cAVVG | Heat Rejection | 0 | 0
Existing | CZ09 | cAVVG | Humidification | 0 | 0
Existing | CZ09 | cAVVG | Heat Recovery | 0 | 0
Existing | CZ09 | cAVVG | Water Systems | 0 | 522623.62
Existing | CZ09 | cAVVG | Refrigeration | 0 | 0
Existing | CZ09 | cAVVG | Generators | 0 | 0
Existing | CZ09 | cAVVG | Total End Uses | 6617552.23 | 775998.72
Existing | CZ10 | cAVVG | Heating | 0 | 220105.11
Existing | CZ10 | cAVVG | Cooling | 1561012.03 | 0
Existing | CZ10 | cAVVG | Interior Lighting | 2621196.56 | 0
Existing | CZ10 | cAVVG | Exterior Lighting | 0 | 0
Existing | CZ10 | cAVVG | Interior Equipment | 1601390.78 | 137788.4
Existing | CZ10 | cAVVG | Exterior Equipment | 0 | 0
Existing | CZ10 | cAVVG | Fans | 965309.48 | 0
Existing | CZ10 | cAVVG | Pumps | 32779.36 | 0
Existing | CZ10 | cAVVG | Heat Rejection | 0 | 0
Existing | CZ10 | cAVVG | Humidification | 0 | 0
Existing | CZ10 | cAVVG | Heat Recovery | 0 | 0
Existing | CZ10 | cAVVG | Water Systems | 0 | 518560.25
Existing | CZ10 | cAVVG | Refrigeration | 0 | 0
Existing | CZ10 | cAVVG | Generators | 0 | 0
Existing | CZ10 | cAVVG | Total End Uses | 6781688.21 | 876453.75
Existing | CZ11 | cAVVG | Heating | 0 | 566968.92
Existing | CZ11 | cAVVG | Cooling | 1524803.36 | 0
Existing | CZ11 | cAVVG | Interior Lighting | 2621196.56 | 0
Existing | CZ11 | cAVVG | Exterior Lighting | 0 | 0
Existing | CZ11 | cAVVG | Interior Equipment | 1601390.78 | 137788.4
Existing | CZ11 | cAVVG | Exterior Equipment | 0 | 0
Existing | CZ11 | cAVVG | Fans | 931911.04 | 0
Existing | CZ11 | cAVVG | Pumps | 29163.28 | 0
Existing | CZ11 | cAVVG | Heat Rejection | 0 | 0
Existing | CZ11 | cAVVG | Humidification | 0 | 0
Existing | CZ11 | cAVVG | Heat Recovery | 0 | 0
Existing | CZ11 | cAVVG | Water Systems | 0 | 530132.67
Existing | CZ11 | cAVVG | Refrigeration | 0 | 0
Existing | CZ11 | cAVVG | Generators | 0 | 0
Existing | CZ11 | cAVVG | Total End Uses | 6708465.03 | 1234889.99
Existing | CZ12 | cAVVG | Heating | 0 | 506983.62
Existing | CZ12 | cAVVG | Cooling | 1312473.83 | 0
Existing | CZ12 | cAVVG | Interior Lighting | 2621196.56 | 0
Existing | CZ12 | cAVVG | Exterior Lighting | 0 | 0
Existing | CZ12 | cAVVG | Interior Equipment | 1601390.78 | 137788.4
Existing | CZ12 | cAVVG | Exterior Equipment | 0 | 0
Existing | CZ12 | cAVVG | Fans | 851742.34 | 0
Existing | CZ12 | cAVVG | Pumps | 29285.57 | 0
Existing | CZ12 | cAVVG | Heat Rejection | 0 | 0
Existing | CZ12 | cAVVG | Humidification | 0 | 0
Existing | CZ12 | cAVVG | Heat Recovery | 0 | 0
Existing | CZ12 | cAVVG | Water Systems | 0 | 544999.76
Existing | CZ12 | cAVVG | Refrigeration | 0 | 0
Existing | CZ12 | cAVVG | Generators | 0 | 0
Existing | CZ12 | cAVVG | Total End Uses | 6416089.08 | 1189771.78
Existing | CZ13 | cAVVG | Heating | 0 | 424071.02
Existing | CZ13 | cAVVG | Cooling | 1691104.71 | 0
Existing | CZ13 | cAVVG | Interior Lighting | 2621196.56 | 0
Existing | CZ13 | cAVVG | Exterior Lighting | 0 | 0
Existing | CZ13 | cAVVG | Interior Equipment | 1601390.78 | 137788.4
Existing | CZ13 | cAVVG | Exterior Equipment | 0 | 0
Existing | CZ13 | cAVVG | Fans | 990484.63 | 0
Existing | CZ13 | cAVVG | Pumps | 33356.84 | 0
Existing | CZ13 | cAVVG | Heat Rejection | 0 | 0
Existing | CZ13 | cAVVG | Humidification | 0 | 0
Existing | CZ13 | cAVVG | Heat Recovery | 0 | 0
Existing | CZ13 | cAVVG | Water Systems | 0 | 514766.08
Existing | CZ13 | cAVVG | Refrigeration | 0 | 0
Existing | CZ13 | cAVVG | Generators | 0 | 0
Existing | CZ13 | cAVVG | Total End Uses | 6937533.52 | 1076625.5
Existing | CZ14 | cAVVG | Heating | 0 | 309219.93
Existing | CZ14 | cAVVG | Cooling | 2084096 | 0
Existing | CZ14 | cAVVG | Interior Lighting | 2621196.56 | 0
Existing | CZ14 | cAVVG | Exterior Lighting | 0 | 0
Existing | CZ14 | cAVVG | Interior Equipment | 1601390.78 | 137788.4
Existing | CZ14 | cAVVG | Exterior Equipment | 0 | 0
Existing | CZ14 | cAVVG | Fans | 1168091.83 | 0
Existing | CZ14 | cAVVG | Pumps | 52077.67 | 0
Existing | CZ14 | cAVVG | Heat Rejection | 0 | 0
Existing | CZ14 | cAVVG | Humidification | 0 | 0
Existing | CZ14 | cAVVG | Heat Recovery | 0 | 0
Existing | CZ14 | cAVVG | Water Systems | 0 | 488716.47
Existing | CZ14 | cAVVG | Refrigeration | 0 | 0
Existing | CZ14 | cAVVG | Generators | 0 | 0
Existing | CZ14 | cAVVG | Total End Uses | 7526852.84 | 935724.79
Existing | CZ15 | cAVVG | Heating | 0 | 126593.96
Existing | CZ15 | cAVVG | Cooling | 2980412.49 | 0
Existing | CZ15 | cAVVG | Interior Lighting | 2621196.56 | 0
Existing | CZ15 | cAVVG | Exterior Lighting | 0 | 0
Existing | CZ15 | cAVVG | Interior Equipment | 1601390.78 | 137788.4
Existing | CZ15 | cAVVG | Exterior Equipment | 0 | 0
Existing | CZ15 | cAVVG | Fans | 1271170.25 | 0
Existing | CZ15 | cAVVG | Pumps | 45195.47 | 0
Existing | CZ15 | cAVVG | Heat Rejection | 0 | 0
Existing | CZ15 | cAVVG | Humidification | 0 | 0
Existing | CZ15 | cAVVG | Heat Recovery | 0 | 0
Existing | CZ15 | cAVVG | Water Systems | 0 | 433910.06
Existing | CZ15 | cAVVG | Refrigeration | 0 | 0
Existing | CZ15 | cAVVG | Generators | 0 | 0
Existing | CZ15 | cAVVG | Total End Uses | 8519365.55 | 698292.41
Existing | CZ16 | cAVVG | Heating | 0 | 976090.94
Existing | CZ16 | cAVVG | Cooling | 1414776.1 | 0
Existing | CZ16 | cAVVG | Interior Lighting | 2621196.56 | 0
Existing | CZ16 | cAVVG | Exterior Lighting | 0 | 0
Existing | CZ16 | cAVVG | Interior Equipment | 1601390.78 | 137788.4
Existing | CZ16 | cAVVG | Exterior Equipment | 0 | 0
Existing | CZ16 | cAVVG | Fans | 1125969.15 | 0
Existing | CZ16 | cAVVG | Pumps | 36118.88 | 0
Existing | CZ16 | cAVVG | Heat Rejection | 0 | 0
Existing | CZ16 | cAVVG | Humidification | 0 | 0
Existing | CZ16 | cAVVG | Heat Recovery | 0 | 0
Existing | CZ16 | cAVVG | Water Systems | 0 | 576321.33
Existing | CZ16 | cAVVG | Refrigeration | 0 | 0
Existing | CZ16 | cAVVG | Generators | 0 | 0
Existing | CZ16 | cAVVG | Total End Uses | 6799451.47 | 1690200.67
New Construction | CZ01 | cAVVG | Heating | 0 | 656157.24
New Construction | CZ01 | cAVVG | Cooling | 57983.25 | 0
New Construction | CZ01 | cAVVG | Interior Lighting | 1349949.3 | 0
New Construction | CZ01 | cAVVG | Exterior Lighting | 0 | 0
New Construction | CZ01 | cAVVG | Interior Equipment | 1601390.78 | 137788.4
New Construction | CZ01 | cAVVG | Exterior Equipment | 0 | 0
New Construction | CZ01 | cAVVG | Fans | 550592.36 | 0
New Construction | CZ01 | cAVVG | Pumps | 3158.68 | 0
New Construction | CZ01 | cAVVG | Heat Rejection | 0 | 0
New Construction | CZ01 | cAVVG | Humidification | 0 | 0
New Construction | CZ01 | cAVVG | Heat Recovery | 0 | 0
New Construction | CZ01 | cAVVG | Water Systems | 0 | 637437.85
New Construction | CZ01 | cAVVG | Refrigeration | 0 | 0
New Construction | CZ01 | cAVVG | Generators | 0 | 0
New Construction | CZ01 | cAVVG | Total End Uses | 3563074.37 | 1431383.48
New Construction | CZ02 | cAVVG | Heating | 0 | 454625.55
New Construction | CZ02 | cAVVG | Cooling | 517463.18 | 0
New Construction | CZ02 | cAVVG | Interior Lighting | 1349949.3 | 0
New Construction | CZ02 | cAVVG | Exterior Lighting | 0 | 0
New Construction | CZ02 | cAVVG | Interior Equipment | 1601390.78 | 137788.4
New Construction | CZ02 | cAVVG | Exterior Equipment | 0 | 0
New Construction | CZ02 | cAVVG | Fans | 576162.15 | 0
New Construction | CZ02 | cAVVG | Pumps | 14938.25 | 0
New Construction | CZ02 | cAVVG | Heat Rejection | 0 | 0
New Construction | CZ02 | cAVVG | Humidification | 0 | 0
New Construction | CZ02 | cAVVG | Heat Recovery | 0 | 0
New Construction | CZ02 | cAVVG | Water Systems | 0 | 585553.31
New Construction | CZ02 | cAVVG | Refrigeration | 0 | 0
New Construction | CZ02 | cAVVG | Generators | 0 | 0
New Construction | CZ02 | cAVVG | Total End Uses | 4059903.66 | 1177967.26
New Construction | CZ03 | cAVVG | Heating | 0 | 272615.42
New Construction | CZ03 | cAVVG | Cooling | 332472.62 | 0
New Construction | CZ03 | cAVVG | Interior Lighting | 1349949.3 | 0
New Construction | CZ03 | cAVVG | Exterior Lighting | 0 | 0
New Construction | CZ03 | cAVVG | Interior Equipment | 1601390.78 | 137788.4
New Construction | CZ03 | cAVVG | Exterior Equipment | 0 | 0
New Construction | CZ03 | cAVVG | Fans | 485796.59 | 0
New Construction | CZ03 | cAVVG | Pumps | 16279.79 | 0
New Construction | CZ03 | cAVVG | Heat Rejection | 0 | 0
New Construction | CZ03 | cAVVG | Humidification | 0 | 0
New Construction | CZ03 | cAVVG | Heat Recovery | 0 | 0
New Construction | CZ03 | cAVVG | Water Systems | 0 | 583280.09
New Construction | CZ03 | cAVVG | Refrigeration | 0 | 0
New Construction | CZ03 | cAVVG | Generators | 0 | 0
New Construction | CZ03 | cAVVG | Total End Uses | 3785889.07 | 993683.9
New Construction | CZ04 | cAVVG | Heating | 0 | 243506.05
New Construction | CZ04 | cAVVG | Cooling | 605120.81 | 0
New Construction | CZ04 | cAVVG | Interior Lighting | 1349949.3 | 0
New Construction | CZ04 | cAVVG | Exterior Lighting | 0 | 0
New Construction | CZ04 | cAVVG | Interior Equipment | 1601390.78 | 137788.4
New Construction | CZ04 | cAVVG | Exterior Equipment | 0 | 0
New Construction | CZ04 | cAVVG | Fans | 567930.24 | 0
New Construction | CZ04 | cAVVG | Pumps | 16737.68 | 0
New Construction | CZ04 | cAVVG | Heat Rejection | 0 | 0
New Construction | CZ04 | cAVVG | Humidification | 0 | 0
New Construction | CZ04 | cAVVG | Heat Recovery | 0 | 0
New Construction | CZ04 | cAVVG | Water Systems | 0 | 563266.47
New Construction | CZ04 | cAVVG | Refrigeration | 0 | 0
New Construction | CZ04 | cAVVG | Generators | 0 | 0
New Construction | CZ04 | cAVVG | Total End Uses | 4141128.8 | 944560.92
New Construction | CZ05 | cAVVG | Heating | 0 | 238850.23
New Construction | CZ05 | cAVVG | Cooling | 393402.65 | 0
New Construction | CZ05 | cAVVG | Interior Lighting | 1349949.3 | 0
New Construction | CZ05 | cAVVG | Exterior Lighting | 0 | 0
New Construction | CZ05 | cAVVG | Interior Equipment | 1601390.78 | 137788.4
New Construction | CZ05 | cAVVG | Exterior Equipment | 0 | 0
New Construction | CZ05 | cAVVG | Fans | 487780.25 | 0
New Construction | CZ05 | cAVVG | Pumps | 15783.31 | 0
New Construction | CZ05 | cAVVG | Heat Rejection | 0 | 0
New Construction | CZ05 | cAVVG | Humidification | 0 | 0
New Construction | CZ05 | cAVVG | Heat Recovery | 0 | 0
New Construction | CZ05 | cAVVG | Water Systems | 0 | 583278.19
New Construction | CZ05 | cAVVG | Refrigeration | 0 | 0
New Construction | CZ05 | cAVVG | Generators | 0 | 0
New Construction | CZ05 | cAVVG | Total End Uses | 3848306.28 | 959916.82
New Construction | CZ06 | cAVVG | Heating | 0 | 54059.35
New Construction | CZ06 | cAVVG | Cooling | 671945.49 | 0
New Construction | CZ06 | cAVVG | Interior Lighting | 1349949.3 | 0
New Construction | CZ06 | cAVVG | Exterior Lighting | 0 | 0
New Construction | CZ06 | cAVVG | Interior Equipment | 1601390.78 | 137788.4
New Construction | CZ06 | cAVVG | Exterior Equipment | 0 | 0
New Construction | CZ06 | cAVVG | Fans | 603321.67 | 0
New Construction | CZ06 | cAVVG | Pumps | 27748.81 | 0
New Construction | CZ06 | cAVVG | Heat Rejection | 0 | 0
New Construction | CZ06 | cAVVG | Humidification | 0 | 0
New Construction | CZ06 | cAVVG | Heat Recovery | 0 | 0
New Construction | CZ06 | cAVVG | Water Systems | 0 | 537268.23
New Construction | CZ06 | cAVVG | Refrigeration | 0 | 0
New Construction | CZ06 | cAVVG | Generators | 0 | 0
New Construction | CZ06 | cAVVG | Total End Uses | 4254356.05 | 729115.98
New Construction | CZ07 | cAVVG | Heating | 0 | 72615.58
New Construction | CZ07 | cAVVG | Cooling | 778466.98 | 0
New Construction | CZ07 | cAVVG | Interior Lighting | 1349949.3 | 0
New Construction | CZ07 | cAVVG | Exterior Lighting | 0 | 0
New Construction | CZ07 | cAVVG | Interior Equipment | 1601390.78 | 137788.4
New Construction | CZ07 | cAVVG | Exterior Equipment | 0 | 0
New Construction | CZ07 | cAVVG | Fans | 630960.88 | 0
New Construction | CZ07 | cAVVG | Pumps | 23694.7 | 0
New Construction | CZ07 | cAVVG | Heat Rejection | 0 | 0
New Construction | CZ07 | cAVVG | Humidification | 0 | 0
New Construction | CZ07 | cAVVG | Heat Recovery | 0 | 0
New Construction | CZ07 | cAVVG | Water Systems | 0 | 530351.52
New Construction | CZ07 | cAVVG | Refrigeration | 0 | 0
New Construction | CZ07 | cAVVG | Generators | 0 | 0
New Construction | CZ07 | cAVVG | Total End Uses | 4384462.64 | 740755.49
New Construction | CZ08 | cAVVG | Heating | 0 | 96726.33
New Construction | CZ08 | cAVVG | Cooling | 882619.47 | 0
New Construction | CZ08 | cAVVG | Interior Lighting | 1349949.3 | 0
New Construction | CZ08 | cAVVG | Exterior Lighting | 0 | 0
New Construction | CZ08 | cAVVG | Interior Equipment | 1601390.78 | 137788.4
New Construction | CZ08 | cAVVG | Exterior Equipment | 0 | 0
New Construction | CZ08 | cAVVG | Fans | 640387.8 | 0
New Construction | CZ08 | cAVVG | Pumps | 23629.45 | 0
New Construction | CZ08 | cAVVG | Heat Rejection | 0 | 0
New Construction | CZ08 | cAVVG | Humidification | 0 | 0
New Construction | CZ08 | cAVVG | Heat Recovery | 0 | 0
New Construction | CZ08 | cAVVG | Water Systems | 0 | 529691.49
New Construction | CZ08 | cAVVG | Refrigeration | 0 | 0
New Construction | CZ08 | cAVVG | Generators | 0 | 0
New Construction | CZ08 | cAVVG | Total End Uses | 4497976.8 | 764206.22
New Construction | CZ09 | cAVVG | Heating | 0 | 98219.96
New Construction | CZ09 | cAVVG | Cooling | 989627.07 | 0
New Construction | CZ09 | cAVVG | Interior Lighting | 1349949.3 | 0
New Construction | CZ09 | cAVVG | Exterior Lighting | 0 | 0
New Construction | CZ09 | cAVVG | Interior Equipment | 1601390.78 | 137788.4
New Construction | CZ09 | cAVVG | Exterior Equipment | 0 | 0
New Construction | CZ09 | cAVVG | Fans | 687363.87 | 0
New Construction | CZ09 | cAVVG | Pumps | 24905.43 | 0
New Construction | CZ09 | cAVVG | Heat Rejection | 0 | 0
New Construction | CZ09 | cAVVG | Humidification | 0 | 0
New Construction | CZ09 | cAVVG | Heat Recovery | 0 | 0
New Construction | CZ09 | cAVVG | Water Systems | 0 | 522288.12
New Construction | CZ09 | cAVVG | Refrigeration | 0 | 0
New Construction | CZ09 | cAVVG | Generators | 0 | 0
New Construction | CZ09 | cAVVG | Total End Uses | 4653236.46 | 758296.48
New Construction | CZ10 | cAVVG | Heating | 0 | 188154.97
New Construction | CZ10 | cAVVG | Cooling | 1198052.82 | 0
New Construction | CZ10 | cAVVG | Interior Lighting | 1349949.3 | 0
New Construction | CZ10 | cAVVG | Exterior Lighting | 0 | 0
New Construction | CZ10 | cAVVG | Interior Equipment | 1601390.78 | 137788.4
New Construction | CZ10 | cAVVG | Exterior Equipment | 0 | 0
New Construction | CZ10 | cAVVG | Fans | 745269.96 | 0
New Construction | CZ10 | cAVVG | Pumps | 24282.16 | 0
New Construction | CZ10 | cAVVG | Heat Rejection | 0 | 0
New Construction | CZ10 | cAVVG | Humidification | 0 | 0
New Construction | CZ10 | cAVVG | Heat Recovery | 0 | 0
New Construction | CZ10 | cAVVG | Water Systems | 0 | 518160.39
New Construction | CZ10 | cAVVG | Refrigeration | 0 | 0
New Construction | CZ10 | cAVVG | Generators | 0 | 0
New Construction | CZ10 | cAVVG | Total End Uses | 4918945.02 | 844103.75
New Construction | CZ11 | cAVVG | Heating | 0 | 502815.37
New Construction | CZ11 | cAVVG | Cooling | 1181470.2 | 0
New Construction | CZ11 | cAVVG | Interior Lighting | 1349949.3 | 0
New Construction | CZ11 | cAVVG | Exterior Lighting | 0 | 0
New Construction | CZ11 | cAVVG | Interior Equipment | 1601390.78 | 137788.4
New Construction | CZ11 | cAVVG | Exterior Equipment | 0 | 0
New Construction | CZ11 | cAVVG | Fans | 763479.03 | 0
New Construction | CZ11 | cAVVG | Pumps | 21298.39 | 0
New Construction | CZ11 | cAVVG | Heat Rejection | 0 | 0
New Construction | CZ11 | cAVVG | Humidification | 0 | 0
New Construction | CZ11 | cAVVG | Heat Recovery | 0 | 0
New Construction | CZ11 | cAVVG | Water Systems | 0 | 529826.41
New Construction | CZ11 | cAVVG | Refrigeration | 0 | 0
New Construction | CZ11 | cAVVG | Generators | 0 | 0
New Construction | CZ11 | cAVVG | Total End Uses | 4917587.7 | 1170430.17
New Construction | CZ12 | cAVVG | Heating | 0 | 454991.05
New Construction | CZ12 | cAVVG | Cooling | 1010011.74 | 0
New Construction | CZ12 | cAVVG | Interior Lighting | 1349949.3 | 0
New Construction | CZ12 | cAVVG | Exterior Lighting | 0 | 0
New Construction | CZ12 | cAVVG | Interior Equipment | 1601390.78 | 137788.4
New Construction | CZ12 | cAVVG | Exterior Equipment | 0 | 0
New Construction | CZ12 | cAVVG | Fans | 703700.33 | 0
New Construction | CZ12 | cAVVG | Pumps | 21674.15 | 0
New Construction | CZ12 | cAVVG | Heat Rejection | 0 | 0
New Construction | CZ12 | cAVVG | Humidification | 0 | 0
New Construction | CZ12 | cAVVG | Heat Recovery | 0 | 0
New Construction | CZ12 | cAVVG | Water Systems | 0 | 544676.24
New Construction | CZ12 | cAVVG | Refrigeration | 0 | 0
New Construction | CZ12 | cAVVG | Generators | 0 | 0
New Construction | CZ12 | cAVVG | Total End Uses | 4686726.31 | 1137455.69
New Construction | CZ13 | cAVVG | Heating | 0 | 394251.18
New Construction | CZ13 | cAVVG | Cooling | 1301640.15 | 0
New Construction | CZ13 | cAVVG | Interior Lighting | 1349949.3 | 0
New Construction | CZ13 | cAVVG | Exterior Lighting | 0 | 0
New Construction | CZ13 | cAVVG | Interior Equipment | 1601390.78 | 137788.4
New Construction | CZ13 | cAVVG | Exterior Equipment | 0 | 0
New Construction | CZ13 | cAVVG | Fans | 789286.68 | 0
New Construction | CZ13 | cAVVG | Pumps | 24616.81 | 0
New Construction | CZ13 | cAVVG | Heat Rejection | 0 | 0
New Construction | CZ13 | cAVVG | Humidification | 0 | 0
New Construction | CZ13 | cAVVG | Heat Recovery | 0 | 0
New Construction | CZ13 | cAVVG | Water Systems | 0 | 514446.75
New Construction | CZ13 | cAVVG | Refrigeration | 0 | 0
New Construction | CZ13 | cAVVG | Generators | 0 | 0
New Construction | CZ13 | cAVVG | Total End Uses | 5066883.71 | 1046486.33
New Construction | CZ14 | cAVVG | Heating | 0 | 281824.38
New Construction | CZ14 | cAVVG | Cooling | 1607550.69 | 0
New Construction | CZ14 | cAVVG | Interior Lighting | 1349949.3 | 0
New Construction | CZ14 | cAVVG | Exterior Lighting | 0 | 0
New Construction | CZ14 | cAVVG | Interior Equipment | 1601390.78 | 137788.4
New Construction | CZ14 | cAVVG | Exterior Equipment | 0 | 0
New Construction | CZ14 | cAVVG | Fans | 847407.45 | 0
New Construction | CZ14 | cAVVG | Pumps | 22196.12 | 0
New Construction | CZ14 | cAVVG | Heat Rejection | 0 | 0
New Construction | CZ14 | cAVVG | Humidification | 0 | 0
New Construction | CZ14 | cAVVG | Heat Recovery | 0 | 0
New Construction | CZ14 | cAVVG | Water Systems | 0 | 488329.92
New Construction | CZ14 | cAVVG | Refrigeration | 0 | 0
New Construction | CZ14 | cAVVG | Generators | 0 | 0
New Construction | CZ14 | cAVVG | Total End Uses | 5428494.34 | 907942.69
New Construction | CZ15 | cAVVG | Heating | 0 | 125222.29
New Construction | CZ15 | cAVVG | Cooling | 2369025.01 | 0
New Construction | CZ15 | cAVVG | Interior Lighting | 1349949.3 | 0
New Construction | CZ15 | cAVVG | Exterior Lighting | 0 | 0
New Construction | CZ15 | cAVVG | Interior Equipment | 1601390.78 | 137788.4
New Construction | CZ15 | cAVVG | Exterior Equipment | 0 | 0
New Construction | CZ15 | cAVVG | Fans | 931412.28 | 0
New Construction | CZ15 | cAVVG | Pumps | 34742.29 | 0
New Construction | CZ15 | cAVVG | Heat Rejection | 0 | 0
New Construction | CZ15 | cAVVG | Humidification | 0 | 0
New Construction | CZ15 | cAVVG | Heat Recovery | 0 | 0
New Construction | CZ15 | cAVVG | Water Systems | 0 | 433545.9
New Construction | CZ15 | cAVVG | Refrigeration | 0 | 0
New Construction | CZ15 | cAVVG | Generators | 0 | 0
New Construction | CZ15 | cAVVG | Total End Uses | 6286519.66 | 696556.59
New Construction | CZ16 | cAVVG | Heating | 0 | 744926.4
New Construction | CZ16 | cAVVG | Cooling | 1057013.44 | 0
New Construction | CZ16 | cAVVG | Interior Lighting | 1349949.3 | 0
New Construction | CZ16 | cAVVG | Exterior Lighting | 0 | 0
New Construction | CZ16 | cAVVG | Interior Equipment | 1601390.78 | 137788.4
New Construction | CZ16 | cAVVG | Exterior Equipment | 0 | 0
New Construction | CZ16 | cAVVG | Fans | 880404.41 | 0
New Construction | CZ16 | cAVVG | Pumps | 23863.17 | 0
New Construction | CZ16 | cAVVG | Heat Rejection | 0 | 0
New Construction | CZ16 | cAVVG | Humidification | 0 | 0
New Construction | CZ16 | cAVVG | Heat Recovery | 0 | 0
New Construction | CZ16 | cAVVG | Water Systems | 0 | 576094.01
New Construction | CZ16 | cAVVG | Refrigeration | 0 | 0
New Construction | CZ16 | cAVVG | Generators | 0 | 0
New Construction | CZ16 | cAVVG | Total End Uses | 4912621.1 | 1458808.81
Existing | CZ01 | cDXGF | Heating | 0 | 338031.74
Existing | CZ01 | cDXGF | Cooling | 47408.07 | 0
Existing | CZ01 | cDXGF | Interior Lighting | 2621196.56 | 0
Existing | CZ01 | cDXGF | Exterior Lighting | 0 | 0
Existing | CZ01 | cDXGF | Interior Equipment | 1601390.78 | 137788.4
Existing | CZ01 | cDXGF | Exterior Equipment | 0 | 0
Existing | CZ01 | cDXGF | Fans | 1324791.04 | 0
Existing | CZ01 | cDXGF | Pumps | 0 | 0
Existing | CZ01 | cDXGF | Heat Rejection | 0 | 0
Existing | CZ01 | cDXGF | Humidification | 0 | 0
Existing | CZ01 | cDXGF | Heat Recovery | 0 | 0
Existing | CZ01 | cDXGF | Water Systems | 0 | 637516.17
Existing | CZ01 | cDXGF | Refrigeration | 0 | 0
Existing | CZ01 | cDXGF | Generators | 0 | 0
Existing | CZ01 | cDXGF | Total End Uses | 5594786.45 | 1113336.31
Existing | CZ02 | cDXGF | Heating | 0 | 242633.97
Existing | CZ02 | cDXGF | Cooling | 557874.94 | 0
Existing | CZ02 | cDXGF | Interior Lighting | 2621196.56 | 0
Existing | CZ02 | cDXGF | Exterior Lighting | 0 | 0
Existing | CZ02 | cDXGF | Interior Equipment | 1601390.78 | 137788.4
Existing | CZ02 | cDXGF | Exterior Equipment | 0 | 0
Existing | CZ02 | cDXGF | Fans | 1466769.49 | 0
Existing | CZ02 | cDXGF | Pumps | 0 | 0
Existing | CZ02 | cDXGF | Heat Rejection | 0 | 0
Existing | CZ02 | cDXGF | Humidification | 0 | 0
Existing | CZ02 | cDXGF | Heat Recovery | 0 | 0
Existing | CZ02 | cDXGF | Water Systems | 0 | 585832.56
Existing | CZ02 | cDXGF | Refrigeration | 0 | 0
Existing | CZ02 | cDXGF | Generators | 0 | 0
Existing | CZ02 | cDXGF | Total End Uses | 6247231.77 | 966254.92
Existing | CZ03 | cDXGF | Heating | 0 | 122777.68
Existing | CZ03 | cDXGF | Cooling | 342607.56 | 0
Existing | CZ03 | cDXGF | Interior Lighting | 2621196.56 | 0
Existing | CZ03 | cDXGF | Exterior Lighting | 0 | 0
Existing | CZ03 | cDXGF | Interior Equipment | 1601390.78 | 137788.4
Existing | CZ03 | cDXGF | Exterior Equipment | 0 | 0
Existing | CZ03 | cDXGF | Fans | 1419577.77 | 0
Existing | CZ03 | cDXGF | Pumps | 0 | 0
Existing | CZ03 | cDXGF | Heat Rejection | 0 | 0
Existing | CZ03 | cDXGF | Humidification | 0 | 0
Existing | CZ03 | cDXGF | Heat Recovery | 0 | 0
Existing | CZ03 | cDXGF | Water Systems | 0 | 583536.44
Existing | CZ03 | cDXGF | Refrigeration | 0 | 0
Existing | CZ03 | cDXGF | Generators | 0 | 0
Existing | CZ03 | cDXGF | Total End Uses | 5984772.66 | 844102.52
Existing | CZ04 | cDXGF | Heating | 0 | 109795.29
Existing | CZ04 | cDXGF | Cooling | 665818.01 | 0
Existing | CZ04 | cDXGF | Interior Lighting | 2621196.56 | 0
Existing | CZ04 | cDXGF | Exterior Lighting | 0 | 0
Existing | CZ04 | cDXGF | Interior Equipment | 1601390.78 | 137788.4
Existing | CZ04 | cDXGF | Exterior Equipment | 0 | 0
Existing | CZ04 | cDXGF | Fans | 1479205.12 | 0
Existing | CZ04 | cDXGF | Pumps | 0 | 0
Existing | CZ04 | cDXGF | Heat Rejection | 0 | 0
Existing | CZ04 | cDXGF | Humidification | 0 | 0
Existing | CZ04 | cDXGF | Heat Recovery | 0 | 0
Existing | CZ04 | cDXGF | Water Systems | 0 | 563536.93
Existing | CZ04 | cDXGF | Refrigeration | 0 | 0
Existing | CZ04 | cDXGF | Generators | 0 | 0
Existing | CZ04 | cDXGF | Total End Uses | 6367610.47 | 811120.62
Existing | CZ05 | cDXGF | Heating | 0 | 123332.52
Existing | CZ05 | cDXGF | Cooling | 441491.87 | 0
Existing | CZ05 | cDXGF | Interior Lighting | 2621196.56 | 0
Existing | CZ05 | cDXGF | Exterior Lighting | 0 | 0
Existing | CZ05 | cDXGF | Interior Equipment | 1601390.78 | 137788.4
Existing | CZ05 | cDXGF | Exterior Equipment | 0 | 0
Existing | CZ05 | cDXGF | Fans | 1426786.18 | 0
Existing | CZ05 | cDXGF | Pumps | 0 | 0
Existing | CZ05 | cDXGF | Heat Rejection | 0 | 0
Existing | CZ05 | cDXGF | Humidification | 0 | 0
Existing | CZ05 | cDXGF | Heat Recovery | 0 | 0
Existing | CZ05 | cDXGF | Water Systems | 0 | 583565.24
Existing | CZ05 | cDXGF | Refrigeration | 0 | 0
Existing | CZ05 | cDXGF | Generators | 0 | 0
Existing | CZ05 | cDXGF | Total End Uses | 6090865.39 | 844686.16
Existing | CZ06 | cDXGF | Heating | 0 | 18515.17
Existing | CZ06 | cDXGF | Cooling | 714536.42 | 0
Existing | CZ06 | cDXGF | Interior Lighting | 2621196.56 | 0
Existing | CZ06 | cDXGF | Exterior Lighting | 0 | 0
Existing | CZ06 | cDXGF | Interior Equipment | 1601390.78 | 137788.4
Existing | CZ06 | cDXGF | Exterior Equipment | 0 | 0
Existing | CZ06 | cDXGF | Fans | 1475194.73 | 0
Existing | CZ06 | cDXGF | Pumps | 0 | 0
Existing | CZ06 | cDXGF | Heat Rejection | 0 | 0
Existing | CZ06 | cDXGF | Humidification | 0 | 0
Existing | CZ06 | cDXGF | Heat Recovery | 0 | 0
Existing | CZ06 | cDXGF | Water Systems | 0 | 537570.81
Existing | CZ06 | cDXGF | Refrigeration | 0 | 0
Existing | CZ06 | cDXGF | Generators | 0 | 0
Existing | CZ06 | cDXGF | Total End Uses | 6412318.49 | 693874.38
Existing | CZ07 | cDXGF | Heating | 0 | 16672.46
Existing | CZ07 | cDXGF | Cooling | 801806.07 | 0
Existing | CZ07 | cDXGF | Interior Lighting | 2621196.56 | 0
Existing | CZ07 | cDXGF | Exterior Lighting | 0 | 0
Existing | CZ07 | cDXGF | Interior Equipment | 1601390.78 | 137788.4
Existing | CZ07 | cDXGF | Exterior Equipment | 0 | 0
Existing | CZ07 | cDXGF | Fans | 1453891.9 | 0
Existing | CZ07 | cDXGF | Pumps | 0 | 0
Existing | CZ07 | cDXGF | Heat Rejection | 0 | 0
Existing | CZ07 | cDXGF | Humidification | 0 | 0
Existing | CZ07 | cDXGF | Heat Recovery | 0 | 0
Existing | CZ07 | cDXGF | Water Systems | 0 | 530714.76
Existing | CZ07 | cDXGF | Refrigeration | 0 | 0
Existing | CZ07 | cDXGF | Generators | 0 | 0
Existing | CZ07 | cDXGF | Total End Uses | 6478285.3 | 685175.62
Existing | CZ08 | cDXGF | Heating | 0 | 31563.67
Existing | CZ08 | cDXGF | Cooling | 927869.92 | 0
Existing | CZ08 | cDXGF | Interior Lighting | 2621196.56 | 0
Existing | CZ08 | cDXGF | Exterior Lighting | 0 | 0
Existing | CZ08 | cDXGF | Interior Equipment | 1601390.78 | 137788.4
Existing | CZ08 | cDXGF | Exterior Equipment | 0 | 0
Existing | CZ08 | cDXGF | Fans | 1510364.03 | 0
Existing | CZ08 | cDXGF | Pumps | 0 | 0
Existing | CZ08 | cDXGF | Heat Rejection | 0 | 0
Existing | CZ08 | cDXGF | Humidification | 0 | 0
Existing | CZ08 | cDXGF | Heat Recovery | 0 | 0
Existing | CZ08 | cDXGF | Water Systems | 0 | 529985.88
Existing | CZ08 | cDXGF | Refrigeration | 0 | 0
Existing | CZ08 | cDXGF | Generators | 0 | 0
Existing | CZ08 | cDXGF | Total End Uses | 6660821.29 | 699337.95
Existing | CZ09 | cDXGF | Heating | 0 | 24850.19
Existing | CZ09 | cDXGF | Cooling | 1061027.84 | 0
Existing | CZ09 | cDXGF | Interior Lighting | 2621196.56 | 0
Existing | CZ09 | cDXGF | Exterior Lighting | 0 | 0
Existing | CZ09 | cDXGF | Interior Equipment | 1601390.78 | 137788.4
Existing | CZ09 | cDXGF | Exterior Equipment | 0 | 0
Existing | CZ09 | cDXGF | Fans | 1607181.71 | 0
Existing | CZ09 | cDXGF | Pumps | 0 | 0
Existing | CZ09 | cDXGF | Heat Rejection | 0 | 0
Existing | CZ09 | cDXGF | Humidification | 0 | 0
Existing | CZ09 | cDXGF | Heat Recovery | 0 | 0
Existing | CZ09 | cDXGF | Water Systems | 0 | 522613.44
Existing | CZ09 | cDXGF | Refrigeration | 0 | 0
Existing | CZ09 | cDXGF | Generators | 0 | 0
Existing | CZ09 | cDXGF | Total End Uses | 6890796.89 | 685252.03
Existing | CZ10 | cDXGF | Heating | 0 | 72798.26
Existing | CZ10 | cDXGF | Cooling | 1263656.89 | 0
Existing | CZ10 | cDXGF | Interior Lighting | 2621196.56 | 0
Existing | CZ10 | cDXGF | Exterior Lighting | 0 | 0
Existing | CZ10 | cDXGF | Interior Equipment | 1601390.78 | 137788.4
Existing | CZ10 | cDXGF | Exterior Equipment | 0 | 0
Existing | CZ10 | cDXGF | Fans | 1558800.2 | 0
Existing | CZ10 | cDXGF | Pumps | 0 | 0
Existing | CZ10 | cDXGF | Heat Rejection | 0 | 0
Existing | CZ10 | cDXGF | Humidification | 0 | 0
Existing | CZ10 | cDXGF | Heat Recovery | 0 | 0
Existing | CZ10 | cDXGF | Water Systems | 0 | 518536.08
Existing | CZ10 | cDXGF | Refrigeration | 0 | 0
Existing | CZ10 | cDXGF | Generators | 0 | 0
Existing | CZ10 | cDXGF | Total End Uses | 7045044.44 | 729122.73
Existing | CZ11 | cDXGF | Heating | 0 | 236140.53
Existing | CZ11 | cDXGF | Cooling | 1254472.53 | 0
Existing | CZ11 | cDXGF | Interior Lighting | 2621196.56 | 0
Existing | CZ11 | cDXGF | Exterior Lighting | 0 | 0
Existing | CZ11 | cDXGF | Interior Equipment | 1601390.78 | 137788.4
Existing | CZ11 | cDXGF | Exterior Equipment | 0 | 0
Existing | CZ11 | cDXGF | Fans | 1623577.31 | 0
Existing | CZ11 | cDXGF | Pumps | 0 | 0
Existing | CZ11 | cDXGF | Heat Rejection | 0 | 0
Existing | CZ11 | cDXGF | Humidification | 0 | 0
Existing | CZ11 | cDXGF | Heat Recovery | 0 | 0
Existing | CZ11 | cDXGF | Water Systems | 0 | 530119.72
Existing | CZ11 | cDXGF | Refrigeration | 0 | 0
Existing | CZ11 | cDXGF | Generators | 0 | 0
Existing | CZ11 | cDXGF | Total End Uses | 7100637.19 | 904048.64
Existing | CZ12 | cDXGF | Heating | 0 | 233742.72
Existing | CZ12 | cDXGF | Cooling | 1075233.7 | 0
Existing | CZ12 | cDXGF | Interior Lighting | 2621196.56 | 0
Existing | CZ12 | cDXGF | Exterior Lighting | 0 | 0
Existing | CZ12 | cDXGF | Interior Equipment | 1601390.78 | 137788.4
Existing | CZ12 | cDXGF | Exterior Equipment | 0 | 0
Existing | CZ12 | cDXGF | Fans | 1542133.21 | 0
Existing | CZ12 | cDXGF | Pumps | 0 | 0
Existing | CZ12 | cDXGF | Heat Rejection | 0 | 0
Existing | CZ12 | cDXGF | Humidification | 0 | 0
Existing | CZ12 | cDXGF | Heat Recovery | 0 | 0
Existing | CZ12 | cDXGF | Water Systems | 0 | 544994.08
Existing | CZ12 | cDXGF | Refrigeration | 0 | 0
Existing | CZ12 | cDXGF | Generators | 0 | 0
Existing | CZ12 | cDXGF | Total End Uses | 6839954.26 | 916525.19
Existing | CZ13 | cDXGF | Heating | 0 | 174680.54
Existing | CZ13 | cDXGF | Cooling | 1399573.98 | 0
Existing | CZ13 | cDXGF | Interior Lighting | 2621196.56 | 0
Existing | CZ13 | cDXGF | Exterior Lighting | 0 | 0
Existing | CZ13 | cDXGF | Interior Equipment | 1601390.78 | 137788.4
Existing | CZ13 | cDXGF | Exterior Equipment | 0 | 0
Existing | CZ13 | cDXGF | Fans | 1604387.24 | 0
Existing | CZ13 | cDXGF | Pumps | 0 | 0
Existing | CZ13 | cDXGF | Heat Rejection | 0 | 0
Existing | CZ13 | cDXGF | Humidification | 0 | 0
Existing | CZ13 | cDXGF | Heat Recovery | 0 | 0
Existing | CZ13 | cDXGF | Water Systems | 0 | 514760.81
Existing | CZ13 | cDXGF | Refrigeration | 0 | 0
Existing | CZ13 | cDXGF | Generators | 0 | 0
Existing | CZ13 | cDXGF | Total End Uses | 7226548.57 | 827229.75
Existing | CZ14 | cDXGF | Heating | 0 | 113506.7
Existing | CZ14 | cDXGF | Cooling | 1733215.84 | 0
Existing | CZ14 | cDXGF | Interior Lighting | 2621196.56 | 0
Existing | CZ14 | cDXGF | Exterior Lighting | 0 | 0
Existing | CZ14 | cDXGF | Interior Equipment | 1601390.78 | 137788.4
Existing | CZ14 | cDXGF | Exterior Equipment | 0 | 0
Existing | CZ14 | cDXGF | Fans | 1718198.04 | 0
Existing | CZ14 | cDXGF | Pumps | 0 | 0
Existing | CZ14 | cDXGF | Heat Rejection | 0 | 0
Existing | CZ14 | cDXGF | Humidification | 0 | 0
Existing | CZ14 | cDXGF | Heat Recovery | 0 | 0
Existing | CZ14 | cDXGF | Water Systems | 0 | 488721.22
Existing | CZ14 | cDXGF | Refrigeration | 0 | 0
Existing | CZ14 | cDXGF | Generators | 0 | 0
Existing | CZ14 | cDXGF | Total End Uses | 7674001.22 | 740016.32
Existing | CZ15 | cDXGF | Heating | 0 | 23348.32
Existing | CZ15 | cDXGF | Cooling | 2398169.78 | 0
Existing | CZ15 | cDXGF | Interior Lighting | 2621196.56 | 0
Existing | CZ15 | cDXGF | Exterior Lighting | 0 | 0
Existing | CZ15 | cDXGF | Interior Equipment | 1601390.78 | 137788.4
Existing | CZ15 | cDXGF | Exterior Equipment | 0 | 0
Existing | CZ15 | cDXGF | Fans | 1659408.44 | 0
Existing | CZ15 | cDXGF | Pumps | 0 | 0
Existing | CZ15 | cDXGF | Heat Rejection | 0 | 0
Existing | CZ15 | cDXGF | Humidification | 0 | 0
Existing | CZ15 | cDXGF | Heat Recovery | 0 | 0
Existing | CZ15 | cDXGF | Water Systems | 0 | 433892.63
Existing | CZ15 | cDXGF | Refrigeration | 0 | 0
Existing | CZ15 | cDXGF | Generators | 0 | 0
Existing | CZ15 | cDXGF | Total End Uses | 8280165.56 | 595029.34
Existing | CZ16 | cDXGF | Heating | 0 | 451658.32
Existing | CZ16 | cDXGF | Cooling | 1163871.29 | 0
Existing | CZ16 | cDXGF | Interior Lighting | 2621196.56 | 0
Existing | CZ16 | cDXGF | Exterior Lighting | 0 | 0
Existing | CZ16 | cDXGF | Interior Equipment | 1601390.78 | 137788.4
Existing | CZ16 | cDXGF | Exterior Equipment | 0 | 0
Existing | CZ16 | cDXGF | Fans | 1786795.96 | 0
Existing | CZ16 | cDXGF | Pumps | 0 | 0
Existing | CZ16 | cDXGF | Heat Rejection | 0 | 0
Existing | CZ16 | cDXGF | Humidification | 0 | 0
Existing | CZ16 | cDXGF | Heat Recovery | 0 | 0
Existing | CZ16 | cDXGF | Water Systems | 0 | 576312.73
Existing | CZ16 | cDXGF | Refrigeration | 0 | 0
Existing | CZ16 | cDXGF | Generators | 0 | 0
Existing | CZ16 | cDXGF | Total End Uses | 7173254.59 | 1165759.45
New Construction | CZ01 | cDXGF | Heating | 0 | 449743.44
New Construction | CZ01 | cDXGF | Cooling | 35389.78 | 0
New Construction | CZ01 | cDXGF | Interior Lighting | 1349949.3 | 0
New Construction | CZ01 | cDXGF | Exterior Lighting | 0 | 0
New Construction | CZ01 | cDXGF | Interior Equipment | 1601390.78 | 137788.4
New Construction | CZ01 | cDXGF | Exterior Equipment | 0 | 0
New Construction | CZ01 | cDXGF | Fans | 896119.67 | 0
New Construction | CZ01 | cDXGF | Pumps | 0 | 0
New Construction | CZ01 | cDXGF | Heat Rejection | 0 | 0
New Construction | CZ01 | cDXGF | Humidification | 0 | 0
New Construction | CZ01 | cDXGF | Heat Recovery | 0 | 0
New Construction | CZ01 | cDXGF | Water Systems | 0 | 637356.67
New Construction | CZ01 | cDXGF | Refrigeration | 0 | 0
New Construction | CZ01 | cDXGF | Generators | 0 | 0
New Construction | CZ01 | cDXGF | Total End Uses | 3882849.54 | 1224888.51
New Construction | CZ02 | cDXGF | Heating | 0 | 287991.83
New Construction | CZ02 | cDXGF | Cooling | 404865.12 | 0
New Construction | CZ02 | cDXGF | Interior Lighting | 1349949.3 | 0
New Construction | CZ02 | cDXGF | Exterior Lighting | 0 | 0
New Construction | CZ02 | cDXGF | Interior Equipment | 1601390.78 | 137788.4
New Construction | CZ02 | cDXGF | Exterior Equipment | 0 | 0
New Construction | CZ02 | cDXGF | Fans | 981258.33 | 0
New Construction | CZ02 | cDXGF | Pumps | 0 | 0
New Construction | CZ02 | cDXGF | Heat Rejection | 0 | 0
New Construction | CZ02 | cDXGF | Humidification | 0 | 0
New Construction | CZ02 | cDXGF | Heat Recovery | 0 | 0
New Construction | CZ02 | cDXGF | Water Systems | 0 | 585497.66
New Construction | CZ02 | cDXGF | Refrigeration | 0 | 0
New Construction | CZ02 | cDXGF | Generators | 0 | 0
New Construction | CZ02 | cDXGF | Total End Uses | 4337463.53 | 1011277.89
New Construction | CZ03 | cDXGF | Heating | 0 | 153612.38
New Construction | CZ03 | cDXGF | Cooling | 248458.37 | 0
New Construction | CZ03 | cDXGF | Interior Lighting | 1349949.3 | 0
New Construction | CZ03 | cDXGF | Exterior Lighting | 0 | 0
New Construction | CZ03 | cDXGF | Interior Equipment | 1601390.78 | 137788.4
New Construction | CZ03 | cDXGF | Exterior Equipment | 0 | 0
New Construction | CZ03 | cDXGF | Fans | 963233.46 | 0
New Construction | CZ03 | cDXGF | Pumps | 0 | 0
New Construction | CZ03 | cDXGF | Heat Rejection | 0 | 0
New Construction | CZ03 | cDXGF | Humidification | 0 | 0
New Construction | CZ03 | cDXGF | Heat Recovery | 0 | 0
New Construction | CZ03 | cDXGF | Water Systems | 0 | 583261.03
New Construction | CZ03 | cDXGF | Refrigeration | 0 | 0
New Construction | CZ03 | cDXGF | Generators | 0 | 0
New Construction | CZ03 | cDXGF | Total End Uses | 4163031.91 | 874661.8
New Construction | CZ04 | cDXGF | Heating | 0 | 129119.44
New Construction | CZ04 | cDXGF | Cooling | 484588.22 | 0
New Construction | CZ04 | cDXGF | Interior Lighting | 1349949.3 | 0
New Construction | CZ04 | cDXGF | Exterior Lighting | 0 | 0
New Construction | CZ04 | cDXGF | Interior Equipment | 1601390.78 | 137788.4
New Construction | CZ04 | cDXGF | Exterior Equipment | 0 | 0
New Construction | CZ04 | cDXGF | Fans | 991207.16 | 0
New Construction | CZ04 | cDXGF | Pumps | 0 | 0
New Construction | CZ04 | cDXGF | Heat Rejection | 0 | 0
New Construction | CZ04 | cDXGF | Humidification | 0 | 0
New Construction | CZ04 | cDXGF | Heat Recovery | 0 | 0
New Construction | CZ04 | cDXGF | Water Systems | 0 | 563151.82
New Construction | CZ04 | cDXGF | Refrigeration | 0 | 0
New Construction | CZ04 | cDXGF | Generators | 0 | 0
New Construction | CZ04 | cDXGF | Total End Uses | 4427135.46 | 830059.66
New Construction | CZ05 | cDXGF | Heating | 0 | 127716.78
New Construction | CZ05 | cDXGF | Cooling | 312162.6 | 0
New Construction | CZ05 | cDXGF | Interior Lighting | 1349949.3 | 0
New Construction | CZ05 | cDXGF | Exterior Lighting | 0 | 0
New Construction | CZ05 | cDXGF | Interior Equipment | 1601390.78 | 137788.4
New Construction | CZ05 | cDXGF | Exterior Equipment | 0 | 0
New Construction | CZ05 | cDXGF | Fans | 960395.7 | 0
New Construction | CZ05 | cDXGF | Pumps | 0 | 0
New Construction | CZ05 | cDXGF | Heat Rejection | 0 | 0
New Construction | CZ05 | cDXGF | Humidification | 0 | 0
New Construction | CZ05 | cDXGF | Heat Recovery | 0 | 0
New Construction | CZ05 | cDXGF | Water Systems | 0 | 583264.11
New Construction | CZ05 | cDXGF | Refrigeration | 0 | 0
New Construction | CZ05 | cDXGF | Generators | 0 | 0
New Construction | CZ05 | cDXGF | Total End Uses | 4223898.38 | 848769.28
New Construction | CZ06 | cDXGF | Heating | 0 | 15562.75
New Construction | CZ06 | cDXGF | Cooling | 523163.9 | 0
New Construction | CZ06 | cDXGF | Interior Lighting | 1349949.3 | 0
New Construction | CZ06 | cDXGF | Exterior Lighting | 0 | 0
New Construction | CZ06 | cDXGF | Interior Equipment | 1601390.78 | 137788.4
New Construction | CZ06 | cDXGF | Exterior Equipment | 0 | 0
New Construction | CZ06 | cDXGF | Fans | 987724.09 | 0
New Construction | CZ06 | cDXGF | Pumps | 0 | 0
New Construction | CZ06 | cDXGF | Heat Rejection | 0 | 0
New Construction | CZ06 | cDXGF | Humidification | 0 | 0
New Construction | CZ06 | cDXGF | Heat Recovery | 0 | 0
New Construction | CZ06 | cDXGF | Water Systems | 0 | 537235.7
New Construction | CZ06 | cDXGF | Refrigeration | 0 | 0
New Construction | CZ06 | cDXGF | Generators | 0 | 0
New Construction | CZ06 | cDXGF | Total End Uses | 4462228.07 | 690586.84
New Construction | CZ07 | cDXGF | Heating | 0 | 13624.79
New Construction | CZ07 | cDXGF | Cooling | 582276.47 | 0
New Construction | CZ07 | cDXGF | Interior Lighting | 1349949.3 | 0
New Construction | CZ07 | cDXGF | Exterior Lighting | 0 | 0
New Construction | CZ07 | cDXGF | Interior Equipment | 1601390.78 | 137788.4
New Construction | CZ07 | cDXGF | Exterior Equipment | 0 | 0
New Construction | CZ07 | cDXGF | Fans | 976622.23 | 0
New Construction | CZ07 | cDXGF | Pumps | 0 | 0
New Construction | CZ07 | cDXGF | Heat Rejection | 0 | 0
New Construction | CZ07 | cDXGF | Humidification | 0 | 0
New Construction | CZ07 | cDXGF | Heat Recovery | 0 | 0
New Construction | CZ07 | cDXGF | Water Systems | 0 | 530428.84
New Construction | CZ07 | cDXGF | Refrigeration | 0 | 0
New Construction | CZ07 | cDXGF | Generators | 0 | 0
New Construction | CZ07 | cDXGF | Total End Uses | 4510238.78 | 681842.03
New Construction | CZ08 | cDXGF | Heating | 0 | 28965.3
New Construction | CZ08 | cDXGF | Cooling | 673999.4 | 0
New Construction | CZ08 | cDXGF | Interior Lighting | 1349949.3 | 0
New Construction | CZ08 | cDXGF | Exterior Lighting | 0 | 0
New Construction | CZ08 | cDXGF | Interior Equipment | 1601390.78 | 137788.4
New Construction | CZ08 | cDXGF | Exterior Equipment | 0 | 0
New Construction | CZ08 | cDXGF | Fans | 1003531.55 | 0
New Construction | CZ08 | cDXGF | Pumps | 0 | 0
New Construction | CZ08 | cDXGF | Heat Rejection | 0 | 0
New Construction | CZ08 | cDXGF | Humidification | 0 | 0
New Construction | CZ08 | cDXGF | Heat Recovery | 0 | 0
New Construction | CZ08 | cDXGF | Water Systems | 0 | 529644.35
New Construction | CZ08 | cDXGF | Refrigeration | 0 | 0
New Construction | CZ08 | cDXGF | Generators | 0 | 0
New Construction | CZ08 | cDXGF | Total End Uses | 4628871.03 | 696398.05
New Construction | CZ09 | cDXGF | Heating | 0 | 20834.76
New Construction | CZ09 | cDXGF | Cooling | 765052.66 | 0
New Construction | CZ09 | cDXGF | Interior Lighting | 1349949.3 | 0
New Construction | CZ09 | cDXGF | Exterior Lighting | 0 | 0
New Construction | CZ09 | cDXGF | Interior Equipment | 1601390.78 | 137788.4
New Construction | CZ09 | cDXGF | Exterior Equipment | 0 | 0
New Construction | CZ09 | cDXGF | Fans | 1055316.47 | 0
New Construction | CZ09 | cDXGF | Pumps | 0 | 0
New Construction | CZ09 | cDXGF | Heat Rejection | 0 | 0
New Construction | CZ09 | cDXGF | Humidification | 0 | 0
New Construction | CZ09 | cDXGF | Heat Recovery | 0 | 0
New Construction | CZ09 | cDXGF | Water Systems | 0 | 522313.65
New Construction | CZ09 | cDXGF | Refrigeration | 0 | 0
New Construction | CZ09 | cDXGF | Generators | 0 | 0
New Construction | CZ09 | cDXGF | Total End Uses | 4771709.22 | 680936.8
New Construction | CZ10 | cDXGF | Heating | 0 | 81526.41
New Construction | CZ10 | cDXGF | Cooling | 945983.49 | 0
New Construction | CZ10 | cDXGF | Interior Lighting | 1349949.3 | 0
New Construction | CZ10 | cDXGF | Exterior Lighting | 0 | 0
New Construction | CZ10 | cDXGF | Interior Equipment | 1601390.78 | 137788.4
New Construction | CZ10 | cDXGF | Exterior Equipment | 0 | 0
New Construction | CZ10 | cDXGF | Fans | 1056852.74 | 0
New Construction | CZ10 | cDXGF | Pumps | 0 | 0
New Construction | CZ10 | cDXGF | Heat Rejection | 0 | 0
New Construction | CZ10 | cDXGF | Humidification | 0 | 0
New Construction | CZ10 | cDXGF | Heat Recovery | 0 | 0
New Construction | CZ10 | cDXGF | Water Systems | 0 | 518186.44
New Construction | CZ10 | cDXGF | Refrigeration | 0 | 0
New Construction | CZ10 | cDXGF | Generators | 0 | 0
New Construction | CZ10 | cDXGF | Total End Uses | 4954176.32 | 737501.25
New Construction | CZ11 | cDXGF | Heating | 0 | 304009.47
New Construction | CZ11 | cDXGF | Cooling | 950396.27 | 0
New Construction | CZ11 | cDXGF | Interior Lighting | 1349949.3 | 0
New Construction | CZ11 | cDXGF | Exterior Lighting | 0 | 0
New Construction | CZ11 | cDXGF | Interior Equipment | 1601390.78 | 137788.4
New Construction | CZ11 | cDXGF | Exterior Equipment | 0 | 0
New Construction | CZ11 | cDXGF | Fans | 1084591.75 | 0
New Construction | CZ11 | cDXGF | Pumps | 0 | 0
New Construction | CZ11 | cDXGF | Heat Rejection | 0 | 0
New Construction | CZ11 | cDXGF | Humidification | 0 | 0
New Construction | CZ11 | cDXGF | Heat Recovery | 0 | 0
New Construction | CZ11 | cDXGF | Water Systems | 0 | 529764.24
New Construction | CZ11 | cDXGF | Refrigeration | 0 | 0
New Construction | CZ11 | cDXGF | Generators | 0 | 0
New Construction | CZ11 | cDXGF | Total End Uses | 4986328.1 | 971562.1
New Construction | CZ12 | cDXGF | Heating | 0 | 291038.78
New Construction | CZ12 | cDXGF | Cooling | 806329.49 | 0
New Construction | CZ12 | cDXGF | Interior Lighting | 1349949.3 | 0
New Construction | CZ12 | cDXGF | Exterior Lighting | 0 | 0
New Construction | CZ12 | cDXGF | Interior Equipment | 1601390.78 | 137788.4
New Construction | CZ12 | cDXGF | Exterior Equipment | 0 | 0
New Construction | CZ12 | cDXGF | Fans | 1036016.41 | 0
New Construction | CZ12 | cDXGF | Pumps | 0 | 0
New Construction | CZ12 | cDXGF | Heat Rejection | 0 | 0
New Construction | CZ12 | cDXGF | Humidification | 0 | 0
New Construction | CZ12 | cDXGF | Heat Recovery | 0 | 0
New Construction | CZ12 | cDXGF | Water Systems | 0 | 544672.19
New Construction | CZ12 | cDXGF | Refrigeration | 0 | 0
New Construction | CZ12 | cDXGF | Generators | 0 | 0
New Construction | CZ12 | cDXGF | Total End Uses | 4793685.98 | 973499.36
New Construction | CZ13 | cDXGF | Heating | 0 | 240559.87
New Construction | CZ13 | cDXGF | Cooling | 1056814.99 | 0
New Construction | CZ13 | cDXGF | Interior Lighting | 1349949.3 | 0
New Construction | CZ13 | cDXGF | Exterior Lighting | 0 | 0
New Construction | CZ13 | cDXGF | Interior Equipment | 1601390.78 | 137788.4
New Construction | CZ13 | cDXGF | Exterior Equipment | 0 | 0
New Construction | CZ13 | cDXGF | Fans | 1078850.51 | 0
New Construction | CZ13 | cDXGF | Pumps | 0 | 0
New Construction | CZ13 | cDXGF | Heat Rejection | 0 | 0
New Construction | CZ13 | cDXGF | Humidification | 0 | 0
New Construction | CZ13 | cDXGF | Heat Recovery | 0 | 0
New Construction | CZ13 | cDXGF | Water Systems | 0 | 514446.58
New Construction | CZ13 | cDXGF | Refrigeration | 0 | 0
New Construction | CZ13 | cDXGF | Generators | 0 | 0
New Construction | CZ13 | cDXGF | Total End Uses | 5087005.58 | 892794.85
New Construction | CZ14 | cDXGF | Heating | 0 | 131692.91
New Construction | CZ14 | cDXGF | Cooling | 1323200.99 | 0
New Construction | CZ14 | cDXGF | Interior Lighting | 1349949.3 | 0
New Construction | CZ14 | cDXGF | Exterior Lighting | 0 | 0
New Construction | CZ14 | cDXGF | Interior Equipment | 1601390.78 | 137788.4
New Construction | CZ14 | cDXGF | Exterior Equipment | 0 | 0
New Construction | CZ14 | cDXGF | Fans | 1160820.04 | 0
New Construction | CZ14 | cDXGF | Pumps | 0 | 0
New Construction | CZ14 | cDXGF | Heat Rejection | 0 | 0
New Construction | CZ14 | cDXGF | Humidification | 0 | 0
New Construction | CZ14 | cDXGF | Heat Recovery | 0 | 0
New Construction | CZ14 | cDXGF | Water Systems | 0 | 488408.98
New Construction | CZ14 | cDXGF | Refrigeration | 0 | 0
New Construction | CZ14 | cDXGF | Generators | 0 | 0
New Construction | CZ14 | cDXGF | Total End Uses | 5435361.12 | 757890.29
New Construction | CZ15 | cDXGF | Heating | 0 | 26776.98
New Construction | CZ15 | cDXGF | Cooling | 1846510.84 | 0
New Construction | CZ15 | cDXGF | Interior Lighting | 1349949.3 | 0
New Construction | CZ15 | cDXGF | Exterior Lighting | 0 | 0
New Construction | CZ15 | cDXGF | Interior Equipment | 1601390.78 | 137788.4
New Construction | CZ15 | cDXGF | Exterior Equipment | 0 | 0
New Construction | CZ15 | cDXGF | Fans | 1124363.92 | 0
New Construction | CZ15 | cDXGF | Pumps | 0 | 0
New Construction | CZ15 | cDXGF | Heat Rejection | 0 | 0
New Construction | CZ15 | cDXGF | Humidification | 0 | 0
New Construction | CZ15 | cDXGF | Heat Recovery | 0 | 0
New Construction | CZ15 | cDXGF | Water Systems | 0 | 433491.1
New Construction | CZ15 | cDXGF | Refrigeration | 0 | 0
New Construction | CZ15 | cDXGF | Generators | 0 | 0
New Construction | CZ15 | cDXGF | Total End Uses | 5922214.84 | 598056.47
New Construction | CZ16 | cDXGF | Heating | 0 | 506176.79
New Construction | CZ16 | cDXGF | Cooling | 881150.2 | 0
New Construction | CZ16 | cDXGF | Interior Lighting | 1349949.3 | 0
New Construction | CZ16 | cDXGF | Exterior Lighting | 0 | 0
New Construction | CZ16 | cDXGF | Interior Equipment | 1601390.78 | 137788.4
New Construction | CZ16 | cDXGF | Exterior Equipment | 0 | 0
New Construction | CZ16 | cDXGF | Fans | 1207719.28 | 0
New Construction | CZ16 | cDXGF | Pumps | 0 | 0
New Construction | CZ16 | cDXGF | Heat Rejection | 0 | 0
New Construction | CZ16 | cDXGF | Humidification | 0 | 0
New Construction | CZ16 | cDXGF | Heat Recovery | 0 | 0
New Construction | CZ16 | cDXGF | Water Systems | 0 | 576085.95
New Construction | CZ16 | cDXGF | Refrigeration | 0 | 0
New Construction | CZ16 | cDXGF | Generators | 0 | 0
New Construction | CZ16 | cDXGF | Total End Uses | 5040209.55 | 1220051.13
Existing | CZ01 | cDXHP | Heating | 82759.21 | 5.09
Existing | CZ01 | cDXHP | Cooling | 47003.2 | 0
Existing | CZ01 | cDXHP | Interior Lighting | 2621196.56 | 0
Existing | CZ01 | cDXHP | Exterior Lighting | 0 | 0
Existing | CZ01 | cDXHP | Interior Equipment | 1601390.78 | 137788.4
Existing | CZ01 | cDXHP | Exterior Equipment | 0 | 0
Existing | CZ01 | cDXHP | Fans | 1324791.04 | 0
Existing | CZ01 | cDXHP | Pumps | 0 | 0
Existing | CZ01 | cDXHP | Heat Rejection | 0 | 0
Existing | CZ01 | cDXHP | Humidification | 0 | 0
Existing | CZ01 | cDXHP | Heat Recovery | 0 | 0
Existing | CZ01 | cDXHP | Water Systems | 0 | 637517.21
Existing | CZ01 | cDXHP | Refrigeration | 0 | 0
Existing | CZ01 | cDXHP | Generators | 0 | 0
Existing | CZ01 | cDXHP | Total End Uses | 5677140.79 | 775310.7
Existing | CZ02 | cDXHP | Heating | 69411.67 | 22.43
Existing | CZ02 | cDXHP | Cooling | 555108.56 | 0
Existing | CZ02 | cDXHP | Interior Lighting | 2621196.56 | 0
Existing | CZ02 | cDXHP | Exterior Lighting | 0 | 0
Existing | CZ02 | cDXHP | Interior Equipment | 1601390.78 | 137788.4
Existing | CZ02 | cDXHP | Exterior Equipment | 0 | 0
Existing | CZ02 | cDXHP | Fans | 1466773.55 | 0
Existing | CZ02 | cDXHP | Pumps | 0 | 0
Existing | CZ02 | cDXHP | Heat Rejection | 0 | 0
Existing | CZ02 | cDXHP | Humidification | 0 | 0
Existing | CZ02 | cDXHP | Heat Recovery | 0 | 0
Existing | CZ02 | cDXHP | Water Systems | 0 | 585833.04
Existing | CZ02 | cDXHP | Refrigeration | 0 | 0
Existing | CZ02 | cDXHP | Generators | 0 | 0
Existing | CZ02 | cDXHP | Total End Uses | 6313881.11 | 723643.86
Existing | CZ03 | cDXHP | Heating | 31350.39 | 0
Existing | CZ03 | cDXHP | Cooling | 339307.78 | 0
Existing | CZ03 | cDXHP | Interior Lighting | 2621196.56 | 0
Existing | CZ03 | cDXHP | Exterior Lighting | 0 | 0
Existing | CZ03 | cDXHP | Interior Equipment | 1601390.78 | 137788.4
Existing | CZ03 | cDXHP | Exterior Equipment | 0 | 0
Existing | CZ03 | cDXHP | Fans | 1419577.77 | 0
Existing | CZ03 | cDXHP | Pumps | 0 | 0
Existing | CZ03 | cDXHP | Heat Rejection | 0 | 0
Existing | CZ03 | cDXHP | Humidification | 0 | 0
Existing | CZ03 | cDXHP | Heat Recovery | 0 | 0
Existing | CZ03 | cDXHP | Water Systems | 0 | 583536
Existing | CZ03 | cDXHP | Refrigeration | 0 | 0
Existing | CZ03 | cDXHP | Generators | 0 | 0
Existing | CZ03 | cDXHP | Total End Uses | 6012823.28 | 721324.4
Existing | CZ04 | cDXHP | Heating | 28224.03 | 0
Existing | CZ04 | cDXHP | Cooling | 664062.66 | 0
Existing | CZ04 | cDXHP | Interior Lighting | 2621196.56 | 0
Existing | CZ04 | cDXHP | Exterior Lighting | 0 | 0
Existing | CZ04 | cDXHP | Interior Equipment | 1601390.78 | 137788.4
Existing | CZ04 | cDXHP | Exterior Equipment | 0 | 0
Existing | CZ04 | cDXHP | Fans | 1479205.12 | 0
Existing | CZ04 | cDXHP | Pumps | 0 | 0
Existing | CZ04 | cDXHP | Heat Rejection | 0 | 0
Existing | CZ04 | cDXHP | Humidification | 0 | 0
Existing | CZ04 | cDXHP | Heat Recovery | 0 | 0
Existing | CZ04 | cDXHP | Water Systems | 0 | 563536.03
Existing | CZ04 | cDXHP | Refrigeration | 0 | 0
Existing | CZ04 | cDXHP | Generators | 0 | 0
Existing | CZ04 | cDXHP | Total End Uses | 6394079.15 | 701324.42
Existing | CZ05 | cDXHP | Heating | 32563.56 | 0
Existing | CZ05 | cDXHP | Cooling | 439171.58 | 0
Existing | CZ05 | cDXHP | Interior Lighting | 2621196.56 | 0
Existing | CZ05 | cDXHP | Exterior Lighting | 0 | 0
Existing | CZ05 | cDXHP | Interior Equipment | 1601390.78 | 137788.4
Existing | CZ05 | cDXHP | Exterior Equipment | 0 | 0
Existing | CZ05 | cDXHP | Fans | 1426786.18 | 0
Existing | CZ05 | cDXHP | Pumps | 0 | 0
Existing | CZ05 | cDXHP | Heat Rejection | 0 | 0
Existing | CZ05 | cDXHP | Humidification | 0 | 0
Existing | CZ05 | cDXHP | Heat Recovery | 0 | 0
Existing | CZ05 | cDXHP | Water Systems | 0 | 583566.95
Existing | CZ05 | cDXHP | Refrigeration | 0 | 0
Existing | CZ05 | cDXHP | Generators | 0 | 0
Existing | CZ05 | cDXHP | Total End Uses | 6121108.66 | 721355.35
Existing | CZ06 | cDXHP | Heating | 4324.88 | 0
Existing | CZ06 | cDXHP | Cooling | 685741.18 | 0
Existing | CZ06 | cDXHP | Interior Lighting | 2621196.56 | 0
Existing | CZ06 | cDXHP | Exterior Lighting | 0 | 0
Existing | CZ06 | cDXHP | Interior Equipment | 1601390.78 | 137788.4
Existing | CZ06 | cDXHP | Exterior Equipment | 0 | 0
Existing | CZ06 | cDXHP | Fans | 1475194.73 | 0
Existing | CZ06 | cDXHP | Pumps | 0 | 0
Existing | CZ06 | cDXHP | Heat Rejection | 0 | 0
Existing | CZ06 | cDXHP | Humidification | 0 | 0
Existing | CZ06 | cDXHP | Heat Recovery | 0 | 0
Existing | CZ06 | cDXHP | Water Systems | 0 | 537570.81
Existing | CZ06 | cDXHP | Refrigeration | 0 | 0
Existing | CZ06 | cDXHP | Generators | 0 | 0
Existing | CZ06 | cDXHP | Total End Uses | 6387848.14 | 675359.21
Existing | CZ07 | cDXHP | Heating | 3925.9 | 0
Existing | CZ07 | cDXHP | Cooling | 783909.79 | 0
Existing | CZ07 | cDXHP | Interior Lighting | 2621196.56 | 0
Existing | CZ07 | cDXHP | Exterior Lighting | 0 | 0
Existing | CZ07 | cDXHP | Interior Equipment | 1601390.78 | 137788.4
Existing | CZ07 | cDXHP | Exterior Equipment | 0 | 0
Existing | CZ07 | cDXHP | Fans | 1453891.9 | 0
Existing | CZ07 | cDXHP | Pumps | 0 | 0
Existing | CZ07 | cDXHP | Heat Rejection | 0 | 0
Existing | CZ07 | cDXHP | Humidification | 0 | 0
Existing | CZ07 | cDXHP | Heat Recovery | 0 | 0
Existing | CZ07 | cDXHP | Water Systems | 0 | 530714.76
Existing | CZ07 | cDXHP | Refrigeration | 0 | 0
Existing | CZ07 | cDXHP | Generators | 0 | 0
Existing | CZ07 | cDXHP | Total End Uses | 6464314.92 | 668503.16
Existing | CZ08 | cDXHP | Heating | 7608.38 | 0
Existing | CZ08 | cDXHP | Cooling | 918412.15 | 0
Existing | CZ08 | cDXHP | Interior Lighting | 2621196.56 | 0
Existing | CZ08 | cDXHP | Exterior Lighting | 0 | 0
Existing | CZ08 | cDXHP | Interior Equipment | 1601390.78 | 137788.4
Existing | CZ08 | cDXHP | Exterior Equipment | 0 | 0
Existing | CZ08 | cDXHP | Fans | 1510364.03 | 0
Existing | CZ08 | cDXHP | Pumps | 0 | 0
Existing | CZ08 | cDXHP | Heat Rejection | 0 | 0
Existing | CZ08 | cDXHP | Humidification | 0 | 0
Existing | CZ08 | cDXHP | Heat Recovery | 0 | 0
Existing | CZ08 | cDXHP | Water Systems | 0 | 529985.88
Existing | CZ08 | cDXHP | Refrigeration | 0 | 0
Existing | CZ08 | cDXHP | Generators | 0 | 0
Existing | CZ08 | cDXHP | Total End Uses | 6658971.89 | 667774.28
Existing | CZ09 | cDXHP | Heating | 5963.42 | 0
Existing | CZ09 | cDXHP | Cooling | 1051552.55 | 0
Existing | CZ09 | cDXHP | Interior Lighting | 2621196.56 | 0
Existing | CZ09 | cDXHP | Exterior Lighting | 0 | 0
Existing | CZ09 | cDXHP | Interior Equipment | 1601390.78 | 137788.4
Existing | CZ09 | cDXHP | Exterior Equipment | 0 | 0
Existing | CZ09 | cDXHP | Fans | 1607181.71 | 0
Existing | CZ09 | cDXHP | Pumps | 0 | 0
Existing | CZ09 | cDXHP | Heat Rejection | 0 | 0
Existing | CZ09 | cDXHP | Humidification | 0 | 0
Existing | CZ09 | cDXHP | Heat Recovery | 0 | 0
Existing | CZ09 | cDXHP | Water Systems | 0 | 522613.44
Existing | CZ09 | cDXHP | Refrigeration | 0 | 0
Existing | CZ09 | cDXHP | Generators | 0 | 0
Existing | CZ09 | cDXHP | Total End Uses | 6887285.02 | 660401.84
Existing | CZ10 | cDXHP | Heating | 20720.03 | 0
Existing | CZ10 | cDXHP | Cooling | 1263688.87 | 0
Existing | CZ10 | cDXHP | Interior Lighting | 2621196.56 | 0
Existing | CZ10 | cDXHP | Exterior Lighting | 0 | 0
Existing | CZ10 | cDXHP | Interior Equipment | 1601390.78 | 137788.4
Existing | CZ10 | cDXHP | Exterior Equipment | 0 | 0
Existing | CZ10 | cDXHP | Fans | 1558800.2 | 0
Existing | CZ10 | cDXHP | Pumps | 0 | 0
Existing | CZ10 | cDXHP | Heat Rejection | 0 | 0
Existing | CZ10 | cDXHP | Humidification | 0 | 0
Existing | CZ10 | cDXHP | Heat Recovery | 0 | 0
Existing | CZ10 | cDXHP | Water Systems | 0 | 518536.26
Existing | CZ10 | cDXHP | Refrigeration | 0 | 0
Existing | CZ10 | cDXHP | Generators | 0 | 0
Existing | CZ10 | cDXHP | Total End Uses | 7065796.44 | 656324.65
Existing | CZ11 | cDXHP | Heating | 65944.3 | 3
Existing | CZ11 | cDXHP | Cooling | 1257193.58 | 0
Existing | CZ11 | cDXHP | Interior Lighting | 2621196.56 | 0
Existing | CZ11 | cDXHP | Exterior Lighting | 0 | 0
Existing | CZ11 | cDXHP | Interior Equipment | 1601390.78 | 137788.4
Existing | CZ11 | cDXHP | Exterior Equipment | 0 | 0
Existing | CZ11 | cDXHP | Fans | 1623577.31 | 0
Existing | CZ11 | cDXHP | Pumps | 0 | 0
Existing | CZ11 | cDXHP | Heat Rejection | 0 | 0
Existing | CZ11 | cDXHP | Humidification | 0 | 0
Existing | CZ11 | cDXHP | Heat Recovery | 0 | 0
Existing | CZ11 | cDXHP | Water Systems | 0 | 530121.72
Existing | CZ11 | cDXHP | Refrigeration | 0 | 0
Existing | CZ11 | cDXHP | Generators | 0 | 0
Existing | CZ11 | cDXHP | Total End Uses | 7169302.54 | 667913.12
Existing | CZ12 | cDXHP | Heating | 67049.85 | 6.82
Existing | CZ12 | cDXHP | Cooling | 1076383.67 | 0
Existing | CZ12 | cDXHP | Interior Lighting | 2621196.56 | 0
Existing | CZ12 | cDXHP | Exterior Lighting | 0 | 0
Existing | CZ12 | cDXHP | Interior Equipment | 1601390.78 | 137788.4
Existing | CZ12 | cDXHP | Exterior Equipment | 0 | 0
Existing | CZ12 | cDXHP | Fans | 1542138.22 | 0
Existing | CZ12 | cDXHP | Pumps | 0 | 0
Existing | CZ12 | cDXHP | Heat Rejection | 0 | 0
Existing | CZ12 | cDXHP | Humidification | 0 | 0
Existing | CZ12 | cDXHP | Heat Recovery | 0 | 0
Existing | CZ12 | cDXHP | Water Systems | 0 | 544993.97
Existing | CZ12 | cDXHP | Refrigeration | 0 | 0
Existing | CZ12 | cDXHP | Generators | 0 | 0
Existing | CZ12 | cDXHP | Total End Uses | 6908159.09 | 682789.18
Existing | CZ13 | cDXHP | Heating | 49367.81 | 0
Existing | CZ13 | cDXHP | Cooling | 1400172.42 | 0
Existing | CZ13 | cDXHP | Interior Lighting | 2621196.56 | 0
Existing | CZ13 | cDXHP | Exterior Lighting | 0 | 0
Existing | CZ13 | cDXHP | Interior Equipment | 1601390.78 | 137788.4
Existing | CZ13 | cDXHP | Exterior Equipment | 0 | 0
Existing | CZ13 | cDXHP | Fans | 1604387.24 | 0
Existing | CZ13 | cDXHP | Pumps | 0 | 0
Existing | CZ13 | cDXHP | Heat Rejection | 0 | 0
Existing | CZ13 | cDXHP | Humidification | 0 | 0
Existing | CZ13 | cDXHP | Heat Recovery | 0 | 0
Existing | CZ13 | cDXHP | Water Systems | 0 | 514760.93
Existing | CZ13 | cDXHP | Refrigeration | 0 | 0
Existing | CZ13 | cDXHP | Generators | 0 | 0
Existing | CZ13 | cDXHP | Total End Uses | 7276514.82 | 652549.33
Existing | CZ14 | cDXHP | Heating | 31679.56 | 0
Existing | CZ14 | cDXHP | Cooling | 1733040.15 | 0
Existing | CZ14 | cDXHP | Interior Lighting | 2621196.56 | 0
Existing | CZ14 | cDXHP | Exterior Lighting | 0 | 0
Existing | CZ14 | cDXHP | Interior Equipment | 1601390.78 | 137788.4
Existing | CZ14 | cDXHP | Exterior Equipment | 0 | 0
Existing | CZ14 | cDXHP | Fans | 1718198.04 | 0
Existing | CZ14 | cDXHP | Pumps | 0 | 0
Existing | CZ14 | cDXHP | Heat Rejection | 0 | 0
Existing | CZ14 | cDXHP | Humidification | 0 | 0
Existing | CZ14 | cDXHP | Heat Recovery | 0 | 0
Existing | CZ14 | cDXHP | Water Systems | 0 | 488721.06
Existing | CZ14 | cDXHP | Refrigeration | 0 | 0
Existing | CZ14 | cDXHP | Generators | 0 | 0
Existing | CZ14 | cDXHP | Total End Uses | 7705505.1 | 626509.45
Existing | CZ15 | cDXHP | Heating | 6313.24 | 0
Existing | CZ15 | cDXHP | Cooling | 2398082.52 | 0
Existing | CZ15 | cDXHP | Interior Lighting | 2621196.56 | 0
Existing | CZ15 | cDXHP | Exterior Lighting | 0 | 0
Existing | CZ15 | cDXHP | Interior Equipment | 1601390.78 | 137788.4
Existing | CZ15 | cDXHP | Exterior Equipment | 0 | 0
Existing | CZ15 | cDXHP | Fans | 1659408.44 | 0
Existing | CZ15 | cDXHP | Pumps | 0 | 0
Existing | CZ15 | cDXHP | Heat Rejection | 0 | 0
Existing | CZ15 | cDXHP | Humidification | 0 | 0
Existing | CZ15 | cDXHP | Heat Recovery | 0 | 0
Existing | CZ15 | cDXHP | Water Systems | 0 | 433892.63
Existing | CZ15 | cDXHP | Refrigeration | 0 | 0
Existing | CZ15 | cDXHP | Generators | 0 | 0
Existing | CZ15 | cDXHP | Total End Uses | 8286391.53 | 571681.03
Existing | CZ16 | cDXHP | Heating | 153554 | 294.1
Existing | CZ16 | cDXHP | Cooling | 1174347.77 | 0
Existing | CZ16 | cDXHP | Interior Lighting | 2621196.56 | 0
Existing | CZ16 | cDXHP | Exterior Lighting | 0 | 0
Existing | CZ16 | cDXHP | Interior Equipment | 1601390.78 | 137788.4
Existing | CZ16 | cDXHP | Exterior Equipment | 0 | 0
Existing | CZ16 | cDXHP | Fans | 1787051.83 | 0
Existing | CZ16 | cDXHP | Pumps | 0 | 0
Existing | CZ16 | cDXHP | Heat Rejection | 0 | 0
Existing | CZ16 | cDXHP | Humidification | 0 | 0
Existing | CZ16 | cDXHP | Heat Recovery | 0 | 0
Existing | CZ16 | cDXHP | Water Systems | 0 | 576310.94
Existing | CZ16 | cDXHP | Refrigeration | 0 | 0
Existing | CZ16 | cDXHP | Generators | 0 | 0
Existing | CZ16 | cDXHP | Total End Uses | 7337540.93 | 714393.44
New Construction | CZ01 | cDXHP | Heating | 109439.87 | 0
New Construction | CZ01 | cDXHP | Cooling | 34606.47 | 0
New Construction | CZ01 | cDXHP | Interior Lighting | 1349949.3 | 0
New Construction | CZ01 | cDXHP | Exterior Lighting | 0 | 0
New Construction | CZ01 | cDXHP | Interior Equipment | 1601390.78 | 137788.4
New Construction | CZ01 | cDXHP | Exterior Equipment | 0 | 0
New Construction | CZ01 | cDXHP | Fans | 896119.67 | 0
New Construction | CZ01 | cDXHP | Pumps | 0 | 0
New Construction | CZ01 | cDXHP | Heat Rejection | 0 | 0
New Construction | CZ01 | cDXHP | Humidification | 0 | 0
New Construction | CZ01 | cDXHP | Heat Recovery | 0 | 0
New Construction | CZ01 | cDXHP | Water Systems | 0 | 637358.53
New Construction | CZ01 | cDXHP | Refrigeration | 0 | 0
New Construction | CZ01 | cDXHP | Generators | 0 | 0
New Construction | CZ01 | cDXHP | Total End Uses | 3991506.09 | 775146.93
New Construction | CZ02 | cDXHP | Heating | 78611.36 | 0
New Construction | CZ02 | cDXHP | Cooling | 402529.89 | 0
New Construction | CZ02 | cDXHP | Interior Lighting | 1349949.3 | 0
New Construction | CZ02 | cDXHP | Exterior Lighting | 0 | 0
New Construction | CZ02 | cDXHP | Interior Equipment | 1601390.78 | 137788.4
New Construction | CZ02 | cDXHP | Exterior Equipment | 0 | 0
New Construction | CZ02 | cDXHP | Fans | 981258.33 | 0
New Construction | CZ02 | cDXHP | Pumps | 0 | 0
New Construction | CZ02 | cDXHP | Heat Rejection | 0 | 0
New Construction | CZ02 | cDXHP | Humidification | 0 | 0
New Construction | CZ02 | cDXHP | Heat Recovery | 0 | 0
New Construction | CZ02 | cDXHP | Water Systems | 0 | 585497.09
New Construction | CZ02 | cDXHP | Refrigeration | 0 | 0
New Construction | CZ02 | cDXHP | Generators | 0 | 0
New Construction | CZ02 | cDXHP | Total End Uses | 4413739.67 | 723285.49
New Construction | CZ03 | cDXHP | Heating | 38466.74 | 0
New Construction | CZ03 | cDXHP | Cooling | 245743.13 | 0
New Construction | CZ03 | cDXHP | Interior Lighting | 1349949.3 | 0
New Construction | CZ03 | cDXHP | Exterior Lighting | 0 | 0
New Construction | CZ03 | cDXHP | Interior Equipment | 1601390.78 | 137788.4
New Construction | CZ03 | cDXHP | Exterior Equipment | 0 | 0
New Construction | CZ03 | cDXHP | Fans | 963233.46 | 0
New Construction | CZ03 | cDXHP | Pumps | 0 | 0
New Construction | CZ03 | cDXHP | Heat Rejection | 0 | 0
New Construction | CZ03 | cDXHP | Humidification | 0 | 0
New Construction | CZ03 | cDXHP | Heat Recovery | 0 | 0
New Construction | CZ03 | cDXHP | Water Systems | 0 | 583260.94
New Construction | CZ03 | cDXHP | Refrigeration | 0 | 0
New Construction | CZ03 | cDXHP | Generators | 0 | 0
New Construction | CZ03 | cDXHP | Total End Uses | 4198783.41 | 721049.34
New Construction | CZ04 | cDXHP | Heating | 32563.91 | 0
New Construction | CZ04 | cDXHP | Cooling | 482590.44 | 0
New Construction | CZ04 | cDXHP | Interior Lighting | 1349949.3 | 0
New Construction | CZ04 | cDXHP | Exterior Lighting | 0 | 0
New Construction | CZ04 | cDXHP | Interior Equipment | 1601390.78 | 137788.4
New Construction | CZ04 | cDXHP | Exterior Equipment | 0 | 0
New Construction | CZ04 | cDXHP | Fans | 991207.16 | 0
New Construction | CZ04 | cDXHP | Pumps | 0 | 0
New Construction | CZ04 | cDXHP | Heat Rejection | 0 | 0
New Construction | CZ04 | cDXHP | Humidification | 0 | 0
New Construction | CZ04 | cDXHP | Heat Recovery | 0 | 0
New Construction | CZ04 | cDXHP | Water Systems | 0 | 563151.93
New Construction | CZ04 | cDXHP | Refrigeration | 0 | 0
New Construction | CZ04 | cDXHP | Generators | 0 | 0
New Construction | CZ04 | cDXHP | Total End Uses | 4457701.59 | 700940.33
New Construction | CZ05 | cDXHP | Heating | 32959.92 | 0
New Construction | CZ05 | cDXHP | Cooling | 309967.88 | 0
New Construction | CZ05 | cDXHP | Interior Lighting | 1349949.3 | 0
New Construction | CZ05 | cDXHP | Exterior Lighting | 0 | 0
New Construction | CZ05 | cDXHP | Interior Equipment | 1601390.78 | 137788.4
New Construction | CZ05 | cDXHP | Exterior Equipment | 0 | 0
New Construction | CZ05 | cDXHP | Fans | 960395.7 | 0
New Construction | CZ05 | cDXHP | Pumps | 0 | 0
New Construction | CZ05 | cDXHP | Heat Rejection | 0 | 0
New Construction | CZ05 | cDXHP | Humidification | 0 | 0
New Construction | CZ05 | cDXHP | Heat Recovery | 0 | 0
New Construction | CZ05 | cDXHP | Water Systems | 0 | 583264.5
New Construction | CZ05 | cDXHP | Refrigeration | 0 | 0
New Construction | CZ05 | cDXHP | Generators | 0 | 0
New Construction | CZ05 | cDXHP | Total End Uses | 4254663.58 | 721052.9
New Construction | CZ06 | cDXHP | Heating | 3684.72 | 0
New Construction | CZ06 | cDXHP | Cooling | 492484.68 | 0
New Construction | CZ06 | cDXHP | Interior Lighting | 1349949.3 | 0
New Construction | CZ06 | cDXHP | Exterior Lighting | 0 | 0
New Construction | CZ06 | cDXHP | Interior Equipment | 1601390.78 | 137788.4
New Construction | CZ06 | cDXHP | Exterior Equipment | 0 | 0
New Construction | CZ06 | cDXHP | Fans | 987724.09 | 0
New Construction | CZ06 | cDXHP | Pumps | 0 | 0
New Construction | CZ06 | cDXHP | Heat Rejection | 0 | 0
New Construction | CZ06 | cDXHP | Humidification | 0 | 0
New Construction | CZ06 | cDXHP | Heat Recovery | 0 | 0
New Construction | CZ06 | cDXHP | Water Systems | 0 | 537235.7
New Construction | CZ06 | cDXHP | Refrigeration | 0 | 0
New Construction | CZ06 | cDXHP | Generators | 0 | 0
New Construction | CZ06 | cDXHP | Total End Uses | 4435233.57 | 675024.1
New Construction | CZ07 | cDXHP | Heating | 3253.72 | 0
New Construction | CZ07 | cDXHP | Cooling | 561890.9 | 0
New Construction | CZ07 | cDXHP | Interior Lighting | 1349949.3 | 0
New Construction | CZ07 | cDXHP | Exterior Lighting | 0 | 0
New Construction | CZ07 | cDXHP | Interior Equipment | 1601390.78 | 137788.4
New Construction | CZ07 | cDXHP | Exterior Equipment | 0 | 0
New Construction | CZ07 | cDXHP | Fans | 976622.23 | 0
New Construction | CZ07 | cDXHP | Pumps | 0 | 0
New Construction | CZ07 | cDXHP | Heat Rejection | 0 | 0
New Construction | CZ07 | cDXHP | Humidification | 0 | 0
New Construction | CZ07 | cDXHP | Heat Recovery | 0 | 0
New Construction | CZ07 | cDXHP | Water Systems | 0 | 530428.84
New Construction | CZ07 | cDXHP | Refrigeration | 0 | 0
New Construction | CZ07 | cDXHP | Generators | 0 | 0
New Construction | CZ07 | cDXHP | Total End Uses | 4493106.93 | 668217.24
New Construction | CZ08 | cDXHP | Heating | 7051.86 | 0
New Construction | CZ08 | cDXHP | Cooling | 665324.12 | 0
New Construction | CZ08 | cDXHP | Interior Lighting | 1349949.3 | 0
New Construction | CZ08 | cDXHP | Exterior Lighting | 0 | 0
New Construction | CZ08 | cDXHP | Interior Equipment | 1601390.78 | 137788.4
New Construction | CZ08 | cDXHP | Exterior Equipment | 0 | 0
New Construction | CZ08 | cDXHP | Fans | 1003531.55 | 0
New Construction | CZ08 | cDXHP | Pumps | 0 | 0
New Construction | CZ08 | cDXHP | Heat Rejection | 0 | 0
New Construction | CZ08 | cDXHP | Humidification | 0 | 0
New Construction | CZ08 | cDXHP | Heat Recovery | 0 | 0
New Construction | CZ08 | cDXHP | Water Systems | 0 | 529644.35
New Construction | CZ08 | cDXHP | Refrigeration | 0 | 0
New Construction | CZ08 | cDXHP | Generators | 0 | 0
New Construction | CZ08 | cDXHP | Total End Uses | 4627247.62 | 667432.75
New Construction | CZ09 | cDXHP | Heating | 5059.9 | 0
New Construction | CZ09 | cDXHP | Cooling | 752086.76 | 0
New Construction | CZ09 | cDXHP | Interior Lighting | 1349949.3 | 0
New Construction | CZ09 | cDXHP | Exterior Lighting | 0 | 0
New Construction | CZ09 | cDXHP | Interior Equipment | 1601390.78 | 137788.4
New Construction | CZ09 | cDXHP | Exterior Equipment | 0 | 0
New Construction | CZ09 | cDXHP | Fans | 1055316.47 | 0
New Construction | CZ09 | cDXHP | Pumps | 0 | 0
New Construction | CZ09 | cDXHP | Heat Rejection | 0 | 0
New Construction | CZ09 | cDXHP | Humidification | 0 | 0
New Construction | CZ09 | cDXHP | Heat Recovery | 0 | 0
New Construction | CZ09 | cDXHP | Water Systems | 0 | 522313.65
New Construction | CZ09 | cDXHP | Refrigeration | 0 | 0
New Construction | CZ09 | cDXHP | Generators | 0 | 0
New Construction | CZ09 | cDXHP | Total End Uses | 4763803.2 | 660102.04
New Construction | CZ10 | cDXHP | Heating | 22540.15 | 0
New Construction | CZ10 | cDXHP | Cooling | 945829.33 | 0
New Construction | CZ10 | cDXHP | Interior Lighting | 1349949.3 | 0
New Construction | CZ10 | cDXHP | Exterior Lighting | 0 | 0
New Construction | CZ10 | cDXHP | Interior Equipment | 1601390.78 | 137788.4
New Construction | CZ10 | cDXHP | Exterior Equipment | 0 | 0
New Construction | CZ10 | cDXHP | Fans | 1056852.74 | 0
New Construction | CZ10 | cDXHP | Pumps | 0 | 0
New Construction | CZ10 | cDXHP | Heat Rejection | 0 | 0
New Construction | CZ10 | cDXHP | Humidification | 0 | 0
New Construction | CZ10 | cDXHP | Heat Recovery | 0 | 0
New Construction | CZ10 | cDXHP | Water Systems | 0 | 518186.09
New Construction | CZ10 | cDXHP | Refrigeration | 0 | 0
New Construction | CZ10 | cDXHP | Generators | 0 | 0
New Construction | CZ10 | cDXHP | Total End Uses | 4976562.31 | 655974.49
New Construction | CZ11 | cDXHP | Heating | 81682.61 | 0
New Construction | CZ11 | cDXHP | Cooling | 950214.07 | 0
New Construction | CZ11 | cDXHP | Interior Lighting | 1349949.3 | 0
New Construction | CZ11 | cDXHP | Exterior Lighting | 0 | 0
New Construction | CZ11 | cDXHP | Interior Equipment | 1601390.78 | 137788.4
New Construction | CZ11 | cDXHP | Exterior Equipment | 0 | 0
New Construction | CZ11 | cDXHP | Fans | 1084591.75 | 0
New Construction | CZ11 | cDXHP | Pumps | 0 | 0
New Construction | CZ11 | cDXHP | Heat Rejection | 0 | 0
New Construction | CZ11 | cDXHP | Humidification | 0 | 0
New Construction | CZ11 | cDXHP | Heat Recovery | 0 | 0
New Construction | CZ11 | cDXHP | Water Systems | 0 | 529764.61
New Construction | CZ11 | cDXHP | Refrigeration | 0 | 0
New Construction | CZ11 | cDXHP | Generators | 0 | 0
New Construction | CZ11 | cDXHP | Total End Uses | 5067828.5 | 667553.01
New Construction | CZ12 | cDXHP | Heating | 79455.03 | 0
New Construction | CZ12 | cDXHP | Cooling | 805954.09 | 0
New Construction | CZ12 | cDXHP | Interior Lighting | 1349949.3 | 0
New Construction | CZ12 | cDXHP | Exterior Lighting | 0 | 0
New Construction | CZ12 | cDXHP | Interior Equipment | 1601390.78 | 137788.4
New Construction | CZ12 | cDXHP | Exterior Equipment | 0 | 0
New Construction | CZ12 | cDXHP | Fans | 1036016.41 | 0
New Construction | CZ12 | cDXHP | Pumps | 0 | 0
New Construction | CZ12 | cDXHP | Heat Rejection | 0 | 0
New Construction | CZ12 | cDXHP | Humidification | 0 | 0
New Construction | CZ12 | cDXHP | Heat Recovery | 0 | 0
New Construction | CZ12 | cDXHP | Water Systems | 0 | 544671.43
New Construction | CZ12 | cDXHP | Refrigeration | 0 | 0
New Construction | CZ12 | cDXHP | Generators | 0 | 0
New Construction | CZ12 | cDXHP | Total End Uses | 4872765.61 | 682459.83
New Construction | CZ13 | cDXHP | Heating | 64540.07 | 0
New Construction | CZ13 | cDXHP | Cooling | 1056597.4 | 0
New Construction | CZ13 | cDXHP | Interior Lighting | 1349949.3 | 0
New Construction | CZ13 | cDXHP | Exterior Lighting | 0 | 0
New Construction | CZ13 | cDXHP | Interior Equipment | 1601390.78 | 137788.4
New Construction | CZ13 | cDXHP | Exterior Equipment | 0 | 0
New Construction | CZ13 | cDXHP | Fans | 1078850.51 | 0
New Construction | CZ13 | cDXHP | Pumps | 0 | 0
New Construction | CZ13 | cDXHP | Heat Rejection | 0 | 0
New Construction | CZ13 | cDXHP | Humidification | 0 | 0
New Construction | CZ13 | cDXHP | Heat Recovery | 0 | 0
New Construction | CZ13 | cDXHP | Water Systems | 0 | 514440.31
New Construction | CZ13 | cDXHP | Refrigeration | 0 | 0
New Construction | CZ13 | cDXHP | Generators | 0 | 0
New Construction | CZ13 | cDXHP | Total End Uses | 5151328.06 | 652228.71
New Construction | CZ14 | cDXHP | Heating | 35768.4 | 0
New Construction | CZ14 | cDXHP | Cooling | 1322883.64 | 0
New Construction | CZ14 | cDXHP | Interior Lighting | 1349949.3 | 0
New Construction | CZ14 | cDXHP | Exterior Lighting | 0 | 0
New Construction | CZ14 | cDXHP | Interior Equipment | 1601390.78 | 137788.4
New Construction | CZ14 | cDXHP | Exterior Equipment | 0 | 0
New Construction | CZ14 | cDXHP | Fans | 1160820.04 | 0
New Construction | CZ14 | cDXHP | Pumps | 0 | 0
New Construction | CZ14 | cDXHP | Heat Rejection | 0 | 0
New Construction | CZ14 | cDXHP | Humidification | 0 | 0
New Construction | CZ14 | cDXHP | Heat Recovery | 0 | 0
New Construction | CZ14 | cDXHP | Water Systems | 0 | 488408.9
New Construction | CZ14 | cDXHP | Refrigeration | 0 | 0
New Construction | CZ14 | cDXHP | Generators | 0 | 0
New Construction | CZ14 | cDXHP | Total End Uses | 5470812.16 | 626197.3
New Construction | CZ15 | cDXHP | Heating | 7185.9 | 0
New Construction | CZ15 | cDXHP | Cooling | 1846417.64 | 0
New Construction | CZ15 | cDXHP | Interior Lighting | 1349949.3 | 0
New Construction | CZ15 | cDXHP | Exterior Lighting | 0 | 0
New Construction | CZ15 | cDXHP | Interior Equipment | 1601390.78 | 137788.4
New Construction | CZ15 | cDXHP | Exterior Equipment | 0 | 0
New Construction | CZ15 | cDXHP | Fans | 1124363.92 | 0
New Construction | CZ15 | cDXHP | Pumps | 0 | 0
New Construction | CZ15 | cDXHP | Heat Rejection | 0 | 0
New Construction | CZ15 | cDXHP | Humidification | 0 | 0
New Construction | CZ15 | cDXHP | Heat Recovery | 0 | 0
New Construction | CZ15 | cDXHP | Water Systems | 0 | 433491.1
New Construction | CZ15 | cDXHP | Refrigeration | 0 | 0
New Construction | CZ15 | cDXHP | Generators | 0 | 0
New Construction | CZ15 | cDXHP | Total End Uses | 5929307.54 | 571279.49
New Construction | CZ16 | cDXHP | Heating | 164585.7 | 17.62
New Construction | CZ16 | cDXHP | Cooling | 888673.93 | 0
New Construction | CZ16 | cDXHP | Interior Lighting | 1349949.3 | 0
New Construction | CZ16 | cDXHP | Exterior Lighting | 0 | 0
New Construction | CZ16 | cDXHP | Interior Equipment | 1601390.78 | 137788.4
New Construction | CZ16 | cDXHP | Exterior Equipment | 0 | 0
New Construction | CZ16 | cDXHP | Fans | 1207719.28 | 0
New Construction | CZ16 | cDXHP | Pumps | 0 | 0
New Construction | CZ16 | cDXHP | Heat Rejection | 0 | 0
New Construction | CZ16 | cDXHP | Humidification | 0 | 0
New Construction | CZ16 | cDXHP | Heat Recovery | 0 | 0
New Construction | CZ16 | cDXHP | Water Systems | 0 | 576087.5
New Construction | CZ16 | cDXHP | Refrigeration | 0 | 0
New Construction | CZ16 | cDXHP | Generators | 0 | 0
New Construction | CZ16 | cDXHP | Total End Uses | 5212318.99 | 713893.51
Existing | CZ01 | cDXOH | Heating | 0 | 66.25
Existing | CZ01 | cDXOH | Cooling | 46491.99 | 0
Existing | CZ01 | cDXOH | Interior Lighting | 2621196.56 | 0
Existing | CZ01 | cDXOH | Exterior Lighting | 0 | 0
Existing | CZ01 | cDXOH | Interior Equipment | 1601390.78 | 137788.4
Existing | CZ01 | cDXOH | Exterior Equipment | 0 | 0
Existing | CZ01 | cDXOH | Fans | 1327974.81 | 0
Existing | CZ01 | cDXOH | Pumps | 0 | 0
Existing | CZ01 | cDXOH | Heat Rejection | 0 | 0
Existing | CZ01 | cDXOH | Humidification | 0 | 0
Existing | CZ01 | cDXOH | Heat Recovery | 0 | 0
Existing | CZ01 | cDXOH | Water Systems | 0 | 637519.41
Existing | CZ01 | cDXOH | Refrigeration | 0 | 0
Existing | CZ01 | cDXOH | Generators | 0 | 0
Existing | CZ01 | cDXOH | Total End Uses | 5597054.13 | 775374.06
Existing | CZ02 | cDXOH | Heating | 0 | 66.18
Existing | CZ02 | cDXOH | Cooling | 555859.64 | 0
Existing | CZ02 | cDXOH | Interior Lighting | 2621196.56 | 0
Existing | CZ02 | cDXOH | Exterior Lighting | 0 | 0
Existing | CZ02 | cDXOH | Interior Equipment | 1601390.78 | 137788.4
Existing | CZ02 | cDXOH | Exterior Equipment | 0 | 0
Existing | CZ02 | cDXOH | Fans | 1468406.06 | 0
Existing | CZ02 | cDXOH | Pumps | 0 | 0
Existing | CZ02 | cDXOH | Heat Rejection | 0 | 0
Existing | CZ02 | cDXOH | Humidification | 0 | 0
Existing | CZ02 | cDXOH | Heat Recovery | 0 | 0
Existing | CZ02 | cDXOH | Water Systems | 0 | 585829.81
Existing | CZ02 | cDXOH | Refrigeration | 0 | 0
Existing | CZ02 | cDXOH | Generators | 0 | 0
Existing | CZ02 | cDXOH | Total End Uses | 6246853.04 | 723684.39
Existing | CZ03 | cDXOH | Heating | 0 | 5.64
Existing | CZ03 | cDXOH | Cooling | 342049.38 | 0
Existing | CZ03 | cDXOH | Interior Lighting | 2621196.56 | 0
Existing | CZ03 | cDXOH | Exterior Lighting | 0 | 0
Existing | CZ03 | cDXOH | Interior Equipment | 1601390.78 | 137788.4
Existing | CZ03 | cDXOH | Exterior Equipment | 0 | 0
Existing | CZ03 | cDXOH | Fans | 1419879.62 | 0
Existing | CZ03 | cDXOH | Pumps | 0 | 0
Existing | CZ03 | cDXOH | Heat Rejection | 0 | 0
Existing | CZ03 | cDXOH | Humidification | 0 | 0
Existing | CZ03 | cDXOH | Heat Recovery | 0 | 0
Existing | CZ03 | cDXOH | Water Systems | 0 | 583538.27
Existing | CZ03 | cDXOH | Refrigeration | 0 | 0
Existing | CZ03 | cDXOH | Generators | 0 | 0
Existing | CZ03 | cDXOH | Total End Uses | 5984516.35 | 721332.31
Existing | CZ04 | cDXOH | Heating | 0 | 1.68
Existing | CZ04 | cDXOH | Cooling | 665006.56 | 0
Existing | CZ04 | cDXOH | Interior Lighting | 2621196.56 | 0
Existing | CZ04 | cDXOH | Exterior Lighting | 0 | 0
Existing | CZ04 | cDXOH | Interior Equipment | 1601390.78 | 137788.4
Existing | CZ04 | cDXOH | Exterior Equipment | 0 | 0
Existing | CZ04 | cDXOH | Fans | 1479518.51 | 0
Existing | CZ04 | cDXOH | Pumps | 0 | 0
Existing | CZ04 | cDXOH | Heat Rejection | 0 | 0
Existing | CZ04 | cDXOH | Humidification | 0 | 0
Existing | CZ04 | cDXOH | Heat Recovery | 0 | 0
Existing | CZ04 | cDXOH | Water Systems | 0 | 563538.62
Existing | CZ04 | cDXOH | Refrigeration | 0 | 0
Existing | CZ04 | cDXOH | Generators | 0 | 0
Existing | CZ04 | cDXOH | Total End Uses | 6367112.41 | 701328.69
Existing | CZ05 | cDXOH | Heating | 0 | 0
Existing | CZ05 | cDXOH | Cooling | 440049.26 | 0
Existing | CZ05 | cDXOH | Interior Lighting | 2621196.56 | 0
Existing | CZ05 | cDXOH | Exterior Lighting | 0 | 0
Existing | CZ05 | cDXOH | Interior Equipment | 1601390.78 | 137788.4
Existing | CZ05 | cDXOH | Exterior Equipment | 0 | 0
Existing | CZ05 | cDXOH | Fans | 1426860.25 | 0
Existing | CZ05 | cDXOH | Pumps | 0 | 0
Existing | CZ05 | cDXOH | Heat Rejection | 0 | 0
Existing | CZ05 | cDXOH | Humidification | 0 | 0
Existing | CZ05 | cDXOH | Heat Recovery | 0 | 0
Existing | CZ05 | cDXOH | Water Systems | 0 | 583570.08
Existing | CZ05 | cDXOH | Refrigeration | 0 | 0
Existing | CZ05 | cDXOH | Generators | 0 | 0
Existing | CZ05 | cDXOH | Total End Uses | 6089496.85 | 721358.47
Existing | CZ06 | cDXOH | Heating | 0 | 0
Existing | CZ06 | cDXOH | Cooling | 714217.35 | 0
Existing | CZ06 | cDXOH | Interior Lighting | 2621196.56 | 0
Existing | CZ06 | cDXOH | Exterior Lighting | 0 | 0
Existing | CZ06 | cDXOH | Interior Equipment | 1601390.78 | 137788.4
Existing | CZ06 | cDXOH | Exterior Equipment | 0 | 0
Existing | CZ06 | cDXOH | Fans | 1475194.73 | 0
Existing | CZ06 | cDXOH | Pumps | 0 | 0
Existing | CZ06 | cDXOH | Heat Rejection | 0 | 0
Existing | CZ06 | cDXOH | Humidification | 0 | 0
Existing | CZ06 | cDXOH | Heat Recovery | 0 | 0
Existing | CZ06 | cDXOH | Water Systems | 0 | 537572.03
Existing | CZ06 | cDXOH | Refrigeration | 0 | 0
Existing | CZ06 | cDXOH | Generators | 0 | 0
Existing | CZ06 | cDXOH | Total End Uses | 6411999.43 | 675360.43
Existing | CZ07 | cDXOH | Heating | 0 | 0
Existing | CZ07 | cDXOH | Cooling | 801584.22 | 0
Existing | CZ07 | cDXOH | Interior Lighting | 2621196.56 | 0
Existing | CZ07 | cDXOH | Exterior Lighting | 0 | 0
Existing | CZ07 | cDXOH | Interior Equipment | 1601390.78 | 137788.4
Existing | CZ07 | cDXOH | Exterior Equipment | 0 | 0
Existing | CZ07 | cDXOH | Fans | 1453891.9 | 0
Existing | CZ07 | cDXOH | Pumps | 0 | 0
Existing | CZ07 | cDXOH | Heat Rejection | 0 | 0
Existing | CZ07 | cDXOH | Humidification | 0 | 0
Existing | CZ07 | cDXOH | Heat Recovery | 0 | 0
Existing | CZ07 | cDXOH | Water Systems | 0 | 530720.58
Existing | CZ07 | cDXOH | Refrigeration | 0 | 0
Existing | CZ07 | cDXOH | Generators | 0 | 0
Existing | CZ07 | cDXOH | Total End Uses | 6478063.45 | 668508.97
Existing | CZ08 | cDXOH | Heating | 0 | 0
Existing | CZ08 | cDXOH | Cooling | 927316.39 | 0
Existing | CZ08 | cDXOH | Interior Lighting | 2621196.56 | 0
Existing | CZ08 | cDXOH | Exterior Lighting | 0 | 0
Existing | CZ08 | cDXOH | Interior Equipment | 1601390.78 | 137788.4
Existing | CZ08 | cDXOH | Exterior Equipment | 0 | 0
Existing | CZ08 | cDXOH | Fans | 1510364.03 | 0
Existing | CZ08 | cDXOH | Pumps | 0 | 0
Existing | CZ08 | cDXOH | Heat Rejection | 0 | 0
Existing | CZ08 | cDXOH | Humidification | 0 | 0
Existing | CZ08 | cDXOH | Heat Recovery | 0 | 0
Existing | CZ08 | cDXOH | Water Systems | 0 | 529987.86
Existing | CZ08 | cDXOH | Refrigeration | 0 | 0
Existing | CZ08 | cDXOH | Generators | 0 | 0
Existing | CZ08 | cDXOH | Total End Uses | 6660267.75 | 667776.26
Existing | CZ09 | cDXOH | Heating | 0 | 0
Existing | CZ09 | cDXOH | Cooling | 1060606.67 | 0
Existing | CZ09 | cDXOH | Interior Lighting | 2621196.56 | 0
Existing | CZ09 | cDXOH | Exterior Lighting | 0 | 0
Existing | CZ09 | cDXOH | Interior Equipment | 1601390.78 | 137788.4
Existing | CZ09 | cDXOH | Exterior Equipment | 0 | 0
Existing | CZ09 | cDXOH | Fans | 1607181.71 | 0
Existing | CZ09 | cDXOH | Pumps | 0 | 0
Existing | CZ09 | cDXOH | Heat Rejection | 0 | 0
Existing | CZ09 | cDXOH | Humidification | 0 | 0
Existing | CZ09 | cDXOH | Heat Recovery | 0 | 0
Existing | CZ09 | cDXOH | Water Systems | 0 | 522614.46
Existing | CZ09 | cDXOH | Refrigeration | 0 | 0
Existing | CZ09 | cDXOH | Generators | 0 | 0
Existing | CZ09 | cDXOH | Total End Uses | 6890375.72 | 660402.86
Existing | CZ10 | cDXOH | Heating | 0 | 0
Existing | CZ10 | cDXOH | Cooling | 1261949.01 | 0
Existing | CZ10 | cDXOH | Interior Lighting | 2621196.56 | 0
Existing | CZ10 | cDXOH | Exterior Lighting | 0 | 0
Existing | CZ10 | cDXOH | Interior Equipment | 1601390.78 | 137788.4
Existing | CZ10 | cDXOH | Exterior Equipment | 0 | 0
Existing | CZ10 | cDXOH | Fans | 1558848.55 | 0
Existing | CZ10 | cDXOH | Pumps | 0 | 0
Existing | CZ10 | cDXOH | Heat Rejection | 0 | 0
Existing | CZ10 | cDXOH | Humidification | 0 | 0
Existing | CZ10 | cDXOH | Heat Recovery | 0 | 0
Existing | CZ10 | cDXOH | Water Systems | 0 | 518537.11
Existing | CZ10 | cDXOH | Refrigeration | 0 | 0
Existing | CZ10 | cDXOH | Generators | 0 | 0
Existing | CZ10 | cDXOH | Total End Uses | 7043384.9 | 656325.5
Existing | CZ11 | cDXOH | Heating | 0 | 17.42
Existing | CZ11 | cDXOH | Cooling | 1253062.82 | 0
Existing | CZ11 | cDXOH | Interior Lighting | 2621196.56 | 0
Existing | CZ11 | cDXOH | Exterior Lighting | 0 | 0
Existing | CZ11 | cDXOH | Interior Equipment | 1601390.78 | 137788.4
Existing | CZ11 | cDXOH | Exterior Equipment | 0 | 0
Existing | CZ11 | cDXOH | Fans | 1626346.05 | 0
Existing | CZ11 | cDXOH | Pumps | 0 | 0
Existing | CZ11 | cDXOH | Heat Rejection | 0 | 0
Existing | CZ11 | cDXOH | Humidification | 0 | 0
Existing | CZ11 | cDXOH | Heat Recovery | 0 | 0
Existing | CZ11 | cDXOH | Water Systems | 0 | 530122.86
Existing | CZ11 | cDXOH | Refrigeration | 0 | 0
Existing | CZ11 | cDXOH | Generators | 0 | 0
Existing | CZ11 | cDXOH | Total End Uses | 7101996.21 | 667928.68
Existing | CZ12 | cDXOH | Heating | 0 | 47.79
Existing | CZ12 | cDXOH | Cooling | 1073847.2 | 0
Existing | CZ12 | cDXOH | Interior Lighting | 2621196.56 | 0
Existing | CZ12 | cDXOH | Exterior Lighting | 0 | 0
Existing | CZ12 | cDXOH | Interior Equipment | 1601390.78 | 137788.4
Existing | CZ12 | cDXOH | Exterior Equipment | 0 | 0
Existing | CZ12 | cDXOH | Fans | 1544840.37 | 0
Existing | CZ12 | cDXOH | Pumps | 0 | 0
Existing | CZ12 | cDXOH | Heat Rejection | 0 | 0
Existing | CZ12 | cDXOH | Humidification | 0 | 0
Existing | CZ12 | cDXOH | Heat Recovery | 0 | 0
Existing | CZ12 | cDXOH | Water Systems | 0 | 544997.66
Existing | CZ12 | cDXOH | Refrigeration | 0 | 0
Existing | CZ12 | cDXOH | Generators | 0 | 0
Existing | CZ12 | cDXOH | Total End Uses | 6841274.91 | 682833.84
Existing | CZ13 | cDXOH | Heating | 0 | 2.22
Existing | CZ13 | cDXOH | Cooling | 1398818.78 | 0
Existing | CZ13 | cDXOH | Interior Lighting | 2621196.56 | 0
Existing | CZ13 | cDXOH | Exterior Lighting | 0 | 0
Existing | CZ13 | cDXOH | Interior Equipment | 1601390.78 | 137788.4
Existing | CZ13 | cDXOH | Exterior Equipment | 0 | 0
Existing | CZ13 | cDXOH | Fans | 1605927.52 | 0
Existing | CZ13 | cDXOH | Pumps | 0 | 0
Existing | CZ13 | cDXOH | Heat Rejection | 0 | 0
Existing | CZ13 | cDXOH | Humidification | 0 | 0
Existing | CZ13 | cDXOH | Heat Recovery | 0 | 0
Existing | CZ13 | cDXOH | Water Systems | 0 | 514764.39
Existing | CZ13 | cDXOH | Refrigeration | 0 | 0
Existing | CZ13 | cDXOH | Generators | 0 | 0
Existing | CZ13 | cDXOH | Total End Uses | 7227333.64 | 652555
Existing | CZ14 | cDXOH | Heating | 0 | 0.23
Existing | CZ14 | cDXOH | Cooling | 1732127.17 | 0
Existing | CZ14 | cDXOH | Interior Lighting | 2621196.56 | 0
Existing | CZ14 | cDXOH | Exterior Lighting | 0 | 0
Existing | CZ14 | cDXOH | Interior Equipment | 1601390.78 | 137788.4
Existing | CZ14 | cDXOH | Exterior Equipment | 0 | 0
Existing | CZ14 | cDXOH | Fans | 1719163.2 | 0
Existing | CZ14 | cDXOH | Pumps | 0 | 0
Existing | CZ14 | cDXOH | Heat Rejection | 0 | 0
Existing | CZ14 | cDXOH | Humidification | 0 | 0
Existing | CZ14 | cDXOH | Heat Recovery | 0 | 0
Existing | CZ14 | cDXOH | Water Systems | 0 | 488722.67
Existing | CZ14 | cDXOH | Refrigeration | 0 | 0
Existing | CZ14 | cDXOH | Generators | 0 | 0
Existing | CZ14 | cDXOH | Total End Uses | 7673877.71 | 626511.3
Existing | CZ15 | cDXOH | Heating | 0 | 0
Existing | CZ15 | cDXOH | Cooling | 2397417.72 | 0
Existing | CZ15 | cDXOH | Interior Lighting | 2621196.56 | 0
Existing | CZ15 | cDXOH | Exterior Lighting | 0 | 0
Existing | CZ15 | cDXOH | Interior Equipment | 1601390.78 | 137788.4
Existing | CZ15 | cDXOH | Exterior Equipment | 0 | 0
Existing | CZ15 | cDXOH | Fans | 1659408.44 | 0
Existing | CZ15 | cDXOH | Pumps | 0 | 0
Existing | CZ15 | cDXOH | Heat Rejection | 0 | 0
Existing | CZ15 | cDXOH | Humidification | 0 | 0
Existing | CZ15 | cDXOH | Heat Recovery | 0 | 0
Existing | CZ15 | cDXOH | Water Systems | 0 | 433894.27
Existing | CZ15 | cDXOH | Refrigeration | 0 | 0
Existing | CZ15 | cDXOH | Generators | 0 | 0
Existing | CZ15 | cDXOH | Total End Uses | 8279413.5 | 571682.66
Existing | CZ16 | cDXOH | Heating | 0 | 779.31
Existing | CZ16 | cDXOH | Cooling | 1160056.4 | 0
Existing | CZ16 | cDXOH | Interior Lighting | 2621196.56 | 0
Existing | CZ16 | cDXOH | Exterior Lighting | 0 | 0
Existing | CZ16 | cDXOH | Interior Equipment | 1601390.78 | 137788.4
Existing | CZ16 | cDXOH | Exterior Equipment | 0 | 0
Existing | CZ16 | cDXOH | Fans | 1801902.1 | 0
Existing | CZ16 | cDXOH | Pumps | 0 | 0
Existing | CZ16 | cDXOH | Heat Rejection | 0 | 0
Existing | CZ16 | cDXOH | Humidification | 0 | 0
Existing | CZ16 | cDXOH | Heat Recovery | 0 | 0
Existing | CZ16 | cDXOH | Water Systems | 0 | 576312.97
Existing | CZ16 | cDXOH | Refrigeration | 0 | 0
Existing | CZ16 | cDXOH | Generators | 0 | 0
Existing | CZ16 | cDXOH | Total End Uses | 7184545.84 | 714880.67
New Construction | CZ01 | cDXOH | Heating | 0 | 26.75
New Construction | CZ01 | cDXOH | Cooling | 34140.32 | 0
New Construction | CZ01 | cDXOH | Interior Lighting | 1349949.3 | 0
New Construction | CZ01 | cDXOH | Exterior Lighting | 0 | 0
New Construction | CZ01 | cDXOH | Interior Equipment | 1601390.78 | 137788.4
New Construction | CZ01 | cDXOH | Exterior Equipment | 0 | 0
New Construction | CZ01 | cDXOH | Fans | 897128.26 | 0
New Construction | CZ01 | cDXOH | Pumps | 0 | 0
New Construction | CZ01 | cDXOH | Heat Rejection | 0 | 0
New Construction | CZ01 | cDXOH | Humidification | 0 | 0
New Construction | CZ01 | cDXOH | Heat Recovery | 0 | 0
New Construction | CZ01 | cDXOH | Water Systems | 0 | 637358.5
New Construction | CZ01 | cDXOH | Refrigeration | 0 | 0
New Construction | CZ01 | cDXOH | Generators | 0 | 0
New Construction | CZ01 | cDXOH | Total End Uses | 3882608.65 | 775173.64
New Construction | CZ02 | cDXOH | Heating | 0 | 2.05
New Construction | CZ02 | cDXOH | Cooling | 401570.07 | 0
New Construction | CZ02 | cDXOH | Interior Lighting | 1349949.3 | 0
New Construction | CZ02 | cDXOH | Exterior Lighting | 0 | 0
New Construction | CZ02 | cDXOH | Interior Equipment | 1601390.78 | 137788.4
New Construction | CZ02 | cDXOH | Exterior Equipment | 0 | 0
New Construction | CZ02 | cDXOH | Fans | 981464.62 | 0
New Construction | CZ02 | cDXOH | Pumps | 0 | 0
New Construction | CZ02 | cDXOH | Heat Rejection | 0 | 0
New Construction | CZ02 | cDXOH | Humidification | 0 | 0
New Construction | CZ02 | cDXOH | Heat Recovery | 0 | 0
New Construction | CZ02 | cDXOH | Water Systems | 0 | 585517.63
New Construction | CZ02 | cDXOH | Refrigeration | 0 | 0
New Construction | CZ02 | cDXOH | Generators | 0 | 0
New Construction | CZ02 | cDXOH | Total End Uses | 4334374.77 | 723308.07
New Construction | CZ03 | cDXOH | Heating | 0 | 0
New Construction | CZ03 | cDXOH | Cooling | 247579.96 | 0
New Construction | CZ03 | cDXOH | Interior Lighting | 1349949.3 | 0
New Construction | CZ03 | cDXOH | Exterior Lighting | 0 | 0
New Construction | CZ03 | cDXOH | Interior Equipment | 1601390.78 | 137788.4
New Construction | CZ03 | cDXOH | Exterior Equipment | 0 | 0
New Construction | CZ03 | cDXOH | Fans | 963272.35 | 0
New Construction | CZ03 | cDXOH | Pumps | 0 | 0
New Construction | CZ03 | cDXOH | Heat Rejection | 0 | 0
New Construction | CZ03 | cDXOH | Humidification | 0 | 0
New Construction | CZ03 | cDXOH | Heat Recovery | 0 | 0
New Construction | CZ03 | cDXOH | Water Systems | 0 | 583262.35
New Construction | CZ03 | cDXOH | Refrigeration | 0 | 0
New Construction | CZ03 | cDXOH | Generators | 0 | 0
New Construction | CZ03 | cDXOH | Total End Uses | 4162192.39 | 721050.75
New Construction | CZ04 | cDXOH | Heating | 0 | 0
New Construction | CZ04 | cDXOH | Cooling | 483036.64 | 0
New Construction | CZ04 | cDXOH | Interior Lighting | 1349949.3 | 0
New Construction | CZ04 | cDXOH | Exterior Lighting | 0 | 0
New Construction | CZ04 | cDXOH | Interior Equipment | 1601390.78 | 137788.4
New Construction | CZ04 | cDXOH | Exterior Equipment | 0 | 0
New Construction | CZ04 | cDXOH | Fans | 991207.16 | 0
New Construction | CZ04 | cDXOH | Pumps | 0 | 0
New Construction | CZ04 | cDXOH | Heat Rejection | 0 | 0
New Construction | CZ04 | cDXOH | Humidification | 0 | 0
New Construction | CZ04 | cDXOH | Heat Recovery | 0 | 0
New Construction | CZ04 | cDXOH | Water Systems | 0 | 563160.12
New Construction | CZ04 | cDXOH | Refrigeration | 0 | 0
New Construction | CZ04 | cDXOH | Generators | 0 | 0
New Construction | CZ04 | cDXOH | Total End Uses | 4425583.88 | 700948.52
New Construction | CZ05 | cDXOH | Heating | 0 | 0
New Construction | CZ05 | cDXOH | Cooling | 309924.94 | 0
New Construction | CZ05 | cDXOH | Interior Lighting | 1349949.3 | 0
New Construction | CZ05 | cDXOH | Exterior Lighting | 0 | 0
New Construction | CZ05 | cDXOH | Interior Equipment | 1601390.78 | 137788.4
New Construction | CZ05 | cDXOH | Exterior Equipment | 0 | 0
New Construction | CZ05 | cDXOH | Fans | 960395.7 | 0
New Construction | CZ05 | cDXOH | Pumps | 0 | 0
New Construction | CZ05 | cDXOH | Heat Rejection | 0 | 0
New Construction | CZ05 | cDXOH | Humidification | 0 | 0
New Construction | CZ05 | cDXOH | Heat Recovery | 0 | 0
New Construction | CZ05 | cDXOH | Water Systems | 0 | 583246.64
New Construction | CZ05 | cDXOH | Refrigeration | 0 | 0
New Construction | CZ05 | cDXOH | Generators | 0 | 0
New Construction | CZ05 | cDXOH | Total End Uses | 4221660.72 | 721035.04
New Construction | CZ06 | cDXOH | Heating | 0 | 0
New Construction | CZ06 | cDXOH | Cooling | 522847.68 | 0
New Construction | CZ06 | cDXOH | Interior Lighting | 1349949.3 | 0
New Construction | CZ06 | cDXOH | Exterior Lighting | 0 | 0
New Construction | CZ06 | cDXOH | Interior Equipment | 1601390.78 | 137788.4
New Construction | CZ06 | cDXOH | Exterior Equipment | 0 | 0
New Construction | CZ06 | cDXOH | Fans | 987724.09 | 0
New Construction | CZ06 | cDXOH | Pumps | 0 | 0
New Construction | CZ06 | cDXOH | Heat Rejection | 0 | 0
New Construction | CZ06 | cDXOH | Humidification | 0 | 0
New Construction | CZ06 | cDXOH | Heat Recovery | 0 | 0
New Construction | CZ06 | cDXOH | Water Systems | 0 | 537238.23
New Construction | CZ06 | cDXOH | Refrigeration | 0 | 0
New Construction | CZ06 | cDXOH | Generators | 0 | 0
New Construction | CZ06 | cDXOH | Total End Uses | 4461911.86 | 675026.63
New Construction | CZ07 | cDXOH | Heating | 0 | 0
New Construction | CZ07 | cDXOH | Cooling | 581992.39 | 0
New Construction | CZ07 | cDXOH | Interior Lighting | 1349949.3 | 0
New Construction | CZ07 | cDXOH | Exterior Lighting | 0 | 0
New Construction | CZ07 | cDXOH | Interior Equipment | 1601390.78 | 137788.4
New Construction | CZ07 | cDXOH | Exterior Equipment | 0 | 0
New Construction | CZ07 | cDXOH | Fans | 976622.23 | 0
New Construction | CZ07 | cDXOH | Pumps | 0 | 0
New Construction | CZ07 | cDXOH | Heat Rejection | 0 | 0
New Construction | CZ07 | cDXOH | Humidification | 0 | 0
New Construction | CZ07 | cDXOH | Heat Recovery | 0 | 0
New Construction | CZ07 | cDXOH | Water Systems | 0 | 530396.37
New Construction | CZ07 | cDXOH | Refrigeration | 0 | 0
New Construction | CZ07 | cDXOH | Generators | 0 | 0
New Construction | CZ07 | cDXOH | Total End Uses | 4509954.7 | 668184.77
New Construction | CZ08 | cDXOH | Heating | 0 | 0
New Construction | CZ08 | cDXOH | Cooling | 673079.23 | 0
New Construction | CZ08 | cDXOH | Interior Lighting | 1349949.3 | 0
New Construction | CZ08 | cDXOH | Exterior Lighting | 0 | 0
New Construction | CZ08 | cDXOH | Interior Equipment | 1601390.78 | 137788.4
New Construction | CZ08 | cDXOH | Exterior Equipment | 0 | 0
New Construction | CZ08 | cDXOH | Fans | 1003531.55 | 0
New Construction | CZ08 | cDXOH | Pumps | 0 | 0
New Construction | CZ08 | cDXOH | Heat Rejection | 0 | 0
New Construction | CZ08 | cDXOH | Humidification | 0 | 0
New Construction | CZ08 | cDXOH | Heat Recovery | 0 | 0
New Construction | CZ08 | cDXOH | Water Systems | 0 | 529644.35
New Construction | CZ08 | cDXOH | Refrigeration | 0 | 0
New Construction | CZ08 | cDXOH | Generators | 0 | 0
New Construction | CZ08 | cDXOH | Total End Uses | 4627950.86 | 667432.75
New Construction | CZ09 | cDXOH | Heating | 0 | 0
New Construction | CZ09 | cDXOH | Cooling | 764403.9 | 0
New Construction | CZ09 | cDXOH | Interior Lighting | 1349949.3 | 0
New Construction | CZ09 | cDXOH | Exterior Lighting | 0 | 0
New Construction | CZ09 | cDXOH | Interior Equipment | 1601390.78 | 137788.4
New Construction | CZ09 | cDXOH | Exterior Equipment | 0 | 0
New Construction | CZ09 | cDXOH | Fans | 1055316.47 | 0
New Construction | CZ09 | cDXOH | Pumps | 0 | 0
New Construction | CZ09 | cDXOH | Heat Rejection | 0 | 0
New Construction | CZ09 | cDXOH | Humidification | 0 | 0
New Construction | CZ09 | cDXOH | Heat Recovery | 0 | 0
New Construction | CZ09 | cDXOH | Water Systems | 0 | 522276.32
New Construction | CZ09 | cDXOH | Refrigeration | 0 | 0
New Construction | CZ09 | cDXOH | Generators | 0 | 0
New Construction | CZ09 | cDXOH | Total End Uses | 4771060.45 | 660064.72
New Construction | CZ10 | cDXOH | Heating | 0 | 0
New Construction | CZ10 | cDXOH | Cooling | 942870.4 | 0
New Construction | CZ10 | cDXOH | Interior Lighting | 1349949.3 | 0
New Construction | CZ10 | cDXOH | Exterior Lighting | 0 | 0
New Construction | CZ10 | cDXOH | Interior Equipment | 1601390.78 | 137788.4
New Construction | CZ10 | cDXOH | Exterior Equipment | 0 | 0
New Construction | CZ10 | cDXOH | Fans | 1056852.74 | 0
New Construction | CZ10 | cDXOH | Pumps | 0 | 0
New Construction | CZ10 | cDXOH | Heat Rejection | 0 | 0
New Construction | CZ10 | cDXOH | Humidification | 0 | 0
New Construction | CZ10 | cDXOH | Heat Recovery | 0 | 0
New Construction | CZ10 | cDXOH | Water Systems | 0 | 518173.21
New Construction | CZ10 | cDXOH | Refrigeration | 0 | 0
New Construction | CZ10 | cDXOH | Generators | 0 | 0
New Construction | CZ10 | cDXOH | Total End Uses | 4951063.22 | 655961.61
New Construction | CZ11 | cDXOH | Heating | 0 | 0.05
New Construction | CZ11 | cDXOH | Cooling | 947652.23 | 0
New Construction | CZ11 | cDXOH | Interior Lighting | 1349949.3 | 0
New Construction | CZ11 | cDXOH | Exterior Lighting | 0 | 0
New Construction | CZ11 | cDXOH | Interior Equipment | 1601390.78 | 137788.4
New Construction | CZ11 | cDXOH | Exterior Equipment | 0 | 0
New Construction | CZ11 | cDXOH | Fans | 1085175.09 | 0
New Construction | CZ11 | cDXOH | Pumps | 0 | 0
New Construction | CZ11 | cDXOH | Heat Rejection | 0 | 0
New Construction | CZ11 | cDXOH | Humidification | 0 | 0
New Construction | CZ11 | cDXOH | Heat Recovery | 0 | 0
New Construction | CZ11 | cDXOH | Water Systems | 0 | 529807.09
New Construction | CZ11 | cDXOH | Refrigeration | 0 | 0
New Construction | CZ11 | cDXOH | Generators | 0 | 0
New Construction | CZ11 | cDXOH | Total End Uses | 4984167.39 | 667595.53
New Construction | CZ12 | cDXOH | Heating | 0 | 4.02
New Construction | CZ12 | cDXOH | Cooling | 803688.75 | 0
New Construction | CZ12 | cDXOH | Interior Lighting | 1349949.3 | 0
New Construction | CZ12 | cDXOH | Exterior Lighting | 0 | 0
New Construction | CZ12 | cDXOH | Interior Equipment | 1601390.78 | 137788.4
New Construction | CZ12 | cDXOH | Exterior Equipment | 0 | 0
New Construction | CZ12 | cDXOH | Fans | 1036778.48 | 0
New Construction | CZ12 | cDXOH | Pumps | 0 | 0
New Construction | CZ12 | cDXOH | Heat Rejection | 0 | 0
New Construction | CZ12 | cDXOH | Humidification | 0 | 0
New Construction | CZ12 | cDXOH | Heat Recovery | 0 | 0
New Construction | CZ12 | cDXOH | Water Systems | 0 | 544695.08
New Construction | CZ12 | cDXOH | Refrigeration | 0 | 0
New Construction | CZ12 | cDXOH | Generators | 0 | 0
New Construction | CZ12 | cDXOH | Total End Uses | 4791807.31 | 682487.49
New Construction | CZ13 | cDXOH | Heating | 0 | 0
New Construction | CZ13 | cDXOH | Cooling | 1055141.37 | 0
New Construction | CZ13 | cDXOH | Interior Lighting | 1349949.3 | 0
New Construction | CZ13 | cDXOH | Exterior Lighting | 0 | 0
New Construction | CZ13 | cDXOH | Interior Equipment | 1601390.78 | 137788.4
New Construction | CZ13 | cDXOH | Exterior Equipment | 0 | 0
New Construction | CZ13 | cDXOH | Fans | 1079191.95 | 0
New Construction | CZ13 | cDXOH | Pumps | 0 | 0
New Construction | CZ13 | cDXOH | Heat Rejection | 0 | 0
New Construction | CZ13 | cDXOH | Humidification | 0 | 0
New Construction | CZ13 | cDXOH | Heat Recovery | 0 | 0
New Construction | CZ13 | cDXOH | Water Systems | 0 | 514474.71
New Construction | CZ13 | cDXOH | Refrigeration | 0 | 0
New Construction | CZ13 | cDXOH | Generators | 0 | 0
New Construction | CZ13 | cDXOH | Total End Uses | 5085673.4 | 652263.1
New Construction | CZ14 | cDXOH | Heating | 0 | 0
New Construction | CZ14 | cDXOH | Cooling | 1321137.6 | 0
New Construction | CZ14 | cDXOH | Interior Lighting | 1349949.3 | 0
New Construction | CZ14 | cDXOH | Exterior Lighting | 0 | 0
New Construction | CZ14 | cDXOH | Interior Equipment | 1601390.78 | 137788.4
New Construction | CZ14 | cDXOH | Exterior Equipment | 0 | 0
New Construction | CZ14 | cDXOH | Fans | 1160902.61 | 0
New Construction | CZ14 | cDXOH | Pumps | 0 | 0
New Construction | CZ14 | cDXOH | Heat Rejection | 0 | 0
New Construction | CZ14 | cDXOH | Humidification | 0 | 0
New Construction | CZ14 | cDXOH | Heat Recovery | 0 | 0
New Construction | CZ14 | cDXOH | Water Systems | 0 | 488417.63
New Construction | CZ14 | cDXOH | Refrigeration | 0 | 0
New Construction | CZ14 | cDXOH | Generators | 0 | 0
New Construction | CZ14 | cDXOH | Total End Uses | 5433380.3 | 626206.02
New Construction | CZ15 | cDXOH | Heating | 0 | 0
New Construction | CZ15 | cDXOH | Cooling | 1844814.41 | 0
New Construction | CZ15 | cDXOH | Interior Lighting | 1349949.3 | 0
New Construction | CZ15 | cDXOH | Exterior Lighting | 0 | 0
New Construction | CZ15 | cDXOH | Interior Equipment | 1601390.78 | 137788.4
New Construction | CZ15 | cDXOH | Exterior Equipment | 0 | 0
New Construction | CZ15 | cDXOH | Fans | 1124363.92 | 0
New Construction | CZ15 | cDXOH | Pumps | 0 | 0
New Construction | CZ15 | cDXOH | Heat Rejection | 0 | 0
New Construction | CZ15 | cDXOH | Humidification | 0 | 0
New Construction | CZ15 | cDXOH | Heat Recovery | 0 | 0
New Construction | CZ15 | cDXOH | Water Systems | 0 | 433518.4
New Construction | CZ15 | cDXOH | Refrigeration | 0 | 0
New Construction | CZ15 | cDXOH | Generators | 0 | 0
New Construction | CZ15 | cDXOH | Total End Uses | 5920518.41 | 571306.8
New Construction | CZ16 | cDXOH | Heating | 0 | 377.3
New Construction | CZ16 | cDXOH | Cooling | 874893.92 | 0
New Construction | CZ16 | cDXOH | Interior Lighting | 1349949.3 | 0
New Construction | CZ16 | cDXOH | Exterior Lighting | 0 | 0
New Construction | CZ16 | cDXOH | Interior Equipment | 1601390.78 | 137788.4
New Construction | CZ16 | cDXOH | Exterior Equipment | 0 | 0
New Construction | CZ16 | cDXOH | Fans | 1217465.55 | 0
New Construction | CZ16 | cDXOH | Pumps | 0 | 0
New Construction | CZ16 | cDXOH | Heat Rejection | 0 | 0
New Construction | CZ16 | cDXOH | Humidification | 0 | 0
New Construction | CZ16 | cDXOH | Heat Recovery | 0 | 0
New Construction | CZ16 | cDXOH | Water Systems | 0 | 576103.65
New Construction | CZ16 | cDXOH | Refrigeration | 0 | 0
New Construction | CZ16 | cDXOH | Generators | 0 | 0
New Construction | CZ16 | cDXOH | Total End Uses | 5043699.55 | 714269.35
Existing | CZ01 | cPVVG | Heating | 0 | 572320.75
Existing | CZ01 | cPVVG | Cooling | 61758.26 | 0
Existing | CZ01 | cPVVG | Interior Lighting | 2621196.56 | 0
Existing | CZ01 | cPVVG | Exterior Lighting | 0 | 0
Existing | CZ01 | cPVVG | Interior Equipment | 1601390.78 | 137788.4
Existing | CZ01 | cPVVG | Exterior Equipment | 0 | 0
Existing | CZ01 | cPVVG | Fans | 495526.25 | 0
Existing | CZ01 | cPVVG | Pumps | 0 | 0
Existing | CZ01 | cPVVG | Heat Rejection | 0 | 0
Existing | CZ01 | cPVVG | Humidification | 0 | 0
Existing | CZ01 | cPVVG | Heat Recovery | 0 | 0
Existing | CZ01 | cPVVG | Water Systems | 0 | 637519.53
Existing | CZ01 | cPVVG | Refrigeration | 0 | 0
Existing | CZ01 | cPVVG | Generators | 0 | 0
Existing | CZ01 | cPVVG | Total End Uses | 4779871.85 | 1347628.68
Existing | CZ02 | cPVVG | Heating | 0 | 402597.45
Existing | CZ02 | cPVVG | Cooling | 548493.09 | 0
Existing | CZ02 | cPVVG | Interior Lighting | 2621196.56 | 0
Existing | CZ02 | cPVVG | Exterior Lighting | 0 | 0
Existing | CZ02 | cPVVG | Interior Equipment | 1601390.78 | 137788.4
Existing | CZ02 | cPVVG | Exterior Equipment | 0 | 0
Existing | CZ02 | cPVVG | Fans | 657623.35 | 0
Existing | CZ02 | cPVVG | Pumps | 0 | 0
Existing | CZ02 | cPVVG | Heat Rejection | 0 | 0
Existing | CZ02 | cPVVG | Humidification | 0 | 0
Existing | CZ02 | cPVVG | Heat Recovery | 0 | 0
Existing | CZ02 | cPVVG | Water Systems | 0 | 585826.14
Existing | CZ02 | cPVVG | Refrigeration | 0 | 0
Existing | CZ02 | cPVVG | Generators | 0 | 0
Existing | CZ02 | cPVVG | Total End Uses | 5428703.78 | 1126211.99
Existing | CZ03 | cPVVG | Heating | 0 | 220517.45
Existing | CZ03 | cPVVG | Cooling | 368471.08 | 0
Existing | CZ03 | cPVVG | Interior Lighting | 2621196.56 | 0
Existing | CZ03 | cPVVG | Exterior Lighting | 0 | 0
Existing | CZ03 | cPVVG | Interior Equipment | 1601390.78 | 137788.4
Existing | CZ03 | cPVVG | Exterior Equipment | 0 | 0
Existing | CZ03 | cPVVG | Fans | 606529.84 | 0
Existing | CZ03 | cPVVG | Pumps | 0 | 0
Existing | CZ03 | cPVVG | Heat Rejection | 0 | 0
Existing | CZ03 | cPVVG | Humidification | 0 | 0
Existing | CZ03 | cPVVG | Heat Recovery | 0 | 0
Existing | CZ03 | cPVVG | Water Systems | 0 | 583539.74
Existing | CZ03 | cPVVG | Refrigeration | 0 | 0
Existing | CZ03 | cPVVG | Generators | 0 | 0
Existing | CZ03 | cPVVG | Total End Uses | 5197588.25 | 941845.59
Existing | CZ04 | cPVVG | Heating | 0 | 204528.65
Existing | CZ04 | cPVVG | Cooling | 657280.81 | 0
Existing | CZ04 | cPVVG | Interior Lighting | 2621196.56 | 0
Existing | CZ04 | cPVVG | Exterior Lighting | 0 | 0
Existing | CZ04 | cPVVG | Interior Equipment | 1601390.78 | 137788.4
Existing | CZ04 | cPVVG | Exterior Equipment | 0 | 0
Existing | CZ04 | cPVVG | Fans | 684015.01 | 0
Existing | CZ04 | cPVVG | Pumps | 0 | 0
Existing | CZ04 | cPVVG | Heat Rejection | 0 | 0
Existing | CZ04 | cPVVG | Humidification | 0 | 0
Existing | CZ04 | cPVVG | Heat Recovery | 0 | 0
Existing | CZ04 | cPVVG | Water Systems | 0 | 563542.48
Existing | CZ04 | cPVVG | Refrigeration | 0 | 0
Existing | CZ04 | cPVVG | Generators | 0 | 0
Existing | CZ04 | cPVVG | Total End Uses | 5563883.16 | 905859.54
Existing | CZ05 | cPVVG | Heating | 0 | 209115.64
Existing | CZ05 | cPVVG | Cooling | 452239.66 | 0
Existing | CZ05 | cPVVG | Interior Lighting | 2621196.56 | 0
Existing | CZ05 | cPVVG | Exterior Lighting | 0 | 0
Existing | CZ05 | cPVVG | Interior Equipment | 1601390.78 | 137788.4
Existing | CZ05 | cPVVG | Exterior Equipment | 0 | 0
Existing | CZ05 | cPVVG | Fans | 634239.02 | 0
Existing | CZ05 | cPVVG | Pumps | 0 | 0
Existing | CZ05 | cPVVG | Heat Rejection | 0 | 0
Existing | CZ05 | cPVVG | Humidification | 0 | 0
Existing | CZ05 | cPVVG | Heat Recovery | 0 | 0
Existing | CZ05 | cPVVG | Water Systems | 0 | 583568.56
Existing | CZ05 | cPVVG | Refrigeration | 0 | 0
Existing | CZ05 | cPVVG | Generators | 0 | 0
Existing | CZ05 | cPVVG | Total End Uses | 5309066.03 | 930472.6
Existing | CZ06 | cPVVG | Heating | 0 | 40422.61
Existing | CZ06 | cPVVG | Cooling | 730179.83 | 0
Existing | CZ06 | cPVVG | Interior Lighting | 2621196.56 | 0
Existing | CZ06 | cPVVG | Exterior Lighting | 0 | 0
Existing | CZ06 | cPVVG | Interior Equipment | 1601390.78 | 137788.4
Existing | CZ06 | cPVVG | Exterior Equipment | 0 | 0
Existing | CZ06 | cPVVG | Fans | 719262.68 | 0
Existing | CZ06 | cPVVG | Pumps | 0 | 0
Existing | CZ06 | cPVVG | Heat Rejection | 0 | 0
Existing | CZ06 | cPVVG | Humidification | 0 | 0
Existing | CZ06 | cPVVG | Heat Recovery | 0 | 0
Existing | CZ06 | cPVVG | Water Systems | 0 | 537574.76
Existing | CZ06 | cPVVG | Refrigeration | 0 | 0
Existing | CZ06 | cPVVG | Generators | 0 | 0
Existing | CZ06 | cPVVG | Total End Uses | 5672029.85 | 715785.77
Existing | CZ07 | cPVVG | Heating | 0 | 37142.66
Existing | CZ07 | cPVVG | Cooling | 794368.89 | 0
Existing | CZ07 | cPVVG | Interior Lighting | 2621196.56 | 0
Existing | CZ07 | cPVVG | Exterior Lighting | 0 | 0
Existing | CZ07 | cPVVG | Interior Equipment | 1601390.78 | 137788.4
Existing | CZ07 | cPVVG | Exterior Equipment | 0 | 0
Existing | CZ07 | cPVVG | Fans | 717111.75 | 0
Existing | CZ07 | cPVVG | Pumps | 0 | 0
Existing | CZ07 | cPVVG | Heat Rejection | 0 | 0
Existing | CZ07 | cPVVG | Humidification | 0 | 0
Existing | CZ07 | cPVVG | Heat Recovery | 0 | 0
Existing | CZ07 | cPVVG | Water Systems | 0 | 530728.25
Existing | CZ07 | cPVVG | Refrigeration | 0 | 0
Existing | CZ07 | cPVVG | Generators | 0 | 0
Existing | CZ07 | cPVVG | Total End Uses | 5734067.98 | 705659.31
Existing | CZ08 | cPVVG | Heating | 0 | 68143.5
Existing | CZ08 | cPVVG | Cooling | 905686.67 | 0
Existing | CZ08 | cPVVG | Interior Lighting | 2621196.56 | 0
Existing | CZ08 | cPVVG | Exterior Lighting | 0 | 0
Existing | CZ08 | cPVVG | Interior Equipment | 1601390.78 | 137788.4
Existing | CZ08 | cPVVG | Exterior Equipment | 0 | 0
Existing | CZ08 | cPVVG | Fans | 746196.15 | 0
Existing | CZ08 | cPVVG | Pumps | 0 | 0
Existing | CZ08 | cPVVG | Heat Rejection | 0 | 0
Existing | CZ08 | cPVVG | Humidification | 0 | 0
Existing | CZ08 | cPVVG | Heat Recovery | 0 | 0
Existing | CZ08 | cPVVG | Water Systems | 0 | 529986.66
Existing | CZ08 | cPVVG | Refrigeration | 0 | 0
Existing | CZ08 | cPVVG | Generators | 0 | 0
Existing | CZ08 | cPVVG | Total End Uses | 5874470.17 | 735918.55
Existing | CZ09 | cPVVG | Heating | 0 | 57107.76
Existing | CZ09 | cPVVG | Cooling | 1022951.08 | 0
Existing | CZ09 | cPVVG | Interior Lighting | 2621196.56 | 0
Existing | CZ09 | cPVVG | Exterior Lighting | 0 | 0
Existing | CZ09 | cPVVG | Interior Equipment | 1601390.78 | 137788.4
Existing | CZ09 | cPVVG | Exterior Equipment | 0 | 0
Existing | CZ09 | cPVVG | Fans | 812760.68 | 0
Existing | CZ09 | cPVVG | Pumps | 0 | 0
Existing | CZ09 | cPVVG | Heat Rejection | 0 | 0
Existing | CZ09 | cPVVG | Humidification | 0 | 0
Existing | CZ09 | cPVVG | Heat Recovery | 0 | 0
Existing | CZ09 | cPVVG | Water Systems | 0 | 522615.19
Existing | CZ09 | cPVVG | Refrigeration | 0 | 0
Existing | CZ09 | cPVVG | Generators | 0 | 0
Existing | CZ09 | cPVVG | Total End Uses | 6058299.11 | 717511.35
Existing | CZ10 | cPVVG | Heating | 0 | 137986.03
Existing | CZ10 | cPVVG | Cooling | 1216242.17 | 0
Existing | CZ10 | cPVVG | Interior Lighting | 2621196.56 | 0
Existing | CZ10 | cPVVG | Exterior Lighting | 0 | 0
Existing | CZ10 | cPVVG | Interior Equipment | 1601390.78 | 137788.4
Existing | CZ10 | cPVVG | Exterior Equipment | 0 | 0
Existing | CZ10 | cPVVG | Fans | 795829.05 | 0
Existing | CZ10 | cPVVG | Pumps | 0 | 0
Existing | CZ10 | cPVVG | Heat Rejection | 0 | 0
Existing | CZ10 | cPVVG | Humidification | 0 | 0
Existing | CZ10 | cPVVG | Heat Recovery | 0 | 0
Existing | CZ10 | cPVVG | Water Systems | 0 | 518534.57
Existing | CZ10 | cPVVG | Refrigeration | 0 | 0
Existing | CZ10 | cPVVG | Generators | 0 | 0
Existing | CZ10 | cPVVG | Total End Uses | 6234658.57 | 794308.99
Existing | CZ11 | cPVVG | Heating | 0 | 417362.06
Existing | CZ11 | cPVVG | Cooling | 1206394.43 | 0
Existing | CZ11 | cPVVG | Interior Lighting | 2621196.56 | 0
Existing | CZ11 | cPVVG | Exterior Lighting | 0 | 0
Existing | CZ11 | cPVVG | Interior Equipment | 1601390.78 | 137788.4
Existing | CZ11 | cPVVG | Exterior Equipment | 0 | 0
Existing | CZ11 | cPVVG | Fans | 808505.72 | 0
Existing | CZ11 | cPVVG | Pumps | 0 | 0
Existing | CZ11 | cPVVG | Heat Rejection | 0 | 0
Existing | CZ11 | cPVVG | Humidification | 0 | 0
Existing | CZ11 | cPVVG | Heat Recovery | 0 | 0
Existing | CZ11 | cPVVG | Water Systems | 0 | 530129.45
Existing | CZ11 | cPVVG | Refrigeration | 0 | 0
Existing | CZ11 | cPVVG | Generators | 0 | 0
Existing | CZ11 | cPVVG | Total End Uses | 6237487.49 | 1085279.91
Existing | CZ12 | cPVVG | Heating | 0 | 393128.19
Existing | CZ12 | cPVVG | Cooling | 1038402.41 | 0
Existing | CZ12 | cPVVG | Interior Lighting | 2621196.56 | 0
Existing | CZ12 | cPVVG | Exterior Lighting | 0 | 0
Existing | CZ12 | cPVVG | Interior Equipment | 1601390.78 | 137788.4
Existing | CZ12 | cPVVG | Exterior Equipment | 0 | 0
Existing | CZ12 | cPVVG | Fans | 749986.58 | 0
Existing | CZ12 | cPVVG | Pumps | 0 | 0
Existing | CZ12 | cPVVG | Heat Rejection | 0 | 0
Existing | CZ12 | cPVVG | Humidification | 0 | 0
Existing | CZ12 | cPVVG | Heat Recovery | 0 | 0
Existing | CZ12 | cPVVG | Water Systems | 0 | 544995.16
Existing | CZ12 | cPVVG | Refrigeration | 0 | 0
Existing | CZ12 | cPVVG | Generators | 0 | 0
Existing | CZ12 | cPVVG | Total End Uses | 6010976.33 | 1075911.75
Existing | CZ13 | cPVVG | Heating | 0 | 318748.02
Existing | CZ13 | cPVVG | Cooling | 1352695.16 | 0
Existing | CZ13 | cPVVG | Interior Lighting | 2621196.56 | 0
Existing | CZ13 | cPVVG | Exterior Lighting | 0 | 0
Existing | CZ13 | cPVVG | Interior Equipment | 1601390.78 | 137788.4
Existing | CZ13 | cPVVG | Exterior Equipment | 0 | 0
Existing | CZ13 | cPVVG | Fans | 822049.82 | 0
Existing | CZ13 | cPVVG | Pumps | 0 | 0
Existing | CZ13 | cPVVG | Heat Rejection | 0 | 0
Existing | CZ13 | cPVVG | Humidification | 0 | 0
Existing | CZ13 | cPVVG | Heat Recovery | 0 | 0
Existing | CZ13 | cPVVG | Water Systems | 0 | 514758.52
Existing | CZ13 | cPVVG | Refrigeration | 0 | 0
Existing | CZ13 | cPVVG | Generators | 0 | 0
Existing | CZ13 | cPVVG | Total End Uses | 6397332.32 | 971294.93
Existing | CZ14 | cPVVG | Heating | 0 | 212187.56
Existing | CZ14 | cPVVG | Cooling | 1662838.17 | 0
Existing | CZ14 | cPVVG | Interior Lighting | 2621196.56 | 0
Existing | CZ14 | cPVVG | Exterior Lighting | 0 | 0
Existing | CZ14 | cPVVG | Interior Equipment | 1601390.78 | 137788.4
Existing | CZ14 | cPVVG | Exterior Equipment | 0 | 0
Existing | CZ14 | cPVVG | Fans | 922399.25 | 0
Existing | CZ14 | cPVVG | Pumps | 0 | 0
Existing | CZ14 | cPVVG | Heat Rejection | 0 | 0
Existing | CZ14 | cPVVG | Humidification | 0 | 0
Existing | CZ14 | cPVVG | Heat Recovery | 0 | 0
Existing | CZ14 | cPVVG | Water Systems | 0 | 488720.36
Existing | CZ14 | cPVVG | Refrigeration | 0 | 0
Existing | CZ14 | cPVVG | Generators | 0 | 0
Existing | CZ14 | cPVVG | Total End Uses | 6807824.77 | 838696.31
Existing | CZ15 | cPVVG | Heating | 0 | 50922
Existing | CZ15 | cPVVG | Cooling | 2315860.67 | 0
Existing | CZ15 | cPVVG | Interior Lighting | 2621196.56 | 0
Existing | CZ15 | cPVVG | Exterior Lighting | 0 | 0
Existing | CZ15 | cPVVG | Interior Equipment | 1601390.78 | 137788.4
Existing | CZ15 | cPVVG | Exterior Equipment | 0 | 0
Existing | CZ15 | cPVVG | Fans | 989303.95 | 0
Existing | CZ15 | cPVVG | Pumps | 0 | 0
Existing | CZ15 | cPVVG | Heat Rejection | 0 | 0
Existing | CZ15 | cPVVG | Humidification | 0 | 0
Existing | CZ15 | cPVVG | Heat Recovery | 0 | 0
Existing | CZ15 | cPVVG | Water Systems | 0 | 433899.63
Existing | CZ15 | cPVVG | Refrigeration | 0 | 0
Existing | CZ15 | cPVVG | Generators | 0 | 0
Existing | CZ15 | cPVVG | Total End Uses | 7527751.97 | 622610.03
Existing | CZ16 | cPVVG | Heating | 0 | 701529.83
Existing | CZ16 | cPVVG | Cooling | 1109677.94 | 0
Existing | CZ16 | cPVVG | Interior Lighting | 2621196.56 | 0
Existing | CZ16 | cPVVG | Exterior Lighting | 0 | 0
Existing | CZ16 | cPVVG | Interior Equipment | 1601390.78 | 137788.4
Existing | CZ16 | cPVVG | Exterior Equipment | 0 | 0
Existing | CZ16 | cPVVG | Fans | 894480.91 | 0
Existing | CZ16 | cPVVG | Pumps | 0 | 0
Existing | CZ16 | cPVVG | Heat Rejection | 0 | 0
Existing | CZ16 | cPVVG | Humidification | 0 | 0
Existing | CZ16 | cPVVG | Heat Recovery | 0 | 0
Existing | CZ16 | cPVVG | Water Systems | 0 | 576329.05
Existing | CZ16 | cPVVG | Refrigeration | 0 | 0
Existing | CZ16 | cPVVG | Generators | 0 | 0
Existing | CZ16 | cPVVG | Total End Uses | 6226746.19 | 1415647.28
New Construction | CZ01 | cPVVG | Heating | 0 | 704423.51
New Construction | CZ01 | cPVVG | Cooling | 42767.9 | 0
New Construction | CZ01 | cPVVG | Interior Lighting | 1349949.3 | 0
New Construction | CZ01 | cPVVG | Exterior Lighting | 0 | 0
New Construction | CZ01 | cPVVG | Interior Equipment | 1601390.78 | 137788.4
New Construction | CZ01 | cPVVG | Exterior Equipment | 0 | 0
New Construction | CZ01 | cPVVG | Fans | 341037.79 | 0
New Construction | CZ01 | cPVVG | Pumps | 0 | 0
New Construction | CZ01 | cPVVG | Heat Rejection | 0 | 0
New Construction | CZ01 | cPVVG | Humidification | 0 | 0
New Construction | CZ01 | cPVVG | Heat Recovery | 0 | 0
New Construction | CZ01 | cPVVG | Water Systems | 0 | 637359.91
New Construction | CZ01 | cPVVG | Refrigeration | 0 | 0
New Construction | CZ01 | cPVVG | Generators | 0 | 0
New Construction | CZ01 | cPVVG | Total End Uses | 3335145.76 | 1479571.81
New Construction | CZ02 | cPVVG | Heating | 0 | 443753.64
New Construction | CZ02 | cPVVG | Cooling | 395708.96 | 0
New Construction | CZ02 | cPVVG | Interior Lighting | 1349949.3 | 0
New Construction | CZ02 | cPVVG | Exterior Lighting | 0 | 0
New Construction | CZ02 | cPVVG | Interior Equipment | 1601390.78 | 137788.4
New Construction | CZ02 | cPVVG | Exterior Equipment | 0 | 0
New Construction | CZ02 | cPVVG | Fans | 440654.43 | 0
New Construction | CZ02 | cPVVG | Pumps | 0 | 0
New Construction | CZ02 | cPVVG | Heat Rejection | 0 | 0
New Construction | CZ02 | cPVVG | Humidification | 0 | 0
New Construction | CZ02 | cPVVG | Heat Recovery | 0 | 0
New Construction | CZ02 | cPVVG | Water Systems | 0 | 585499.77
New Construction | CZ02 | cPVVG | Refrigeration | 0 | 0
New Construction | CZ02 | cPVVG | Generators | 0 | 0
New Construction | CZ02 | cPVVG | Total End Uses | 3787703.48 | 1167041.81
New Construction | CZ03 | cPVVG | Heating | 0 | 264932.37
New Construction | CZ03 | cPVVG | Cooling | 263194.37 | 0
New Construction | CZ03 | cPVVG | Interior Lighting | 1349949.3 | 0
New Construction | CZ03 | cPVVG | Exterior Lighting | 0 | 0
New Construction | CZ03 | cPVVG | Interior Equipment | 1601390.78 | 137788.4
New Construction | CZ03 | cPVVG | Exterior Equipment | 0 | 0
New Construction | CZ03 | cPVVG | Fans | 411786.44 | 0
New Construction | CZ03 | cPVVG | Pumps | 0 | 0
New Construction | CZ03 | cPVVG | Heat Rejection | 0 | 0
New Construction | CZ03 | cPVVG | Humidification | 0 | 0
New Construction | CZ03 | cPVVG | Heat Recovery | 0 | 0
New Construction | CZ03 | cPVVG | Water Systems | 0 | 583264.93
New Construction | CZ03 | cPVVG | Refrigeration | 0 | 0
New Construction | CZ03 | cPVVG | Generators | 0 | 0
New Construction | CZ03 | cPVVG | Total End Uses | 3626320.89 | 985985.69
New Construction | CZ04 | cPVVG | Heating | 0 | 230222.98
New Construction | CZ04 | cPVVG | Cooling | 476212.9 | 0
New Construction | CZ04 | cPVVG | Interior Lighting | 1349949.3 | 0
New Construction | CZ04 | cPVVG | Exterior Lighting | 0 | 0
New Construction | CZ04 | cPVVG | Interior Equipment | 1601390.78 | 137788.4
New Construction | CZ04 | cPVVG | Exterior Equipment | 0 | 0
New Construction | CZ04 | cPVVG | Fans | 460049.47 | 0
New Construction | CZ04 | cPVVG | Pumps | 0 | 0
New Construction | CZ04 | cPVVG | Heat Rejection | 0 | 0
New Construction | CZ04 | cPVVG | Humidification | 0 | 0
New Construction | CZ04 | cPVVG | Heat Recovery | 0 | 0
New Construction | CZ04 | cPVVG | Water Systems | 0 | 563191.44
New Construction | CZ04 | cPVVG | Refrigeration | 0 | 0
New Construction | CZ04 | cPVVG | Generators | 0 | 0
New Construction | CZ04 | cPVVG | Total End Uses | 3887602.45 | 931202.81
New Construction | CZ05 | cPVVG | Heating | 0 | 216744.69
New Construction | CZ05 | cPVVG | Cooling | 316215.09 | 0
New Construction | CZ05 | cPVVG | Interior Lighting | 1349949.3 | 0
New Construction | CZ05 | cPVVG | Exterior Lighting | 0 | 0
New Construction | CZ05 | cPVVG | Interior Equipment | 1601390.78 | 137788.4
New Construction | CZ05 | cPVVG | Exterior Equipment | 0 | 0
New Construction | CZ05 | cPVVG | Fans | 425912.05 | 0
New Construction | CZ05 | cPVVG | Pumps | 0 | 0
New Construction | CZ05 | cPVVG | Heat Rejection | 0 | 0
New Construction | CZ05 | cPVVG | Humidification | 0 | 0
New Construction | CZ05 | cPVVG | Heat Recovery | 0 | 0
New Construction | CZ05 | cPVVG | Water Systems | 0 | 583271.65
New Construction | CZ05 | cPVVG | Refrigeration | 0 | 0
New Construction | CZ05 | cPVVG | Generators | 0 | 0
New Construction | CZ05 | cPVVG | Total End Uses | 3693467.22 | 937804.74
New Construction | CZ06 | cPVVG | Heating | 0 | 38323.11
New Construction | CZ06 | cPVVG | Cooling | 534245.61 | 0
New Construction | CZ06 | cPVVG | Interior Lighting | 1349949.3 | 0
New Construction | CZ06 | cPVVG | Exterior Lighting | 0 | 0
New Construction | CZ06 | cPVVG | Interior Equipment | 1601390.78 | 137788.4
New Construction | CZ06 | cPVVG | Exterior Equipment | 0 | 0
New Construction | CZ06 | cPVVG | Fans | 488645.56 | 0
New Construction | CZ06 | cPVVG | Pumps | 0 | 0
New Construction | CZ06 | cPVVG | Heat Rejection | 0 | 0
New Construction | CZ06 | cPVVG | Humidification | 0 | 0
New Construction | CZ06 | cPVVG | Heat Recovery | 0 | 0
New Construction | CZ06 | cPVVG | Water Systems | 0 | 537226.08
New Construction | CZ06 | cPVVG | Refrigeration | 0 | 0
New Construction | CZ06 | cPVVG | Generators | 0 | 0
New Construction | CZ06 | cPVVG | Total End Uses | 3974231.25 | 713337.58
New Construction | CZ07 | cPVVG | Heating | 0 | 34568.31
New Construction | CZ07 | cPVVG | Cooling | 575589.87 | 0
New Construction | CZ07 | cPVVG | Interior Lighting | 1349949.3 | 0
New Construction | CZ07 | cPVVG | Exterior Lighting | 0 | 0
New Construction | CZ07 | cPVVG | Interior Equipment | 1601390.78 | 137788.4
New Construction | CZ07 | cPVVG | Exterior Equipment | 0 | 0
New Construction | CZ07 | cPVVG | Fans | 484803.69 | 0
New Construction | CZ07 | cPVVG | Pumps | 0 | 0
New Construction | CZ07 | cPVVG | Heat Rejection | 0 | 0
New Construction | CZ07 | cPVVG | Humidification | 0 | 0
New Construction | CZ07 | cPVVG | Heat Recovery | 0 | 0
New Construction | CZ07 | cPVVG | Water Systems | 0 | 530430.33
New Construction | CZ07 | cPVVG | Refrigeration | 0 | 0
New Construction | CZ07 | cPVVG | Generators | 0 | 0
New Construction | CZ07 | cPVVG | Total End Uses | 4011733.65 | 702787.04
New Construction | CZ08 | cPVVG | Heating | 0 | 62076.79
New Construction | CZ08 | cPVVG | Cooling | 663963.81 | 0
New Construction | CZ08 | cPVVG | Interior Lighting | 1349949.3 | 0
New Construction | CZ08 | cPVVG | Exterior Lighting | 0 | 0
New Construction | CZ08 | cPVVG | Interior Equipment | 1601390.78 | 137788.4
New Construction | CZ08 | cPVVG | Exterior Equipment | 0 | 0
New Construction | CZ08 | cPVVG | Fans | 500101.65 | 0
New Construction | CZ08 | cPVVG | Pumps | 0 | 0
New Construction | CZ08 | cPVVG | Heat Rejection | 0 | 0
New Construction | CZ08 | cPVVG | Humidification | 0 | 0
New Construction | CZ08 | cPVVG | Heat Recovery | 0 | 0
New Construction | CZ08 | cPVVG | Water Systems | 0 | 529652.17
New Construction | CZ08 | cPVVG | Refrigeration | 0 | 0
New Construction | CZ08 | cPVVG | Generators | 0 | 0
New Construction | CZ08 | cPVVG | Total End Uses | 4115405.53 | 729517.35
New Construction | CZ09 | cPVVG | Heating | 0 | 50432.64
New Construction | CZ09 | cPVVG | Cooling | 741536.26 | 0
New Construction | CZ09 | cPVVG | Interior Lighting | 1349949.3 | 0
New Construction | CZ09 | cPVVG | Exterior Lighting | 0 | 0
New Construction | CZ09 | cPVVG | Interior Equipment | 1601390.78 | 137788.4
New Construction | CZ09 | cPVVG | Exterior Equipment | 0 | 0
New Construction | CZ09 | cPVVG | Fans | 538938.69 | 0
New Construction | CZ09 | cPVVG | Pumps | 0 | 0
New Construction | CZ09 | cPVVG | Heat Rejection | 0 | 0
New Construction | CZ09 | cPVVG | Humidification | 0 | 0
New Construction | CZ09 | cPVVG | Heat Recovery | 0 | 0
New Construction | CZ09 | cPVVG | Water Systems | 0 | 522293.52
New Construction | CZ09 | cPVVG | Refrigeration | 0 | 0
New Construction | CZ09 | cPVVG | Generators | 0 | 0
New Construction | CZ09 | cPVVG | Total End Uses | 4231815.02 | 710514.55
New Construction | CZ10 | cPVVG | Heating | 0 | 145102.31
New Construction | CZ10 | cPVVG | Cooling | 916354.01 | 0
New Construction | CZ10 | cPVVG | Interior Lighting | 1349949.3 | 0
New Construction | CZ10 | cPVVG | Exterior Lighting | 0 | 0
New Construction | CZ10 | cPVVG | Interior Equipment | 1601390.78 | 137788.4
New Construction | CZ10 | cPVVG | Exterior Equipment | 0 | 0
New Construction | CZ10 | cPVVG | Fans | 544259.61 | 0
New Construction | CZ10 | cPVVG | Pumps | 0 | 0
New Construction | CZ10 | cPVVG | Heat Rejection | 0 | 0
New Construction | CZ10 | cPVVG | Humidification | 0 | 0
New Construction | CZ10 | cPVVG | Heat Recovery | 0 | 0
New Construction | CZ10 | cPVVG | Water Systems | 0 | 518144.99
New Construction | CZ10 | cPVVG | Refrigeration | 0 | 0
New Construction | CZ10 | cPVVG | Generators | 0 | 0
New Construction | CZ10 | cPVVG | Total End Uses | 4411953.69 | 801035.69
New Construction | CZ11 | cPVVG | Heating | 0 | 472099.96
New Construction | CZ11 | cPVVG | Cooling | 918450.3 | 0
New Construction | CZ11 | cPVVG | Interior Lighting | 1349949.3 | 0
New Construction | CZ11 | cPVVG | Exterior Lighting | 0 | 0
New Construction | CZ11 | cPVVG | Interior Equipment | 1601390.78 | 137788.4
New Construction | CZ11 | cPVVG | Exterior Equipment | 0 | 0
New Construction | CZ11 | cPVVG | Fans | 550709.8 | 0
New Construction | CZ11 | cPVVG | Pumps | 0 | 0
New Construction | CZ11 | cPVVG | Heat Rejection | 0 | 0
New Construction | CZ11 | cPVVG | Humidification | 0 | 0
New Construction | CZ11 | cPVVG | Heat Recovery | 0 | 0
New Construction | CZ11 | cPVVG | Water Systems | 0 | 529759.53
New Construction | CZ11 | cPVVG | Refrigeration | 0 | 0
New Construction | CZ11 | cPVVG | Generators | 0 | 0
New Construction | CZ11 | cPVVG | Total End Uses | 4420500.18 | 1139647.89
New Construction | CZ12 | cPVVG | Heating | 0 | 440656.79
New Construction | CZ12 | cPVVG | Cooling | 781486.92 | 0
New Construction | CZ12 | cPVVG | Interior Lighting | 1349949.3 | 0
New Construction | CZ12 | cPVVG | Exterior Lighting | 0 | 0
New Construction | CZ12 | cPVVG | Interior Equipment | 1601390.78 | 137788.4
New Construction | CZ12 | cPVVG | Exterior Equipment | 0 | 0
New Construction | CZ12 | cPVVG | Fans | 511118.08 | 0
New Construction | CZ12 | cPVVG | Pumps | 0 | 0
New Construction | CZ12 | cPVVG | Heat Rejection | 0 | 0
New Construction | CZ12 | cPVVG | Humidification | 0 | 0
New Construction | CZ12 | cPVVG | Heat Recovery | 0 | 0
New Construction | CZ12 | cPVVG | Water Systems | 0 | 544675.59
New Construction | CZ12 | cPVVG | Refrigeration | 0 | 0
New Construction | CZ12 | cPVVG | Generators | 0 | 0
New Construction | CZ12 | cPVVG | Total End Uses | 4243945.08 | 1123120.78
New Construction | CZ13 | cPVVG | Heating | 0 | 379286.68
New Construction | CZ13 | cPVVG | Cooling | 1025596.96 | 0
New Construction | CZ13 | cPVVG | Interior Lighting | 1349949.3 | 0
New Construction | CZ13 | cPVVG | Exterior Lighting | 0 | 0
New Construction | CZ13 | cPVVG | Interior Equipment | 1601390.78 | 137788.4
New Construction | CZ13 | cPVVG | Exterior Equipment | 0 | 0
New Construction | CZ13 | cPVVG | Fans | 566487.93 | 0
New Construction | CZ13 | cPVVG | Pumps | 0 | 0
New Construction | CZ13 | cPVVG | Heat Rejection | 0 | 0
New Construction | CZ13 | cPVVG | Humidification | 0 | 0
New Construction | CZ13 | cPVVG | Heat Recovery | 0 | 0
New Construction | CZ13 | cPVVG | Water Systems | 0 | 514442.9
New Construction | CZ13 | cPVVG | Refrigeration | 0 | 0
New Construction | CZ13 | cPVVG | Generators | 0 | 0
New Construction | CZ13 | cPVVG | Total End Uses | 4543424.97 | 1031517.97
New Construction | CZ14 | cPVVG | Heating | 0 | 225269.3
New Construction | CZ14 | cPVVG | Cooling | 1277154.4 | 0
New Construction | CZ14 | cPVVG | Interior Lighting | 1349949.3 | 0
New Construction | CZ14 | cPVVG | Exterior Lighting | 0 | 0
New Construction | CZ14 | cPVVG | Interior Equipment | 1601390.78 | 137788.4
New Construction | CZ14 | cPVVG | Exterior Equipment | 0 | 0
New Construction | CZ14 | cPVVG | Fans | 638353.14 | 0
New Construction | CZ14 | cPVVG | Pumps | 0 | 0
New Construction | CZ14 | cPVVG | Heat Rejection | 0 | 0
New Construction | CZ14 | cPVVG | Humidification | 0 | 0
New Construction | CZ14 | cPVVG | Heat Recovery | 0 | 0
New Construction | CZ14 | cPVVG | Water Systems | 0 | 488228.3
New Construction | CZ14 | cPVVG | Refrigeration | 0 | 0
New Construction | CZ14 | cPVVG | Generators | 0 | 0
New Construction | CZ14 | cPVVG | Total End Uses | 4866847.62 | 851286
New Construction | CZ15 | cPVVG | Heating | 0 | 53256.38
New Construction | CZ15 | cPVVG | Cooling | 1795662.44 | 0
New Construction | CZ15 | cPVVG | Interior Lighting | 1349949.3 | 0
New Construction | CZ15 | cPVVG | Exterior Lighting | 0 | 0
New Construction | CZ15 | cPVVG | Interior Equipment | 1601390.78 | 137788.4
New Construction | CZ15 | cPVVG | Exterior Equipment | 0 | 0
New Construction | CZ15 | cPVVG | Fans | 703272.96 | 0
New Construction | CZ15 | cPVVG | Pumps | 0 | 0
New Construction | CZ15 | cPVVG | Heat Rejection | 0 | 0
New Construction | CZ15 | cPVVG | Humidification | 0 | 0
New Construction | CZ15 | cPVVG | Heat Recovery | 0 | 0
New Construction | CZ15 | cPVVG | Water Systems | 0 | 433459.32
New Construction | CZ15 | cPVVG | Refrigeration | 0 | 0
New Construction | CZ15 | cPVVG | Generators | 0 | 0
New Construction | CZ15 | cPVVG | Total End Uses | 5450275.48 | 624504.1
New Construction | CZ16 | cPVVG | Heating | 0 | 720460.34
New Construction | CZ16 | cPVVG | Cooling | 841706.51 | 0
New Construction | CZ16 | cPVVG | Interior Lighting | 1349949.3 | 0
New Construction | CZ16 | cPVVG | Exterior Lighting | 0 | 0
New Construction | CZ16 | cPVVG | Interior Equipment | 1601390.78 | 137788.4
New Construction | CZ16 | cPVVG | Exterior Equipment | 0 | 0
New Construction | CZ16 | cPVVG | Fans | 609036.8 | 0
New Construction | CZ16 | cPVVG | Pumps | 0 | 0
New Construction | CZ16 | cPVVG | Heat Rejection | 0 | 0
New Construction | CZ16 | cPVVG | Humidification | 0 | 0
New Construction | CZ16 | cPVVG | Heat Recovery | 0 | 0
New Construction | CZ16 | cPVVG | Water Systems | 0 | 576106.31
New Construction | CZ16 | cPVVG | Refrigeration | 0 | 0
New Construction | CZ16 | cPVVG | Generators | 0 | 0
New Construction | CZ16 | cPVVG | Total End Uses | 4402083.39 | 1434355.05

## PV
PV - Retail - Single-Story Large (NA)

## EV Charger
EV Charger - Retail - Single-Story Large (NA)

## Raw_building (hidden)
Building Type | Building Category | Roof Type | Window Wall Ratio (%)
Retail - Single-Story Large | Nonresidential | Flat Roof | 2.93

## Raw_windowdimensionsillheight (hidden)
Window Name | Width [ft] | Height [ft] | Sill Height [ft]
EL1 WEST WIN (G.W5.E12.W1) | 6.23 | 20.67 | 3
EL1 WEST WIN (G.W6.E14.W1) | 5.87 | 4.82 | 4.4
EL1 EAST WIN (G.E4.E10.W1) | 18.57 | 6.23 | 3
EL1 EAST WIN (G.S1.E1.W1) | 6.23 | 3.31 | 3
EL1 SOUTH WIN (G.S1.E2.W1) | 6.23 | 33.27 | 3
EL1 SOUTH WIN (G.WSW7.E16.W1) | 2.46 | 6.23 | 3
EL1 WEST WIN (G.WSW7.E17.W1) | 6.73 | 4.82 | 4.4
EL1 EAST WIN (G.E3.E8.W1) | 11.35 | 6.23 | 3
EL1 EAST WIN (G.N2.E6.W1) | 2.46 | 6.23 | 3
EL1 NORTH WIN (G.N2.E4.W1) | 35.73 | 6.23 | 3
EL1 WEST WIN (G.N2.E5.W1) | 2.46 | 4.82 | 4.4

## Raw_shadinggeometry (hidden)
Shading Name | Width [ft] | Length [ft]
No Shading

## Raw_zonesummary (hidden)
Vintage | Space | Zone Name | Conditioned | Area (Excluding Plenums and CrawlSpace) (ft2) | Area (Including Plenums and CrawlSpace) (ft2) | Width (ft) | Length (ft) | Volume (ft3) | Multipliers | People (Persons/1000 ft2) | Lighting (Btu/h-ft2) | Plug Loads (Btu/h-ft2) | Outdoor Air Flow per Person (cfm/person) | Outdoor Air Flow per Zone Floor Area (cfm/ft2) | Zone Type | HVAC System Identifier | Schedule Identifier | Height (ft)
Existing | AUTOSHOP EL1 WEST PERIM SPC (G.W5) | AUTOSHOP EL1 WEST PERIM SPC (G.W5) | Yes | 5214.89 | 5214.89 | 24.93 | 209.15 | 106910.43 | 1 | 5 | 3.5987 | 4.1622 | 0 | 0 | Auto | Main | Retail | 20.501
Existing | KITCHEN EL1 WEST PERIM SPC (G.W6) | KITCHEN EL1 WEST PERIM SPC (G.W6) | Yes | 1477.01 | 1477.01 | 24.93 | 59.25 | 30280.1 | 1 | 2.5 | 5.6273 | 26.4716 | 0 | 0.15 | Kitchen | Customized | Kitchen | 20.5009
Existing | OFFICE EL1 EAST PERIM SPC (G.E4) | OFFICE EL1 EAST PERIM SPC (G.E4) | Yes | 4683.56 | 4683.56 | 24.93 | 187.86 | 96017.56 | 1 | 5 | 4.2664 | 5.1175 | 0 | 0.15 | Office | Main | Retail | 20.501
Existing | RETAIL EL1 CORE SPC (G.C8) | RETAIL EL1 CORE SPC (G.C8) | Yes | 96973.13 | 96973.13 | 311.38 | 311.38 | 1988046.25 | 1 | 8.33 | 6.3639 | 3.4117 | 0 | 0.25 | Retail_sales | Main | Retail | 20.501
Existing | RETAIL EL1 SOUTH PERIM SPC (G.S1) | RETAIL EL1 SOUTH PERIM SPC (G.S1) | Yes | 8601.47 | 8601.47 | 92.75 | 92.75 | 176338.77 | 1 | 8.33 | 6.3639 | 3.4117 | 0 | 0.25 | Retail_sales | Main | Retail | 20.501
Existing | RETAIL EL1 WSW PERIM SPC (G.WSW7) | RETAIL EL1 WSW PERIM SPC (G.WSW7) | Yes | 1693.42 | 1693.42 | 24.93 | 67.91 | 34716.7 | 1 | 8.33 | 6.3639 | 3.4117 | 0 | 0.25 | Retail_sales | Main | Retail | 20.5009
Existing | STOCK EL1 EAST PERIM SPC (G.E3) | STOCK EL1 EAST PERIM SPC (G.E3) | Yes | 2863.99 | 2863.99 | 24.93 | 114.86 | 58714.63 | 1 | 1 | 2.0297 | 0.6823 | 0 | 0.15 | Storage_warehouse | Main | Retail | 20.501
Existing | STOCK EL1 NORTH PERIM SPC (G.N2) | STOCK EL1 NORTH PERIM SPC (G.N2) | Yes | 9006.84 | 9006.84 | 361.25 | 24.93 | 184649.26 | 1 | 1 | 2.0297 | 0.6823 | 0 | 0.15 | Storage_warehouse | Main | Retail | 20.501
New Construction | AUTOSHOP EL1 WEST PERIM SPC (G.W5) | AUTOSHOP EL1 WEST PERIM SPC (G.W5) | Yes | 5214.89 | 5214.89 | 24.93 | 209.15 | 106910.43 | 1 | 5 | 1.8764 | 4.1622 | 0 | 0 | Auto | Main | Retail | 20.501
New Construction | KITCHEN EL1 WEST PERIM SPC (G.W6) | KITCHEN EL1 WEST PERIM SPC (G.W6) | Yes | 1477.01 | 1477.01 | 24.93 | 59.25 | 30280.1 | 1 | 2.5 | 3.2411 | 26.4716 | 0 | 0.15 | Kitchen | Customized | Kitchen | 20.5009
New Construction | OFFICE EL1 EAST PERIM SPC (G.E4) | OFFICE EL1 EAST PERIM SPC (G.E4) | Yes | 4683.56 | 4683.56 | 24.93 | 187.86 | 96017.56 | 1 | 5 | 2.047 | 5.1175 | 0 | 0.15 | Office | Main | Retail | 20.501
New Construction | RETAIL EL1 CORE SPC (G.C8) | RETAIL EL1 CORE SPC (G.C8) | Yes | 96973.13 | 96973.13 | 311.38 | 311.38 | 1988046.25 | 1 | 8.33 | 3.2411 | 3.4117 | 0 | 0.25 | Retail_sales | Main | Retail | 20.501
New Construction | RETAIL EL1 SOUTH PERIM SPC (G.S1) | RETAIL EL1 SOUTH PERIM SPC (G.S1) | Yes | 8601.47 | 8601.47 | 92.75 | 92.75 | 176338.77 | 1 | 8.33 | 3.2411 | 3.4117 | 0 | 0.25 | Retail_sales | Main | Retail | 20.501
New Construction | RETAIL EL1 WSW PERIM SPC (G.WSW7) | RETAIL EL1 WSW PERIM SPC (G.WSW7) | Yes | 1693.42 | 1693.42 | 24.93 | 67.91 | 34716.7 | 1 | 8.33 | 3.2411 | 3.4117 | 0 | 0.25 | Retail_sales | Main | Retail | 20.5009
New Construction | STOCK EL1 EAST PERIM SPC (G.E3) | STOCK EL1 EAST PERIM SPC (G.E3) | Yes | 2863.99 | 2863.99 | 24.93 | 114.86 | 58714.63 | 1 | 1 | 1.3647 | 0.6823 | 0 | 0.15 | Storage_warehouse | Main | Retail | 20.501
New Construction | STOCK EL1 NORTH PERIM SPC (G.N2) | STOCK EL1 NORTH PERIM SPC (G.N2) | Yes | 9006.84 | 9006.84 | 361.25 | 24.93 | 184649.26 | 1 | 1 | 1.3647 | 0.6823 | 0 | 0.15 | Storage_warehouse | Main | Retail | 20.501