## Geometry Summary (hidden)
Abbreviation | Building Type | Shape | Number of Floors | Aspect Ratio | Zone Height_1 | Zone Height_2 | Zone Height_3 | Plenum Height | Floor to Floor Height (feet) | Floor to Ceiling Height (feet)
Asm | Assembly | #VALUE! | 1 | 1 | 12.0006 | na | na | 3.0001 | 12.0006 | 15.0007
ECC | Education - Community College | #VALUE! | 3 | 5.7 | 9.0004 | 13.0006 | na | 4.0002 | 9 / 13 | 13 / 17
EPr | Education - Primary School | #VALUE! | 1 | 2 | 9.0004 | 12.0006 | na | 3.0001 | 9 / 12 | 12 / 15
ERC | Education - Relocatable Classroom | #VALUE! | 1 | 1.7 | 9.0004 | na | na | 3.0001 | 9.0004 | 12.0006
ESe | Education - Secondary School | #VALUE! | 2 | 2.5/1.0 | 9.0004 | 13.0006 | na | 4.0002 | 9 / 13 | 13 / 17
EUn | Education - University | #VALUE! | 4 | 2.0/15.0 | 10.0005 | 9.0004 | 14.0007 | 4.0002 | 9 / 10 / 14 | 13 / 14 / 18
Fin | Financial buildings, incl. banks | #VALUE! | 1 | 1 | 11.0005 | na | na | na | 11.0005 | 11.0005
Gro | Grocery | #VALUE! | 1 | 1 | 25.0012 | na | na | na | 25.0012 | 25.0012
Hsp | Health/Medical - Hospital | #VALUE! | 3 | 1 | 10.007 | 12.9927 | na | 2.9857 | 10 / 13 | 13 / 16
Htl | Lodging - Hotel | #VALUE! | 4 | 6.6 | 8.0004 | 10.5005 | na | 1.5001 | 8 / 11 | 10 / 12
Lib | Libraries | #VALUE! | 1 | 1 | 13.0006 | na | na | na | 13.0006 | 13.0006
MBT | Manufacturing Biotech | #VALUE! | 1 | 6 | 9.0004 | na | na | 6.0003 | 9.0004 | 15.0008
MLI | Manufacturing Light Industrial | #VALUE! | 1 | 1 | 35.0017 | na | na | na | 35.0017 | 35.0017
Mtl | Lodging - Motel | #VALUE! | 2 | 5.1 | 9.0004 | na | na | na | 9.0004 | 9.0004
Nrs | Health/Medical - Nursing Home | #VALUE! | 2 | 10.3 | 12.9986 | 9.0005 | na | 4.0055 | 9 / 13 | 13 / 17
OfL | Office - Large | #VALUE! | 3 | 1.5 | 9.0004 | na | na | 3.0001 | 9.0004 | 12.0006
OfS | Office - Small | #VALUE! | 2 | 1.5 | 9.0004 | na | na | 3.0001 | 9.0004 | 12.0006
Rel | Religious assembly buildings | #VALUE! | 1 | 2.5 | 37.5018 | 15.0007 | na | na | 38 / 15 | 38 / 15
RFF | Restaurant - Fast-Food | #VALUE! | 1 | 1 | 10.0005 | na | na | 3.0002 | 10.0005 | 13.0007
RSD | Restaurant - Sit-Down | #VALUE! | 1 | 1 | 10.0005 | na | na | 3.0001 | 10.0005 | 13.0006
Rt3 | Retail - Multistory Large | #VALUE! | 3 | 1 | 15.0007 | na | na | 5.8002 | 15.0007 | 20.8009
RtL | Retail - Single-Story Large | #VALUE! | 1 | 1 | 20.501 | na | na | na | 20.501 | 20.501
RtS | Retail - Small | #VALUE! | 1 | 1 | 10.0005 | na | na | 2.0001 | 10.0005 | 12.0006
SCn | Storage - Conditioned | #VALUE! | 1 | 1 | 48.0023 | na | na | na | 48.0023 | 48.0023
SUn | Storage - Unconditioned | #VALUE! | 1 | 1 | 48.0023 | na | na | na | 48.0023 | 48.0023
WRf | Warehouse - Refrigerated | #VALUE! | 1 | 1 | 48.0023 | na | na | na | 48.0023 | 48.0023

## Prototype
TRC, Updated Febuary 2026
Storage - Conditioned
Characteristic | Value
Building Type | Storage - Conditioned
Building Category | Nonresidential
Vintages | Two vintages: Existing and New Construction
Shape | #VALUE!
Total Floor Area (ft²) | 500039.22
Aspect Ratio | 1
Number of Floors | 1
Roof Type | Flat Roof
Gross Window to Wall Ratio (%) | 1
Shading Geometry | No Shading
Floor to Floor Height (feet) | 48.0023
Floor to Ceiling Height (feet) | 48.0023
Glazing Sill Height (feet) | 3

## Notes
Prototype Overview
Name | Description
Asm | Assembly
ECC | Education - Community College
EPr | Education - Primary School
ERC | Education - Relocatable Classroom
ESe | Education - Secondary School
EUn | Education - University
Fin | Financial buildings, incl. banks
Gro | Grocery
Hsp | Health/Medical - Hospital
Htl | Lodging - Hotel
Lib | Libraries
MBT | Manufacturing Biotech
MLI | Manufacturing Light Industrial
Mtl | Lodging - Motel
Nrs | Health/Medical - Nursing Home
OfL | Office - Large
OfS | Office - Small
Rel | Religious assembly buildings
RFF | Restaurant - Fast-Food
RSD | Restaurant - Sit-Down
Rt3 | Retail - Multistory Large
RtL | Retail - Single-Story Large
RtS | Retail - Small
SCn | Storage - Conditioned
SUn | Storage - Unconditioned
WRf | Warehouse - Refrigerated
Vintages
Existing | Weighted average of Title 24 requirements based on vintages from 1975 to 2022
New Construction | Title 24 2025
Run Begin Day
Begin Month | Begin Day of Month | Day of Week for Start Day
1 | 1 | Sunday
Special Days
Name | Start Date | Duration (days) | Special Day Type
New Years Day | January 1 | 1 | Holiday
Veterans Day | November 11 | 1 | Holiday
Christmas | December 25 | 1 | Holiday
Independence Day | July 4 | 1 | Holiday
MLK Day | 3rd Monday in January | 1 | Holiday
Presidents Day | 3rd Monday in February | 1 | Holiday
Memorial Day | Last Monday in May | 1 | Holiday
Labor Day | 1st Monday in September | 1 | Holiday
Columbus Day | 2nd Monday in October | 1 | Holiday
Thanksgiving | 4th Thursday in November | 1 | Holiday

## Raw_runbeginday (hidden)
Begin Month | Begin Day of Month | Day of Week for Start Day
1 | 1 | Sunday

## Raw_specialdays (hidden)
Name | Start Day | Duration | Special Day Type
New Years Day | January 1 | 1 | Holiday
Veterans Day | November 11 | 1 | Holiday
Christmas | December 25 | 1 | Holiday
Independence Day | July 4 | 1 | Holiday
MLK Day | 3rd Monday in January | 1 | Holiday
Presidents Day | 3rd Monday in February | 1 | Holiday
Memorial Day | Last Monday in May | 1 | Holiday
Labor Day | 1st Monday in September | 1 | Holiday
Columbus Day | 2nd Monday in October | 1 | Holiday
Thanksgiving | 4th Thursday in November | 1 | Holiday

## Climate Zone
Climate Zones - All Prototypes
Climate Zone | Representative City | Weather File Name
CZ01 | Eureka | CA_EUREKA_725940S_CZ2022.epw
CZ02 | Napa | CA_NAPA-CO_724955S_CZ2022.epw
CZ03 | Oakland | CA_OAKLAND-METRO-AP_724930S_CZ2022.epw
CZ04 | San Jose | CA_SAN-JOSE-IAP_724945S_CZ2022.epw
CZ05 | Santa Maria | CA_SANTA-MARIA-PUBLIC-AP_723940S_CZ2022.epw
CZ06 | Los Angeles | CA_LOS-ANGELES-IAP_722950S_CZ2022.epw
CZ07 | San Diego-Lindbergh | CA_SAN-DIEGO-LINDBERGH-FLD_722900S_CZ2022.epw
CZ08 | Long Beach-Daugherty | CA_LONG-BEACH-DAUGHERTY-FLD_722970S_CZ2022.epw
CZ09 | Los Angeles | CA_LOS-ANGELES-DOWNTOWN-USC_722874S_CZ2022.epw
CZ10 | Riverside | CA_RIVERSIDE-MUNI_722869S_CZ2022.epw
CZ11 | Red Bluff | CA_RED-BLUFF-MUNI-AP_725910S_CZ2022.epw
CZ12 | Stockton | CA_STOCKTON-METRO-AP_724920S_CZ2022.epw
CZ13 | Fresno Yosemite | CA_FRESNO-YOSEMITE-IAP_723890S_CZ2022.epw
CZ14 | Daggett Barstow | CA_DAGGETT-BARSTOW-AP_723815S_CZ2022.epw
CZ15 | El Centro | CA_EL-CENTRO-NAF_722810S_CZ2022.epw
CZ16 | Bishop | CA_BISHOP-AP_724800S_CZ2022.epw
Source: California Energy Commission, https://cecgis-caenergy.opendata.arcgis.com/datasets/CAEnergy::california-building-climate-zones/about

## Zones
Zone Summary - Storage - Conditioned
Space | Zone Name | Conditioned [Y/N] | Zone Type | HVAC System Identifier (Main/Alternative/Customized) | Schedule Identifier | Area Fraction | Area (Excluding Plenums and Crawl Space) (ft²) | Volume (ft³) | Multipliers | People (Persons/1,000 ft²) | Note
WAREHOUSECOND EL1 NORTH PERIM SPC (G.N2) | WAREHOUSECOND EL1 NORTH PERIM SPC (G.N2) | Yes | Storage_warehouse | Main | Warehouse | 50% | 250019.61 | 12001526.69 | 1 | 1
WAREHOUSECOND EL1 SOUTH PERIM SPC (G.S1) | WAREHOUSECOND EL1 SOUTH PERIM SPC (G.S1) | Yes | Storage_warehouse | Main | Warehouse | 50% | 250019.61 | 12001526.69 | 1 | 1
Total (2 Space) | Total (2 Space) | Total (2 Conditioned zones, 0 Unconditioned Zones) |  |  |  |  | 500039.22

## Envelope
Envelope - Storage - Conditioned
Element | Prototype | Assembly Type | Construction | Unit | Vintage | Selected T24 | Note | CZ01 | CZ02 | CZ03 | CZ04 | CZ05 | CZ06 | CZ07 | CZ08 | CZ09 | CZ10 | CZ11 | CZ12 | CZ13 | CZ14 | CZ15 | CZ16
External Wall | Storage - Conditioned | - | Stucco+Wall Continuous Insulation+Gypsum 5/8in | U-value IP | Existing | Weighted average |  | 0.185 | 0.179 | 0.185 | 0.178 | 0.178 | 0.18 | 0.174 | 0.176 | 0.176 | 0.15 | 0.171 | 0.171 | 0.168 | 0.161 | 0.153 | 0.162
External Wall | Storage - Conditioned | - | Stucco+Wall Continuous Insulation+Gypsum 5/8in | U-value IP | New Construction | 2025 |  | 0.063 | 0.058 | 0.076 | 0.058 | 0.058 | 0.063 | 0.063 | 0.058 | 0.058 | 0.058 | 0.058 | 0.058 | 0.058 | 0.058 | 0.058 | 0.058
Roof | Storage - Conditioned | - | Roof Membrane+Roof Continuous Insulation+Metal Decking | U-value IP | Existing | Weighted average |  | 0.062 | 0.061 | 0.062 | 0.061 | 0.061 | 0.065 | 0.065 | 0.065 | 0.065 | 0.062 | 0.061 | 0.061 | 0.06 | 0.06 | 0.059 | 0.06
Roof | Storage - Conditioned | - | Roof Membrane+Roof Continuous Insulation+Metal Decking | U-value IP | New Construction | 2025 |  | 0.039 | 0.039 | 0.039 | 0.039 | 0.039 | 0.039 | 0.039 | 0.039 | 0.039 | 0.039 | 0.039 | 0.039 | 0.039 | 0.039 | 0.039 | 0.039
Windows | Storage - Conditioned | - | Theoretical Glazing | U-value IP | Existing | Weighted average |  | 1.024 | 1.078 | 1.131 | 1.108 | 1.109 | 1.115 | 1.075 | 1.114 | 1.112 | 0.875 | 0.942 | 0.94 | 0.929 | 0.886 | 0.831 | 0.885
Windows | Storage - Conditioned | - | Theoretical Glazing | U-value IP | New Construction | 2025 |  | 0.36 | 0.36 | 0.36 | 0.36 | 0.36 | 0.36 | 0.36 | 0.36 | 0.34 | 0.36 | 0.34 | 0.34 | 0.34 | 0.34 | 0.34 | 0.36
Windows | Storage - Conditioned | - | Theoretical Glazing | SHGC | Existing | Weighted average |  | 0.70708 | 0.70715 | 0.73753 | 0.71836 | 0.75308 | 0.7254 | 0.72673 | 0.7241 | 0.72365 | 0.5734 | 0.64366 | 0.64394 | 0.6358 | 0.60724 | 0.57129 | 0.62767
Windows | Storage - Conditioned | - | Theoretical Glazing | SHGC | New Construction | 2025 |  | 0.25 | 0.25 | 0.25 | 0.25 | 0.25 | 0.25 | 0.25 | 0.25 | 0.22 | 0.25 | 0.22 | 0.22 | 0.22 | 0.22 | 0.22 | 0.25
Windows | Storage - Conditioned | - | Theoretical Glazing | Visible Transmittance | Existing | Weighted average |  | 0.26089 | 0.26141 | 0.26004 | 0.26231 | 0.26223 | 0.26197 | 0.26576 | 0.26213 | 0.26228 | 0.27816 | 0.26665 | 0.26607 | 0.26793 | 0.27125 | 0.27583 | 0.27139
Windows | Storage - Conditioned | - | Theoretical Glazing | Visible Transmittance | New Construction | 2025 |  | 0.42 | 0.42 | 0.42 | 0.42 | 0.42 | 0.42 | 0.42 | 0.42 | 0.42 | 0.42 | 0.42 | 0.42 | 0.42 | 0.42 | 0.42 | 0.42
Infiltration - Storage - Conditioned
|  |  |  | Element | Unit | Vintage | Note | CZ01 | CZ02 | CZ03 | CZ04 | CZ05 | CZ06 | CZ07 | CZ08 | CZ09 | CZ10 | CZ11 | CZ12 | CZ13 | CZ14 | CZ15 | CZ16
|  |  |  | Infiltration Rate | CFM/ft2 | Existing | Infiltration rate is flow rate per exterior surface area at 10 mph wind speed, modeled proportionally to wind speed. | 0.044801 | 0.044801 | 0.044801 | 0.044801 | 0.044801 | 0.044801 | 0.044801 | 0.044801 | 0.044801 | 0.044801 | 0.044801 | 0.044801 | 0.044801 | 0.044801 | 0.044801 | 0.044801
[6 empty] | New Construction |  | 0.044801 | 0.044801 | 0.044801 | 0.044801 | 0.044801 | 0.044801 | 0.044801 | 0.044801 | 0.044801 | 0.044801 | 0.044801 | 0.044801 | 0.044801 | 0.044801 | 0.044801 | 0.044801

## Raw_envelope (hidden)
Climate Zone | Vintage | Exterior Roof Layers | Roof U-Value [Btu/h-ft2-F] | Exterior Wall Layers | Wall U-Value [Btu/h-ft2-F] | Exterior Window Layers | Window U-Value [Btu/h-ft2-F] | Window SHGC | Window VT
CZ01 | Existing | Roof Membrane+Roof Continuous Insulation+Metal Decking | 0.062 | Stucco+Wall Continuous Insulation+Gypsum 5/8in | 0.185 | Theoretical Glazing | 1.024 | 0.70708 | 0.26089
CZ02 | Existing | Roof Membrane+Roof Continuous Insulation+Metal Decking | 0.061 | Stucco+Wall Continuous Insulation+Gypsum 5/8in | 0.179 | Theoretical Glazing | 1.078 | 0.70715 | 0.26141
CZ03 | Existing | Roof Membrane+Roof Continuous Insulation+Metal Decking | 0.062 | Stucco+Wall Continuous Insulation+Gypsum 5/8in | 0.185 | Theoretical Glazing | 1.131 | 0.73753 | 0.26004
CZ04 | Existing | Roof Membrane+Roof Continuous Insulation+Metal Decking | 0.061 | Stucco+Wall Continuous Insulation+Gypsum 5/8in | 0.178 | Theoretical Glazing | 1.108 | 0.71836 | 0.26231
CZ05 | Existing | Roof Membrane+Roof Continuous Insulation+Metal Decking | 0.061 | Stucco+Wall Continuous Insulation+Gypsum 5/8in | 0.178 | Theoretical Glazing | 1.109 | 0.75308 | 0.26223
CZ06 | Existing | Roof Membrane+Roof Continuous Insulation+Metal Decking | 0.065 | Stucco+Wall Continuous Insulation+Gypsum 5/8in | 0.18 | Theoretical Glazing | 1.115 | 0.7254 | 0.26197
CZ07 | Existing | Roof Membrane+Roof Continuous Insulation+Metal Decking | 0.065 | Stucco+Wall Continuous Insulation+Gypsum 5/8in | 0.174 | Theoretical Glazing | 1.075 | 0.72673 | 0.26576
CZ08 | Existing | Roof Membrane+Roof Continuous Insulation+Metal Decking | 0.065 | Stucco+Wall Continuous Insulation+Gypsum 5/8in | 0.176 | Theoretical Glazing | 1.114 | 0.7241 | 0.26213
CZ09 | Existing | Roof Membrane+Roof Continuous Insulation+Metal Decking | 0.065 | Stucco+Wall Continuous Insulation+Gypsum 5/8in | 0.176 | Theoretical Glazing | 1.112 | 0.72365 | 0.26228
CZ10 | Existing | Roof Membrane+Roof Continuous Insulation+Metal Decking | 0.062 | Stucco+Wall Continuous Insulation+Gypsum 5/8in | 0.15 | Theoretical Glazing | 0.875 | 0.5734 | 0.27816
CZ11 | Existing | Roof Membrane+Roof Continuous Insulation+Metal Decking | 0.061 | Stucco+Wall Continuous Insulation+Gypsum 5/8in | 0.171 | Theoretical Glazing | 0.942 | 0.64366 | 0.26665
CZ12 | Existing | Roof Membrane+Roof Continuous Insulation+Metal Decking | 0.061 | Stucco+Wall Continuous Insulation+Gypsum 5/8in | 0.171 | Theoretical Glazing | 0.94 | 0.64394 | 0.26607
CZ13 | Existing | Roof Membrane+Roof Continuous Insulation+Metal Decking | 0.06 | Stucco+Wall Continuous Insulation+Gypsum 5/8in | 0.168 | Theoretical Glazing | 0.929 | 0.6358 | 0.26793
CZ14 | Existing | Roof Membrane+Roof Continuous Insulation+Metal Decking | 0.06 | Stucco+Wall Continuous Insulation+Gypsum 5/8in | 0.161 | Theoretical Glazing | 0.886 | 0.60724 | 0.27125
CZ15 | Existing | Roof Membrane+Roof Continuous Insulation+Metal Decking | 0.059 | Stucco+Wall Continuous Insulation+Gypsum 5/8in | 0.153 | Theoretical Glazing | 0.831 | 0.57129 | 0.27583
CZ16 | Existing | Roof Membrane+Roof Continuous Insulation+Metal Decking | 0.06 | Stucco+Wall Continuous Insulation+Gypsum 5/8in | 0.162 | Theoretical Glazing | 0.885 | 0.62767 | 0.27139
CZ01 | New Construction | Roof Membrane+Roof Continuous Insulation+Metal Decking | 0.039 | Stucco+Wall Continuous Insulation+Gypsum 5/8in | 0.063 | Theoretical Glazing | 0.36 | 0.25 | 0.42
CZ02 | New Construction | Roof Membrane+Roof Continuous Insulation+Metal Decking | 0.039 | Stucco+Wall Continuous Insulation+Gypsum 5/8in | 0.058 | Theoretical Glazing | 0.36 | 0.25 | 0.42
CZ03 | New Construction | Roof Membrane+Roof Continuous Insulation+Metal Decking | 0.039 | Stucco+Wall Continuous Insulation+Gypsum 5/8in | 0.076 | Theoretical Glazing | 0.36 | 0.25 | 0.42
CZ04 | New Construction | Roof Membrane+Roof Continuous Insulation+Metal Decking | 0.039 | Stucco+Wall Continuous Insulation+Gypsum 5/8in | 0.058 | Theoretical Glazing | 0.36 | 0.25 | 0.42
CZ05 | New Construction | Roof Membrane+Roof Continuous Insulation+Metal Decking | 0.039 | Stucco+Wall Continuous Insulation+Gypsum 5/8in | 0.058 | Theoretical Glazing | 0.36 | 0.25 | 0.42
CZ06 | New Construction | Roof Membrane+Roof Continuous Insulation+Metal Decking | 0.039 | Stucco+Wall Continuous Insulation+Gypsum 5/8in | 0.063 | Theoretical Glazing | 0.36 | 0.25 | 0.42
CZ07 | New Construction | Roof Membrane+Roof Continuous Insulation+Metal Decking | 0.039 | Stucco+Wall Continuous Insulation+Gypsum 5/8in | 0.063 | Theoretical Glazing | 0.36 | 0.25 | 0.42
CZ08 | New Construction | Roof Membrane+Roof Continuous Insulation+Metal Decking | 0.039 | Stucco+Wall Continuous Insulation+Gypsum 5/8in | 0.058 | Theoretical Glazing | 0.36 | 0.25 | 0.42
CZ09 | New Construction | Roof Membrane+Roof Continuous Insulation+Metal Decking | 0.039 | Stucco+Wall Continuous Insulation+Gypsum 5/8in | 0.058 | Theoretical Glazing | 0.34 | 0.22 | 0.42
CZ10 | New Construction | Roof Membrane+Roof Continuous Insulation+Metal Decking | 0.039 | Stucco+Wall Continuous Insulation+Gypsum 5/8in | 0.058 | Theoretical Glazing | 0.36 | 0.25 | 0.42
CZ11 | New Construction | Roof Membrane+Roof Continuous Insulation+Metal Decking | 0.039 | Stucco+Wall Continuous Insulation+Gypsum 5/8in | 0.058 | Theoretical Glazing | 0.34 | 0.22 | 0.42
CZ12 | New Construction | Roof Membrane+Roof Continuous Insulation+Metal Decking | 0.039 | Stucco+Wall Continuous Insulation+Gypsum 5/8in | 0.058 | Theoretical Glazing | 0.34 | 0.22 | 0.42
CZ13 | New Construction | Roof Membrane+Roof Continuous Insulation+Metal Decking | 0.039 | Stucco+Wall Continuous Insulation+Gypsum 5/8in | 0.058 | Theoretical Glazing | 0.34 | 0.22 | 0.42
CZ14 | New Construction | Roof Membrane+Roof Continuous Insulation+Metal Decking | 0.039 | Stucco+Wall Continuous Insulation+Gypsum 5/8in | 0.058 | Theoretical Glazing | 0.34 | 0.22 | 0.42
CZ15 | New Construction | Roof Membrane+Roof Continuous Insulation+Metal Decking | 0.039 | Stucco+Wall Continuous Insulation+Gypsum 5/8in | 0.058 | Theoretical Glazing | 0.34 | 0.22 | 0.42
CZ16 | New Construction | Roof Membrane+Roof Continuous Insulation+Metal Decking | 0.039 | Stucco+Wall Continuous Insulation+Gypsum 5/8in | 0.058 | Theoretical Glazing | 0.36 | 0.25 | 0.42

## Raw_infiltrationcfmft (hidden)
Vintage | CZ01 | CZ02 | CZ03 | CZ04 | CZ05 | CZ06 | CZ07 | CZ08 | CZ09 | CZ10 | CZ11 | CZ12 | CZ13 | CZ14 | CZ15 | CZ16
Existing | 0.044801 | 0.044801 | 0.044801 | 0.044801 | 0.044801 | 0.044801 | 0.044801 | 0.044801 | 0.044801 | 0.044801 | 0.044801 | 0.044801 | 0.044801 | 0.044801 | 0.044801 | 0.044801
New Construction | 0.044801 | 0.044801 | 0.044801 | 0.044801 | 0.044801 | 0.044801 | 0.044801 | 0.044801 | 0.044801 | 0.044801 | 0.044801 | 0.044801 | 0.044801 | 0.044801 | 0.044801 | 0.044801

## Thermostat
Thermostat Setpoints - Storage - Conditioned | [18 empty] | Zone Type
Schedule Identifier | Setpoint | CZ01 | CZ02 | CZ03 | CZ04 | CZ05 | CZ06 | CZ07 | CZ08 | CZ09 | CZ10 | CZ11 | CZ12 | CZ13 | CZ14 | CZ15 | CZ16 | Notes | Warehouse
Warehouse | Heating Setpoint (F) | 70 | 70 | 70 | 70 | 70 | 70 | 70 | 70 | 70 | 70 | 70 | 70 | 70 | 70 | 70 | 70
Warehouse | Heating Setback (F) | 60 | 60 | 60 | 60 | 60 | 60 | 60 | 60 | 60 | 60 | 60 | 60 | 60 | 60 | 60 | 60
Warehouse | Cooling Setpoint (F) | 75 | 75 | 75 | 75 | 75 | 75 | 75 | 75 | 75 | 75 | 75 | 75 | 75 | 75 | 75 | 75
Warehouse | Cooling Setback (F) | 85 | 85 | 85 | 85 | 85 | 85 | 85 | 85 | 85 | 85 | 85 | 85 | 85 | 85 | 85 | 85

## Raw_thermostatsetpoints (hidden)
Climate Zone | Schedule Identifier | Heating Setpoint (F) | Heating Setback (F) | Cooling Setpoint (F) | Cooling Setback (F)
CZ01 | Warehouse | 70 | 60 | 75 | 85
CZ02 | Warehouse | 70 | 60 | 75 | 85
CZ03 | Warehouse | 70 | 60 | 75 | 85
CZ04 | Warehouse | 70 | 60 | 75 | 85
CZ05 | Warehouse | 70 | 60 | 75 | 85
CZ06 | Warehouse | 70 | 60 | 75 | 85
CZ07 | Warehouse | 70 | 60 | 75 | 85
CZ08 | Warehouse | 70 | 60 | 75 | 85
CZ09 | Warehouse | 70 | 60 | 75 | 85
CZ10 | Warehouse | 70 | 60 | 75 | 85
CZ11 | Warehouse | 70 | 60 | 75 | 85
CZ12 | Warehouse | 70 | 60 | 75 | 85
CZ13 | Warehouse | 70 | 60 | 75 | 85
CZ14 | Warehouse | 70 | 60 | 75 | 85
CZ15 | Warehouse | 70 | 60 | 75 | 85
CZ16 | Warehouse | 70 | 60 | 75 | 85

## HVAC System
HVAC system - Storage - Conditioned
Vintage | System Name | Category | Heating Type* | Cooling Type* | Air Distribution | Heating Efficiency | Cooling Efficiency | Note
Existing | cDXGF | Main | Furnace (gas) | DX-AIR | SZ-CAV | 0.8 | 3.65
Existing | cDXGF | Alternative | - | - | - | - | -
Existing | cDXGF | Customized | - | - | - | - | -
New Construction | cDXGF | Main | Furnace (gas) | DX-AIR | SZ-CAV | 0.8 | 3.65
New Construction | cDXGF | Alternative | - | - | - | - | -
New Construction | cDXGF | Customized | - | - | - | - | -
Existing | cDXHP | Main | DX-AIR | DX-AIR | SZ-CAV | 3.738 | 3.65
Existing | cDXHP | Alternative | - | - | - | - | -
Existing | cDXHP | Customized | - | - | - | - | -
New Construction | cDXHP | Main | DX-AIR | DX-AIR | SZ-CAV | 3.738 | 3.65
New Construction | cDXHP | Alternative | - | - | - | - | -
New Construction | cDXHP | Customized | - | - | - | - | -
Existing | cAVVG | Main | Boiler (gas) | Chiller system | MZ-VAV | 0.805 | 3.05
Existing | cAVVG | Alternative | - | - | - | - | -
Existing | cAVVG | Customized | - | - | - | - | -
New Construction | cAVVG | Main | Boiler (gas) | Chiller system | MZ-VAV | 0.805 | 3.05
New Construction | cAVVG | Alternative | - | - | - | - | -
New Construction | cAVVG | Customized | - | - | - | - | -
Existing | cDXOH | Main | None | DX-AIR | SZ-CAV | - | 3.65
Existing | cDXOH | Alternative | - | - | - | - | -
Existing | cDXOH | Customized | - | - | - | - | -
New Construction | cDXOH | Main | None | DX-AIR | SZ-CAV | - | 3.65
New Construction | cDXOH | Alternative | - | - | - | - | -
New Construction | cDXOH | Customized | - | - | - | - | -
Existing | cPVVG | Main | Furnace (gas) | DX-AIR | SZ-VAV | 0.8 | 3.65
Existing | cPVVG | Alternative | - | - | - | - | -
Existing | cPVVG | Customized | - | - | - | - | -
New Construction | cPVVG | Main | Furnace (gas) | DX-AIR | SZ-VAV | 0.8 | 3.65
New Construction | cPVVG | Alternative | - | - | - | - | -
New Construction | cPVVG | Customized | - | - | - | - | -
*DX Heating and cooling COPs are calculated based on coil-only input power and exclude fan power
Fan Power - Storage - Conditioned
Vintage | System Name | HVAC System Identifier | Fan System | Total Static Pressure (TSP) (in w.c.) | Fan Efficiency | Fan Motor and Drive Efficiency | W/cfm | Note
Existing | cAVVG | Main | MZ-VAV | 5.362 | 0.55 | 0.9 | 1.15
New Construction | cAVVG | Main | MZ-VAV | 5.362 | 0.55 | 0.9 | 1.15
Existing | cDXGF | Main | SZ-CAV | 3.877 | 0.55 | 0.87 | 0.83
New Construction | cDXGF | Main | SZ-CAV | 3.877 | 0.55 | 0.87 | 0.83
Existing | cDXHP | Main | SZ-CAV | 3.877 | 0.55 | 0.87 | 0.83
New Construction | cDXHP | Main | SZ-CAV | 3.877 | 0.55 | 0.87 | 0.83
Existing | cDXOH | Main | SZ-CAV | 3.877 | 0.55 | 0.87 | 0.83
New Construction | cDXOH | Main | SZ-CAV | 3.877 | 0.55 | 0.87 | 0.83
Existing | cPVVG | Main | SZ-VAV | 3.877 | 0.55 | 0.87 | 0.83
New Construction | cPVVG | Main | SZ-VAV | 3.877 | 0.55 | 0.87 | 0.83

## Raw_fanoverview (hidden)
Vintage | HVAC name | System type | HVAC System Identifier | Total Static Pressure (TSP) (in w.c.) | Fan Efficiency | Fan Motor and Drive Efficiency | W/cfm
Existing | cAVVG | MZ-VAV Fans | Main | 5.362 | 0.55 | 0.9 | 1.15
New Construction | cAVVG | MZ-VAV Fans | Main | 5.362 | 0.55 | 0.9 | 1.15
Existing | cDXGF | SZ-CAV Fans | Main | 3.877 | 0.55 | 0.87 | 0.83
New Construction | cDXGF | SZ-CAV Fans | Main | 3.877 | 0.55 | 0.87 | 0.83
Existing | cDXHP | SZ-CAV Fans | Main | 3.877 | 0.55 | 0.87 | 0.83
New Construction | cDXHP | SZ-CAV Fans | Main | 3.877 | 0.55 | 0.87 | 0.83
Existing | cDXOH | SZ-CAV Fans | Main | 3.877 | 0.55 | 0.87 | 0.83
New Construction | cDXOH | SZ-CAV Fans | Main | 3.877 | 0.55 | 0.87 | 0.83
Existing | cPVVG | SZ-VAV Fans | Main | 3.877 | 0.55 | 0.87 | 0.83
New Construction | cPVVG | SZ-VAV Fans | Main | 3.877 | 0.55 | 0.87 | 0.83

## Raw_hvac (hidden)
Vintage | System Name | HVAC System Identifier | Air Distribution | Heating Efficiency | Cooling Efficiency
Existing | cAVVG | Main | MZ-VAV | 0.805 | 3.05
New Construction | cAVVG | Main | MZ-VAV | 0.805 | 3.05
Existing | cDXGF | Main | SZ-CAV | 0.8 | 3.65
New Construction | cDXGF | Main | SZ-CAV | 0.8 | 3.65
Existing | cDXHP | Main | SZ-CAV | 3.738 | 3.65
New Construction | cDXHP | Main | SZ-CAV | 3.738 | 3.65
Existing | cDXOH | Main | SZ-CAV | - | 3.65
New Construction | cDXOH | Main | SZ-CAV | - | 3.65
Existing | cPVVG | Main | SZ-VAV | 0.8 | 3.65
New Construction | cPVVG | Main | SZ-VAV | 0.8 | 3.65

## Ventilation
Outdoor Airflow Rate - Storage - Conditioned | [19 empty] | Zone Type
Zone Type | Floor area (ft²) | cfm/person | cfm/ft² | cfm | Notes | [14 empty] | Storage_warehouse
Storage_warehouse | 500039.22 | 0 | 0.15 | 75005.883
OA Controller - Storage - Conditioned
Element | Vintage | Unit | CZ01 | CZ02 | CZ03 | CZ04 | CZ05 | CZ06 | CZ07 | CZ08 | CZ09 | CZ10 | CZ11 | CZ12 | CZ13 | CZ14 | CZ15 | CZ16 | Notes
Economizer Maximum Limit Dry-Bulb Temperature | Existing | °F | 75 | 73 | 75 | 73 | 75 | 71 | 69 | 71 | 71 | 73 | 75 | 75 | 75 | 75 | 75 | 75
| New Construction | °F | 75 | 73 | 75 | 73 | 75 | 71 | 69 | 71 | 71 | 73 | 75 | 75 | 75 | 75 | 75 | 75
Exhaust hood - Storage - Conditioned
Type of Hood | Max Exhaust Flow Rate (cfm/ft) | Hood Length (ft) | Hood Exhaust Rate (cfm) | Note
- | - | - | -

## Raw_outdoorairflowrate (hidden)
Zone Type | Floor Area (ft2) | cfm/person | cfm/ft2
Storage_warehouse | 500039.22 | 0 | 0.15

## Raw_oacontroller (hidden)
Climate Zone | Vintage | Economizer Maximum Limit Dry-Bulb Temperature (F)
CZ01 | Existing | 75
CZ02 | Existing | 73
CZ03 | Existing | 75
CZ04 | Existing | 73
CZ05 | Existing | 75
CZ06 | Existing | 71
CZ07 | Existing | 69
CZ08 | Existing | 71
CZ09 | Existing | 71
CZ10 | Existing | 73
CZ11 | Existing | 75
CZ12 | Existing | 75
CZ13 | Existing | 75
CZ14 | Existing | 75
CZ15 | Existing | 75
CZ16 | Existing | 75
CZ01 | New Construction | 75
CZ02 | New Construction | 73
CZ03 | New Construction | 75
CZ04 | New Construction | 73
CZ05 | New Construction | 75
CZ06 | New Construction | 71
CZ07 | New Construction | 69
CZ08 | New Construction | 71
CZ09 | New Construction | 71
CZ10 | New Construction | 73
CZ11 | New Construction | 75
CZ12 | New Construction | 75
CZ13 | New Construction | 75
CZ14 | New Construction | 75
CZ15 | New Construction | 75
CZ16 | New Construction | 75

## Water Heater
Water Heater - Storage - Conditioned
Vintage | Fuel type | Burner Efficiency | Maximum Heater Capacity (Btu/hr) | Tank Volume (gallon) | Tank Loss |  | Notes
[5 empty] | Off Cycle (W/K) | On Cycle (W/K)
Existing | Gas | 0.8 | 229524.57 | 48.14 | 1.6282 | 1.6282
New Construction | Gas | 0.8 | 229524.57 | 48.14 | 1.6282 | 1.6282
Peak Hot Water Consumption - Storage - Conditioned
Space | Floor Area (ft²) | Number of People | Hot Water Usage Specification (gal/hr per person) | Peak Hot Water Usage (gal/hr) | Peak Hot Water Usage (gal/min) | Notes
WAREHOUSECOND EL1 NORTH PERIM SPC (G.N2) | 250019.61 | 1 | 90.0071 | 90.0071 | 1.5001
WAREHOUSECOND EL1 SOUTH PERIM SPC (G.S1) | 250019.61 | 1 | 90.0071 | 90.0071 | 1.5001
Total (2 Space)

## Raw_waterheater (hidden)
Vintage | Burner Efficiency | Maximum Heater Capacity (Btu/h) | Tank Volume (ft3) | Tank Loss_Off Cycle (W/K) | Tank Loss_On Cycle (W/K)
Existing | 0.8 | 229524.57 | 48.14 | 1.6282 | 1.6282
New Construction | 0.8 | 229524.57 | 48.14 | 1.6282 | 1.6282

## Raw_dhwpeakflowbyzone (hidden)
Space | Peak hot water usage (gal/hr) | Zone Name
WarehouseCond EL1 North Perim Spc (G.N2) | 90.0071 | WAREHOUSECOND EL1 NORTH PERIM SPC (G.N2)
WarehouseCond EL1 South Perim Spc (G.S1) | 90.0071 | WAREHOUSECOND EL1 SOUTH PERIM SPC (G.S1)

## Interior Lights
Interior Lighting - Storage - Conditioned
Vintage | Method | Zone type | Floor area (ft²) | Lighting Power Density (Watts/ft²) | Additional Lighting Power for Portable Lighting (Watts/ft²) | Technology | Notes
Existing | Space by space | Storage_warehouse | 500039.22 | 0.59485 | NA | NA
New Construction | Space by space | Storage_warehouse | 500039.22 | 0.39995 | NA | NA

## Ext Lighting
Exterior Lighting - Storage - Conditioned
Vintage | Non-Motion Controlled Luminaires (W) | Motion-Controlled Luminaires (W) | Total (W) | Notes
Existing | NA | NA | NA
New Consturction | NA | NA | NA

## Raw_interiorlights (hidden)
Vintage | Zone Type | Floor Area (ft2) | Lighting Power Density(W/ft2)
Existing | Storage_warehouse | 500039.22 | 0.59485
New Construction | Storage_warehouse | 500039.22 | 0.39995

## Equipment
Equipment - Storage - Conditioned
Zone Type | Floor Area (ft²) | Plug Load Intensity (W/ft²) | Gas Power Density (Btu/hr-ft²)
Storage_warehouse | 500039.22 | 0.19996 | 0
Refrigeration - Storage - Conditioned
Refrigeration System Name | Condenser Fan Power | Refrigeration System Working Fluid | Condenser Type
Elevator - Storage - Conditioned
Vintage | No. of Elevators | Cab Lighting Power Limit | Lighting Shutoff | Cab Fan Control | Fan Power Limit | Regenerative Drive Threshold | Design load (W) | Note
Existing | - | - | - | - | - | - | -
New Construction | - | - | - | - | - | - | -

## Raw_equipment (hidden)
Vintage | Zone Type | Floor Area (ft2) | Plug Load Intensity (W/ft2)
Existing | Storage_warehouse | 500039.22 | 0.19996
New Construction | Storage_warehouse | 500039.22 | 0.19996

## Raw_gasequipment (hidden)
Vintage | Zone Name | Gas Loads (Btu/h-ft2) | Zone Type
Existing | No GasEquipment found. |  | Unknown
New Construction | No GasEquipment found. |  | Unknown

## Raw_refrigerationsystem (hidden)
Vintage | Refrigeration System Name | Condenser Fan Power | Working fluid | Condenser Type
No refrigeration system was found

## Schedules
Schedule by Hour - Storage - Conditioned
Schedule Identifier | Space type | Type | Notes | Hour
|  |  |  | 1 | 2 | 3 | 4 | 5 | 6 | 7 | 8 | 9 | 10 | 11 | 12 | 13 | 14 | 15 | 16 | 17 | 18 | 19 | 20 | 21 | 22 | 23 | 24
Cooling Setpoint Schedule | Warehouse | AllOtherDays | Cooling/Heating setpoints are in °F; others are intensity (0–100%) | 84.92 | 84.92 | 84.92 | 84.92 | 84.92 | 84.92 | 84.92 | 84.92 | 84.92 | 84.92 | 84.92 | 84.92 | 84.92 | 84.92 | 84.92 | 84.92 | 84.92 | 84.92 | 84.92 | 84.92 | 84.92 | 84.92 | 84.92 | 84.92
Cooling Setpoint Schedule | Warehouse | Weekdays Weekends |  | 84.92 | 84.92 | 84.92 | 84.92 | 84.92 | 84.92 | 75.02 | 75.02 | 75.02 | 75.02 | 75.02 | 75.02 | 75.02 | 75.02 | 75.02 | 75.02 | 75.02 | 75.02 | 75.02 | 75.02 | 75.02 | 75.02 | 84.92 | 84.92
DHW Sch | Warehouse | AllOtherDays |  | 0 | 0 | 0 | 0 | 0 | 0 | 0 | 0 | 0 | 0 | 0 | 0 | 0 | 0 | 0 | 0 | 0 | 0 | 0 | 0 | 0 | 0 | 0 | 0
DHW Sch | Warehouse | Weekdays Weekends |  | 0.02 | 0.02 | 0.02 | 0.02 | 0.05 | 0.07 | 0.07 | 0.1 | 0.3 | 0.36 | 0.36 | 0.46 | 0.57 | 0.43 | 0.57 | 0.43 | 0.38 | 0.4 | 0.3 | 0.4 | 0.3 | 0.18 | 0.03 | 0.03
Elec Equip Sch | Warehouse | AllOtherDays |  | 0 | 0 | 0 | 0 | 0 | 0 | 0 | 0 | 0 | 0 | 0 | 0 | 0 | 0 | 0 | 0 | 0 | 0 | 0 | 0 | 0 | 0 | 0 | 0
Elec Equip Sch | Warehouse | Weekdays Weekends |  | 0.05 | 0.05 | 0.05 | 0.05 | 0.05 | 0.05 | 0.05 | 0.4 | 0.7 | 0.9 | 0.9 | 0.9 | 0.9 | 0.9 | 0.9 | 0.9 | 0.9 | 0.9 | 0.9 | 0.9 | 0.9 | 0.3 | 0.05 | 0.05
Heating Setpoint Schedule | Warehouse | AllOtherDays |  | 60.08 | 60.08 | 60.08 | 60.08 | 60.08 | 60.08 | 60.08 | 60.08 | 60.08 | 60.08 | 60.08 | 60.08 | 60.08 | 60.08 | 60.08 | 60.08 | 60.08 | 60.08 | 60.08 | 60.08 | 60.08 | 60.08 | 60.08 | 60.08
Heating Setpoint Schedule | Warehouse | Weekdays Weekends |  | 60.08 | 60.08 | 60.08 | 60.08 | 60.08 | 60.08 | 69.98 | 69.98 | 69.98 | 69.98 | 69.98 | 69.98 | 69.98 | 69.98 | 69.98 | 69.98 | 69.98 | 69.98 | 69.98 | 69.98 | 69.98 | 69.98 | 60.08 | 60.08
Infiltration Schedule | Warehouse | AllDays | bar: Hour 1 to Hour 24
Lighting Schedule | Warehouse | AllOtherDays |  | 0 | 0 | 0 | 0 | 0 | 0 | 0 | 0 | 0 | 0 | 0 | 0 | 0 | 0 | 0 | 0 | 0 | 0 | 0 | 0 | 0 | 0 | 0 | 0
Lighting Schedule | Warehouse | Weekdays Weekends |  | 0.05 | 0.05 | 0.05 | 0.05 | 0.05 | 0.05 | 0.05 | 0.25 | 0.45 | 0.55 | 0.55 | 0.55 | 0.55 | 0.55 | 0.55 | 0.55 | 0.55 | 0.55 | 0.55 | 0.55 | 0.55 | 0.3 | 0.05 | 0.05
OA Schedule | Warehouse | AllOtherDays |  | 0 | 0 | 0 | 0 | 0 | 0 | 0 | 0 | 0 | 0 | 0 | 0 | 0 | 0 | 0 | 0 | 0 | 0 | 0 | 0 | 0 | 0 | 0 | 0
OA Schedule | Warehouse | Weekdays Weekends |  | 0 | 0 | 0 | 0 | 0 | 0 | 1 | 1 | 1 | 1 | 1 | 1 | 1 | 1 | 1 | 1 | 1 | 1 | 1 | 1 | 1 | 1 | 0 | 0
Occupant Sch | Warehouse | AllOtherDays |  | 0 | 0 | 0 | 0 | 0 | 0 | 0 | 0 | 0 | 0 | 0 | 0 | 0 | 0 | 0 | 0 | 0 | 0 | 0 | 0 | 0 | 0 | 0 | 0
Occupant Sch | Warehouse | Weekdays Weekends |  | 0 | 0 | 0 | 0 | 0 | 0 | 0 | 0.15 | 0.7 | 0.9 | 0.9 | 0.9 | 0.5 | 0.85 | 0.85 | 0.85 | 0.85 | 0.85 | 0.85 | 0.85 | 0.85 | 0.2 | 0 | 0

## Schedule_Figures
Schedule Figures (linked to Schedules tab)

## Raw_schedule (hidden)
Schedule Identifier | Schedule Name | Type | 1 | 2 | 3 | 4 | 5 | 6 | 7 | 8 | 9 | 10 | 11 | 12 | 13 | 14 | 15 | 16 | 17 | 18 | 19 | 20 | 21 | 22 | 23 | 24
Warehouse | Cooling Setpoint Schedule | AllOtherDays | 84.92 | 84.92 | 84.92 | 84.92 | 84.92 | 84.92 | 84.92 | 84.92 | 84.92 | 84.92 | 84.92 | 84.92 | 84.92 | 84.92 | 84.92 | 84.92 | 84.92 | 84.92 | 84.92 | 84.92 | 84.92 | 84.92 | 84.92 | 84.92
Warehouse | Cooling Setpoint Schedule | Weekdays Weekends | 84.92 | 84.92 | 84.92 | 84.92 | 84.92 | 84.92 | 75.02 | 75.02 | 75.02 | 75.02 | 75.02 | 75.02 | 75.02 | 75.02 | 75.02 | 75.02 | 75.02 | 75.02 | 75.02 | 75.02 | 75.02 | 75.02 | 84.92 | 84.92
Warehouse | DHW Sch | AllOtherDays | 0 | 0 | 0 | 0 | 0 | 0 | 0 | 0 | 0 | 0 | 0 | 0 | 0 | 0 | 0 | 0 | 0 | 0 | 0 | 0 | 0 | 0 | 0 | 0
Warehouse | DHW Sch | Weekdays Weekends | 0.02 | 0.02 | 0.02 | 0.02 | 0.05 | 0.07 | 0.07 | 0.1 | 0.3 | 0.36 | 0.36 | 0.46 | 0.57 | 0.43 | 0.57 | 0.43 | 0.38 | 0.4 | 0.3 | 0.4 | 0.3 | 0.18 | 0.03 | 0.03
Warehouse | Elec Equip Sch | AllOtherDays | 0 | 0 | 0 | 0 | 0 | 0 | 0 | 0 | 0 | 0 | 0 | 0 | 0 | 0 | 0 | 0 | 0 | 0 | 0 | 0 | 0 | 0 | 0 | 0
Warehouse | Elec Equip Sch | Weekdays Weekends | 0.05 | 0.05 | 0.05 | 0.05 | 0.05 | 0.05 | 0.05 | 0.4 | 0.7 | 0.9 | 0.9 | 0.9 | 0.9 | 0.9 | 0.9 | 0.9 | 0.9 | 0.9 | 0.9 | 0.9 | 0.9 | 0.3 | 0.05 | 0.05
Warehouse | Heating Setpoint Schedule | AllOtherDays | 60.08 | 60.08 | 60.08 | 60.08 | 60.08 | 60.08 | 60.08 | 60.08 | 60.08 | 60.08 | 60.08 | 60.08 | 60.08 | 60.08 | 60.08 | 60.08 | 60.08 | 60.08 | 60.08 | 60.08 | 60.08 | 60.08 | 60.08 | 60.08
Warehouse | Heating Setpoint Schedule | Weekdays Weekends | 60.08 | 60.08 | 60.08 | 60.08 | 60.08 | 60.08 | 69.98 | 69.98 | 69.98 | 69.98 | 69.98 | 69.98 | 69.98 | 69.98 | 69.98 | 69.98 | 69.98 | 69.98 | 69.98 | 69.98 | 69.98 | 69.98 | 60.08 | 60.08
Warehouse | Infiltration Schedule | AllDays | 1 | 1 | 1 | 1 | 1 | 1 | 1 | 1 | 1 | 1 | 1 | 1 | 1 | 1 | 1 | 1 | 1 | 1 | 1 | 1 | 1 | 1 | 1 | 1
Warehouse | Lighting Schedule | AllOtherDays | 0 | 0 | 0 | 0 | 0 | 0 | 0 | 0 | 0 | 0 | 0 | 0 | 0 | 0 | 0 | 0 | 0 | 0 | 0 | 0 | 0 | 0 | 0 | 0
Warehouse | Lighting Schedule | Weekdays Weekends | 0.05 | 0.05 | 0.05 | 0.05 | 0.05 | 0.05 | 0.05 | 0.25 | 0.45 | 0.55 | 0.55 | 0.55 | 0.55 | 0.55 | 0.55 | 0.55 | 0.55 | 0.55 | 0.55 | 0.55 | 0.55 | 0.3 | 0.05 | 0.05
Warehouse | OA Schedule | AllOtherDays | 0 | 0 | 0 | 0 | 0 | 0 | 0 | 0 | 0 | 0 | 0 | 0 | 0 | 0 | 0 | 0 | 0 | 0 | 0 | 0 | 0 | 0 | 0 | 0
Warehouse | OA Schedule | Weekdays Weekends | 0 | 0 | 0 | 0 | 0 | 0 | 1 | 1 | 1 | 1 | 1 | 1 | 1 | 1 | 1 | 1 | 1 | 1 | 1 | 1 | 1 | 1 | 0 | 0
Warehouse | Occupant Sch | AllOtherDays | 0 | 0 | 0 | 0 | 0 | 0 | 0 | 0 | 0 | 0 | 0 | 0 | 0 | 0 | 0 | 0 | 0 | 0 | 0 | 0 | 0 | 0 | 0 | 0
Warehouse | Occupant Sch | Weekdays Weekends | 0 | 0 | 0 | 0 | 0 | 0 | 0 | 0.15 | 0.7 | 0.9 | 0.9 | 0.9 | 0.5 | 0.85 | 0.85 | 0.85 | 0.85 | 0.85 | 0.85 | 0.85 | 0.85 | 0.2 | 0 | 0

## Energy Usage
Energy Consumption - Storage - Conditioned
Climate Zone | HVAC Type | Vintage | Total Floorspace (Excluding Plenums and Crawl Space) (ft²) | Annual Electricity Intensity (kBtu/ft²) | Annual Gas Intensity (kBtu/ft²) | Notes
CZ01 | cAVVG | Existing | 500039.22 | 12.4033 | 19.3998
CZ01 | cAVVG | New Construction | 500039.22 | 10.4996 | 17.0293
CZ01 | cDXGF | Existing | 500039.22 | 11.8961 | 16.2607
CZ01 | cDXGF | New Construction | 500039.22 | 9.3886 | 14.7893
CZ01 | cDXHP | Existing | 500039.22 | 15.4012 | 0.59661
CZ01 | cDXHP | New Construction | 500039.22 | 12.5614 | 0.59573
CZ01 | cDXOH | Existing | 500039.22 | 12.222 | 0.59663
CZ01 | cDXOH | New Construction | 500039.22 | 9.5628 | 0.59601
CZ01 | cPVVG | Existing | 500039.22 | 10.7654 | 17.4307
CZ01 | cPVVG | New Construction | 500039.22 | 9.2874 | 14.633
CZ02 | cAVVG | Existing | 500039.22 | 13.9115 | 12.5976
CZ02 | cAVVG | New Construction | 500039.22 | 12.2076 | 11.159
CZ02 | cDXGF | Existing | 500039.22 | 13.2388 | 9.5236
CZ02 | cDXGF | New Construction | 500039.22 | 10.0772 | 8.3135
CZ02 | cDXHP | Existing | 500039.22 | 15.2876 | 0.54838
CZ02 | cDXHP | New Construction | 500039.22 | 11.812 | 0.5479
CZ02 | cDXOH | Existing | 500039.22 | 13.4664 | 0.54839
CZ02 | cDXOH | New Construction | 500039.22 | 10.1818 | 0.54799
CZ02 | cPVVG | Existing | 500039.22 | 11.4396 | 10.3681
CZ02 | cPVVG | New Construction | 500039.22 | 9.972 | 8.2406
CZ03 | cAVVG | Existing | 500039.22 | 13.5543 | 9.7027
CZ03 | cAVVG | New Construction | 500039.22 | 11.6541 | 9.3418
CZ03 | cDXGF | Existing | 500039.22 | 12.0776 | 7.566
CZ03 | cDXGF | New Construction | 500039.22 | 9.6447 | 6.7514
CZ03 | cDXHP | Existing | 500039.22 | 13.6267 | 0.54632
CZ03 | cDXHP | New Construction | 500039.22 | 11.0186 | 0.54584
CZ03 | cDXOH | Existing | 500039.22 | 12.167 | 0.5463
CZ03 | cDXOH | New Construction | 500039.22 | 9.6867 | 0.54591
CZ03 | cPVVG | Existing | 500039.22 | 11.289 | 7.926
CZ03 | cPVVG | New Construction | 500039.22 | 9.5289 | 6.682
CZ04 | cAVVG | Existing | 500039.22 | 14.2261 | 8.7839
CZ04 | cAVVG | New Construction | 500039.22 | 12.4882 | 7.8884
CZ04 | cDXGF | Existing | 500039.22 | 13.2864 | 6.5957
CZ04 | cDXGF | New Construction | 500039.22 | 10.4244 | 5.7375
CZ04 | cDXHP | Existing | 500039.22 | 14.6307 | 0.5276
CZ04 | cDXHP | New Construction | 500039.22 | 11.5812 | 0.52713
CZ04 | cDXOH | Existing | 500039.22 | 13.3254 | 0.52758
CZ04 | cDXOH | New Construction | 500039.22 | 10.4354 | 0.52711
CZ04 | cPVVG | Existing | 500039.22 | 12.2542 | 7.0237
CZ04 | cPVVG | New Construction | 500039.22 | 10.3223 | 5.6822
CZ05 | cAVVG | Existing | 500039.22 | 13.7561 | 9.0272
CZ05 | cAVVG | New Construction | 500039.22 | 11.8626 | 8.6019
CZ05 | cDXGF | Existing | 500039.22 | 12.4898 | 6.4986
CZ05 | cDXGF | New Construction | 500039.22 | 9.6958 | 5.6957
CZ05 | cDXHP | Existing | 500039.22 | 13.8204 | 0.54632
CZ05 | cDXHP | New Construction | 500039.22 | 10.8467 | 0.54572
CZ05 | cDXOH | Existing | 500039.22 | 12.5113 | 0.54631
CZ05 | cDXOH | New Construction | 500039.22 | 9.6893 | 0.54588
CZ05 | cPVVG | Existing | 500039.22 | 11.067 | 7.1094
CZ05 | cPVVG | New Construction | 500039.22 | 9.5474 | 5.6161
CZ06 | cAVVG | Existing | 500039.22 | 14.6833 | 3.7751
CZ06 | cAVVG | New Construction | 500039.22 | 12.8915 | 3.857
CZ06 | cDXGF | Existing | 500039.22 | 13.0556 | 2.6666
CZ06 | cDXGF | New Construction | 500039.22 | 10.3786 | 2.2302
CZ06 | cDXHP | Existing | 500039.22 | 13.5426 | 0.5034
CZ06 | cDXHP | New Construction | 500039.22 | 10.7216 | 0.50313
CZ06 | cDXOH | Existing | 500039.22 | 13.0403 | 0.50342
CZ06 | cDXOH | New Construction | 500039.22 | 10.3713 | 0.50316
CZ06 | cPVVG | Existing | 500039.22 | 12.7604 | 2.6828
CZ06 | cPVVG | New Construction | 500039.22 | 10.221 | 2.1924
CZ07 | cAVVG | Existing | 500039.22 | 14.9677 | 3.648
CZ07 | cAVVG | New Construction | 500039.22 | 13.0485 | 3.7808
CZ07 | cDXGF | Existing | 500039.22 | 13.2267 | 2.5423
CZ07 | cDXGF | New Construction | 500039.22 | 10.5755 | 2.1244
CZ07 | cDXHP | Existing | 500039.22 | 13.706 | 0.49698
CZ07 | cDXHP | New Construction | 500039.22 | 10.9151 | 0.49674
CZ07 | cDXOH | Existing | 500039.22 | 13.2162 | 0.497
CZ07 | cDXOH | New Construction | 500039.22 | 10.5697 | 0.49664
CZ07 | cPVVG | Existing | 500039.22 | 13.0502 | 2.5508
CZ07 | cPVVG | New Construction | 500039.22 | 10.4764 | 2.1032
CZ08 | cAVVG | Existing | 500039.22 | 15.2657 | 4.4002
CZ08 | cAVVG | New Construction | 500039.22 | 13.4204 | 4.2303
CZ08 | cDXGF | Existing | 500039.22 | 14.1544 | 3.0565
CZ08 | cDXGF | New Construction | 500039.22 | 10.9995 | 2.5401
CZ08 | cDXHP | Existing | 500039.22 | 14.7255 | 0.4963
CZ08 | cDXHP | New Construction | 500039.22 | 11.4549 | 0.49598
CZ08 | cDXOH | Existing | 500039.22 | 14.1341 | 0.49628
CZ08 | cDXOH | New Construction | 500039.22 | 10.9843 | 0.49589
CZ08 | cPVVG | Existing | 500039.22 | 13.2978 | 3.3163
CZ08 | cPVVG | New Construction | 500039.22 | 10.903 | 2.5152
CZ09 | cAVVG | Existing | 500039.22 | 15.983 | 4.1711
CZ09 | cAVVG | New Construction | 500039.22 | 13.739 | 3.7548
CZ09 | cDXGF | Existing | 500039.22 | 15.6124 | 2.5801
CZ09 | cDXGF | New Construction | 500039.22 | 11.5008 | 2.2716
CZ09 | cDXHP | Existing | 500039.22 | 16.0908 | 0.48941
CZ09 | cDXHP | New Construction | 500039.22 | 11.8953 | 0.48929
CZ09 | cDXOH | Existing | 500039.22 | 15.5957 | 0.48942
CZ09 | cDXOH | New Construction | 500039.22 | 11.4794 | 0.48915
CZ09 | cPVVG | Existing | 500039.22 | 13.7653 | 3.1436
CZ09 | cPVVG | New Construction | 500039.22 | 11.389 | 2.2436
CZ10 | cAVVG | Existing | 500039.22 | 16.947 | 5.8498
CZ10 | cAVVG | New Construction | 500039.22 | 14.5417 | 5.4461
CZ10 | cDXGF | Existing | 500039.22 | 15.4317 | 4.2167
CZ10 | cDXGF | New Construction | 500039.22 | 12.0285 | 3.6306
CZ10 | cDXHP | Existing | 500039.22 | 16.2724 | 0.48546
CZ10 | cDXHP | New Construction | 500039.22 | 12.7351 | 0.48496
CZ10 | cDXOH | Existing | 500039.22 | 15.4251 | 0.48546
CZ10 | cDXOH | New Construction | 500039.22 | 12.0136 | 0.48507
CZ10 | cPVVG | Existing | 500039.22 | 14.3783 | 4.5619
CZ10 | cPVVG | New Construction | 500039.22 | 11.8269 | 3.5525
CZ11 | cAVVG | Existing | 500039.22 | 17.8066 | 11.6824
CZ11 | cAVVG | New Construction | 500039.22 | 14.6723 | 10.2359
CZ11 | cDXGF | Existing | 500039.22 | 16.5695 | 9.1234
CZ11 | cDXGF | New Construction | 500039.22 | 12.2352 | 8.0282
CZ11 | cDXHP | Existing | 500039.22 | 18.5702 | 0.49619
CZ11 | cDXHP | New Construction | 500039.22 | 13.9062 | 0.49583
CZ11 | cDXOH | Existing | 500039.22 | 16.8289 | 0.4962
CZ11 | cDXOH | New Construction | 500039.22 | 12.343 | 0.49564
CZ11 | cPVVG | Existing | 500039.22 | 14.8318 | 10.1893
CZ11 | cPVVG | New Construction | 500039.22 | 12.118 | 7.9291
CZ12 | cAVVG | Existing | 500039.22 | 16.3622 | 10.849
CZ12 | cAVVG | New Construction | 500039.22 | 13.9434 | 9.6532
CZ12 | cDXGF | Existing | 500039.22 | 15.1108 | 8.643
CZ12 | cDXGF | New Construction | 500039.22 | 11.6426 | 7.4488
CZ12 | cDXHP | Existing | 500039.22 | 16.9546 | 0.51021
CZ12 | cDXHP | New Construction | 500039.22 | 13.1849 | 0.50985
CZ12 | cDXOH | Existing | 500039.22 | 15.3178 | 0.51022
CZ12 | cDXOH | New Construction | 500039.22 | 11.7376 | 0.50983
CZ12 | cPVVG | Existing | 500039.22 | 13.8396 | 9.2485
CZ12 | cPVVG | New Construction | 500039.22 | 11.5609 | 7.3912
CZ13 | cAVVG | Existing | 500039.22 | 18.4663 | 8.9236
CZ13 | cAVVG | New Construction | 500039.22 | 15.1662 | 8.0796
CZ13 | cDXGF | Existing | 500039.22 | 17.0068 | 7.2505
CZ13 | cDXGF | New Construction | 500039.22 | 12.65 | 6.4759
CZ13 | cDXHP | Existing | 500039.22 | 18.5818 | 0.48183
CZ13 | cDXHP | New Construction | 500039.22 | 13.9922 | 0.48141
CZ13 | cDXOH | Existing | 500039.22 | 17.2397 | 0.48183
CZ13 | cDXOH | New Construction | 500039.22 | 12.7525 | 0.48127
CZ13 | cPVVG | Existing | 500039.22 | 15.488 | 8.0151
CZ13 | cPVVG | New Construction | 500039.22 | 12.5429 | 6.3933
CZ14 | cAVVG | Existing | 500039.22 | 20.0762 | 7.2792
CZ14 | cAVVG | New Construction | 500039.22 | 16.1296 | 6.6128
CZ14 | cDXGF | Existing | 500039.22 | 18.4588 | 5.3413
CZ14 | cDXGF | New Construction | 500039.22 | 13.2034 | 4.8993
CZ14 | cDXHP | Existing | 500039.22 | 19.6037 | 0.45746
CZ14 | cDXHP | New Construction | 500039.22 | 14.194 | 0.45704
CZ14 | cDXOH | Existing | 500039.22 | 18.5623 | 0.45746
CZ14 | cDXOH | New Construction | 500039.22 | 13.2422 | 0.45707
CZ14 | cPVVG | Existing | 500039.22 | 16.7642 | 6.1572
CZ14 | cPVVG | New Construction | 500039.22 | 12.9202 | 4.7201
CZ15 | cAVVG | Existing | 500039.22 | 24.4471 | 3.2628
CZ15 | cAVVG | New Construction | 500039.22 | 19.1172 | 2.9923
CZ15 | cDXGF | Existing | 500039.22 | 21.1672 | 1.7093
CZ15 | cDXGF | New Construction | 500039.22 | 14.7584 | 1.5812
CZ15 | cDXHP | Existing | 500039.22 | 21.472 | 0.40632
CZ15 | cDXHP | New Construction | 500039.22 | 15.0225 | 0.40602
CZ15 | cDXOH | Existing | 500039.22 | 21.1417 | 0.40628
CZ15 | cDXOH | New Construction | 500039.22 | 14.7334 | 0.40585
CZ15 | cPVVG | Existing | 500039.22 | 19.554 | 2.135
CZ15 | cPVVG | New Construction | 500039.22 | 14.6285 | 1.5935
CZ16 | cAVVG | Existing | 500039.22 | 16.7138 | 14.663
CZ16 | cAVVG | New Construction | 500039.22 | 13.8214 | 12.7173
CZ16 | cDXGF | Existing | 500039.22 | 17.0644 | 11.5497
CZ16 | cDXGF | New Construction | 500039.22 | 12.2321 | 10.1356
CZ16 | cDXHP | Existing | 500039.22 | 19.9501 | 0.53936
CZ16 | cDXHP | New Construction | 500039.22 | 14.4881 | 0.53888
CZ16 | cDXOH | Existing | 500039.22 | 17.5085 | 0.53935
CZ16 | cDXOH | New Construction | 500039.22 | 12.3936 | 0.53905
CZ16 | cPVVG | Existing | 500039.22 | 13.6779 | 12.9511
CZ16 | cPVVG | New Construction | 500039.22 | 10.9891 | 10.0897

## Energy Usage_Figures
Energy Figures (from 'Energy Usage' Tab)
cAVVG ¦ Annual Electricity Intensity (kBtu/ft²) |  |  | cAVVG ¦ Annual Gas Intensity (kBtu/ft²)
Climate Zone | Existing | New Construction | Climate Zone | Existing | New Construction
CZ01 | 12.4033 | 10.4996 | CZ01 | 19.3998 | 17.0293
CZ02 | 13.9115 | 12.2076 | CZ02 | 12.5976 | 11.159
CZ03 | 13.5543 | 11.6541 | CZ03 | 9.7027 | 9.3418
CZ04 | 14.2261 | 12.4882 | CZ04 | 8.7839 | 7.8884
CZ05 | 13.7561 | 11.8626 | CZ05 | 9.0272 | 8.6019
CZ06 | 14.6833 | 12.8915 | CZ06 | 3.7751 | 3.857
CZ07 | 14.9677 | 13.0485 | CZ07 | 3.648 | 3.7808
CZ08 | 15.2657 | 13.4204 | CZ08 | 4.4002 | 4.2303
CZ09 | 15.983 | 13.739 | CZ09 | 4.1711 | 3.7548
CZ10 | 16.947 | 14.5417 | CZ10 | 5.8498 | 5.4461
CZ11 | 17.8066 | 14.6723 | CZ11 | 11.6824 | 10.2359
CZ12 | 16.3622 | 13.9434 | CZ12 | 10.849 | 9.6532
CZ13 | 18.4663 | 15.1662 | CZ13 | 8.9236 | 8.0796
CZ14 | 20.0762 | 16.1296 | CZ14 | 7.2792 | 6.6128
CZ15 | 24.4471 | 19.1172 | CZ15 | 3.2628 | 2.9923
CZ16 | 16.7138 | 13.8214 | CZ16 | 14.663 | 12.7173
cDXGF ¦ Annual Electricity Intensity (kBtu/ft²) |  |  | cDXGF ¦ Annual Gas Intensity (kBtu/ft²)
Climate Zone | Existing | New Construction | Climate Zone | Existing | New Construction
CZ01 | 11.8961 | 9.3886 | CZ01 | 16.2607 | 14.7893
CZ02 | 13.2388 | 10.0772 | CZ02 | 9.5236 | 8.3135
CZ03 | 12.0776 | 9.6447 | CZ03 | 7.566 | 6.7514
CZ04 | 13.2864 | 10.4244 | CZ04 | 6.5957 | 5.7375
CZ05 | 12.4898 | 9.6958 | CZ05 | 6.4986 | 5.6957
CZ06 | 13.0556 | 10.3786 | CZ06 | 2.6666 | 2.2302
CZ07 | 13.2267 | 10.5755 | CZ07 | 2.5423 | 2.1244
CZ08 | 14.1544 | 10.9995 | CZ08 | 3.0565 | 2.5401
CZ09 | 15.6124 | 11.5008 | CZ09 | 2.5801 | 2.2716
CZ10 | 15.4317 | 12.0285 | CZ10 | 4.2167 | 3.6306
CZ11 | 16.5695 | 12.2352 | CZ11 | 9.1234 | 8.0282
CZ12 | 15.1108 | 11.6426 | CZ12 | 8.643 | 7.4488
CZ13 | 17.0068 | 12.65 | CZ13 | 7.2505 | 6.4759
CZ14 | 18.4588 | 13.2034 | CZ14 | 5.3413 | 4.8993
CZ15 | 21.1672 | 14.7584 | CZ15 | 1.7093 | 1.5812
CZ16 | 17.0644 | 12.2321 | CZ16 | 11.5497 | 10.1356
cDXHP ¦ Annual Electricity Intensity (kBtu/ft²) |  |  | cDXHP ¦ Annual Gas Intensity (kBtu/ft²)
Climate Zone | Existing | New Construction | Climate Zone | Existing | New Construction
CZ01 | 15.4012 | 12.5614 | CZ01 | 0.59661 | 0.59573
CZ02 | 15.2876 | 11.812 | CZ02 | 0.54838 | 0.5479
CZ03 | 13.6267 | 11.0186 | CZ03 | 0.54632 | 0.54584
CZ04 | 14.6307 | 11.5812 | CZ04 | 0.5276 | 0.52713
CZ05 | 13.8204 | 10.8467 | CZ05 | 0.54632 | 0.54572
CZ06 | 13.5426 | 10.7216 | CZ06 | 0.5034 | 0.50313
CZ07 | 13.706 | 10.9151 | CZ07 | 0.49698 | 0.49674
CZ08 | 14.7255 | 11.4549 | CZ08 | 0.4963 | 0.49598
CZ09 | 16.0908 | 11.8953 | CZ09 | 0.48941 | 0.48929
CZ10 | 16.2724 | 12.7351 | CZ10 | 0.48546 | 0.48496
CZ11 | 18.5702 | 13.9062 | CZ11 | 0.49619 | 0.49583
CZ12 | 16.9546 | 13.1849 | CZ12 | 0.51021 | 0.50985
CZ13 | 18.5818 | 13.9922 | CZ13 | 0.48183 | 0.48141
CZ14 | 19.6037 | 14.194 | CZ14 | 0.45746 | 0.45704
CZ15 | 21.472 | 15.0225 | CZ15 | 0.40632 | 0.40602
CZ16 | 19.9501 | 14.4881 | CZ16 | 0.53936 | 0.53888
cDXOH ¦ Annual Electricity Intensity (kBtu/ft²) |  |  | cDXOH ¦ Annual Gas Intensity (kBtu/ft²)
Climate Zone | Existing | New Construction | Climate Zone | Existing | New Construction
CZ01 | 12.222 | 9.5628 | CZ01 | 0.59663 | 0.59601
CZ02 | 13.4664 | 10.1818 | CZ02 | 0.54839 | 0.54799
CZ03 | 12.167 | 9.6867 | CZ03 | 0.5463 | 0.54591
CZ04 | 13.3254 | 10.4354 | CZ04 | 0.52758 | 0.52711
CZ05 | 12.5113 | 9.6893 | CZ05 | 0.54631 | 0.54588
CZ06 | 13.0403 | 10.3713 | CZ06 | 0.50342 | 0.50316
CZ07 | 13.2162 | 10.5697 | CZ07 | 0.497 | 0.49664
CZ08 | 14.1341 | 10.9843 | CZ08 | 0.49628 | 0.49589
CZ09 | 15.5957 | 11.4794 | CZ09 | 0.48942 | 0.48915
CZ10 | 15.4251 | 12.0136 | CZ10 | 0.48546 | 0.48507
CZ11 | 16.8289 | 12.343 | CZ11 | 0.4962 | 0.49564
CZ12 | 15.3178 | 11.7376 | CZ12 | 0.51022 | 0.50983
CZ13 | 17.2397 | 12.7525 | CZ13 | 0.48183 | 0.48127
CZ14 | 18.5623 | 13.2422 | CZ14 | 0.45746 | 0.45707
CZ15 | 21.1417 | 14.7334 | CZ15 | 0.40628 | 0.40585
CZ16 | 17.5085 | 12.3936 | CZ16 | 0.53935 | 0.53905
cPVVG ¦ Annual Electricity Intensity (kBtu/ft²) |  |  | cPVVG ¦ Annual Gas Intensity (kBtu/ft²)
Climate Zone | Existing | New Construction | Climate Zone | Existing | New Construction
CZ01 | 10.7654 | 9.2874 | CZ01 | 17.4307 | 14.633
CZ02 | 11.4396 | 9.972 | CZ02 | 10.3681 | 8.2406
CZ03 | 11.289 | 9.5289 | CZ03 | 7.926 | 6.682
CZ04 | 12.2542 | 10.3223 | CZ04 | 7.0237 | 5.6822
CZ05 | 11.067 | 9.5474 | CZ05 | 7.1094 | 5.6161
CZ06 | 12.7604 | 10.221 | CZ06 | 2.6828 | 2.1924
CZ07 | 13.0502 | 10.4764 | CZ07 | 2.5508 | 2.1032
CZ08 | 13.2978 | 10.903 | CZ08 | 3.3163 | 2.5152
CZ09 | 13.7653 | 11.389 | CZ09 | 3.1436 | 2.2436
CZ10 | 14.3783 | 11.8269 | CZ10 | 4.5619 | 3.5525
CZ11 | 14.8318 | 12.118 | CZ11 | 10.1893 | 7.9291
CZ12 | 13.8396 | 11.5609 | CZ12 | 9.2485 | 7.3912
CZ13 | 15.488 | 12.5429 | CZ13 | 8.0151 | 6.3933
CZ14 | 16.7642 | 12.9202 | CZ14 | 6.1572 | 4.7201
CZ15 | 19.554 | 14.6285 | CZ15 | 2.135 | 1.5935
CZ16 | 13.6779 | 10.9891 | CZ16 | 12.9511 | 10.0897

## Raw_totalendusesannual (hidden)
Vintage | Climate Zone | HVAC System | Electricity (kBtu) | Natural Gas (kBtu)
Existing | CZ01 | cAVVG | 6202133.89 | 9700668.75
Existing | CZ02 | cAVVG | 6956303.99 | 6299276.53
Existing | CZ03 | cAVVG | 6777664.74 | 4851727.65
Existing | CZ04 | cAVVG | 7113588.58 | 4392317.17
Existing | CZ05 | cAVVG | 6878614.27 | 4513954.09
Existing | CZ06 | cAVVG | 7342242 | 1887704.1
Existing | CZ07 | cAVVG | 7484460.3 | 1824168.01
Existing | CZ08 | cAVVG | 7633451.28 | 2200264.17
Existing | CZ09 | cAVVG | 7992115.73 | 2085710
Existing | CZ10 | cAVVG | 8474167.96 | 2925113.97
Existing | CZ11 | cAVVG | 8904012.07 | 5841664.64
Existing | CZ12 | cAVVG | 8181759.77 | 5424926.27
Existing | CZ13 | cAVVG | 9233881.54 | 4462164.61
Existing | CZ14 | cAVVG | 10038911.9 | 3639862.81
Existing | CZ15 | cAVVG | 12224494.48 | 1631521.41
Existing | CZ16 | cAVVG | 8357570.01 | 7332057.98
New Construction | CZ01 | cAVVG | 5250220.35 | 8515309.23
New Construction | CZ02 | cAVVG | 6104292.45 | 5579915.55
New Construction | CZ03 | cAVVG | 5827525.58 | 4671280.09
New Construction | CZ04 | cAVVG | 6244588.05 | 3944507.71
New Construction | CZ05 | cAVVG | 5931757.42 | 4301266.58
New Construction | CZ06 | cAVVG | 6446263.71 | 1928640.06
New Construction | CZ07 | cAVVG | 6524771.4 | 1890569.7
New Construction | CZ08 | cAVVG | 6710704.72 | 2115320.29
New Construction | CZ09 | cAVVG | 6870054.01 | 1877534.58
New Construction | CZ10 | cAVVG | 7271435.81 | 2723242.4
New Construction | CZ11 | cAVVG | 7336711.83 | 5118371.26
New Construction | CZ12 | cAVVG | 6972230.81 | 4826976.49
New Construction | CZ13 | cAVVG | 7583711.9 | 4040123.41
New Construction | CZ14 | cAVVG | 8065443.6 | 3306675.92
New Construction | CZ15 | cAVVG | 9559366.5 | 1496251.04
New Construction | CZ16 | cAVVG | 6911246.12 | 6359173.34
Existing | CZ01 | cDXGF | 5948500.65 | 8131002.25
Existing | CZ02 | cDXGF | 6619928.19 | 4762169.92
Existing | CZ03 | cDXGF | 6039296.34 | 3783297.18
Existing | CZ04 | cDXGF | 6643706.03 | 3298117.21
Existing | CZ05 | cDXGF | 6245393.5 | 3249549.18
Existing | CZ06 | cDXGF | 6528305.95 | 1333416.5
Existing | CZ07 | cDXGF | 6613878.17 | 1271230.33
Existing | CZ08 | cDXGF | 7077764.31 | 1528364.41
Existing | CZ09 | cDXGF | 7806823.09 | 1290150.38
Existing | CZ10 | cDXGF | 7716476.55 | 2108519.63
Existing | CZ11 | cDXGF | 8285384.7 | 4562080.84
Existing | CZ12 | cDXGF | 7556001.48 | 4321820.5
Existing | CZ13 | cDXGF | 8504051.57 | 3625520.78
Existing | CZ14 | cDXGF | 9230122.64 | 2670864.78
Existing | CZ15 | cDXGF | 10584447.14 | 854694.21
Existing | CZ16 | cDXGF | 8532892.38 | 5775305.84
New Construction | CZ01 | cDXGF | 4694651.07 | 7395250.67
New Construction | CZ02 | cDXGF | 5039009.09 | 4157092.25
New Construction | CZ03 | cDXGF | 4822730.32 | 3375987.99
New Construction | CZ04 | cDXGF | 5212623.46 | 2868978.95
New Construction | CZ05 | cDXGF | 4848264.49 | 2848058.31
New Construction | CZ06 | cDXGF | 5189718.87 | 1115167.05
New Construction | CZ07 | cDXGF | 5288187.43 | 1062304.79
New Construction | CZ08 | cDXGF | 5500170.81 | 1270146.08
New Construction | CZ09 | cDXGF | 5750846.9 | 1135909.96
New Construction | CZ10 | cDXGF | 6014730.16 | 1815440.08
New Construction | CZ11 | cDXGF | 6118060.48 | 4014390.12
New Construction | CZ12 | cDXGF | 5821752.31 | 3724709.98
New Construction | CZ13 | cDXGF | 6325471.41 | 3238202.53
New Construction | CZ14 | cDXGF | 6602210.57 | 2449839.05
New Construction | CZ15 | cDXGF | 7379773.88 | 790640.74
New Construction | CZ16 | cDXGF | 6116549.72 | 5068181.44
Existing | CZ01 | cDXHP | 7701214.55 | 298329.44
Existing | CZ02 | cDXHP | 7644407.66 | 274209.27
Existing | CZ03 | cDXHP | 6813889.13 | 273180.53
Existing | CZ04 | cDXHP | 7315928.29 | 263819.01
Existing | CZ05 | cDXHP | 6910745.3 | 273182.18
Existing | CZ06 | cDXHP | 6771819.84 | 251721.07
Existing | CZ07 | cDXHP | 6853537.41 | 248510.16
Existing | CZ08 | cDXHP | 7363324.83 | 248168.83
Existing | CZ09 | cDXHP | 8046030.03 | 244722.56
Existing | CZ10 | cDXHP | 8136856.31 | 242749.73
Existing | CZ11 | cDXHP | 9285812.17 | 248114.69
Existing | CZ12 | cDXHP | 8477981.86 | 255125.42
Existing | CZ13 | cDXHP | 9291644.21 | 240934
Existing | CZ14 | cDXHP | 9802597.44 | 228747.76
Existing | CZ15 | cDXHP | 10736842.12 | 203175.13
Existing | CZ16 | cDXHP | 9975828.14 | 269700.42
New Construction | CZ01 | cDXHP | 6281197.26 | 297889.4
New Construction | CZ02 | cDXHP | 5906461.67 | 273971.87
New Construction | CZ03 | cDXHP | 5509718.06 | 272943.65
New Construction | CZ04 | cDXHP | 5791061.87 | 263587.25
New Construction | CZ05 | cDXHP | 5423762.38 | 272879.98
New Construction | CZ06 | cDXHP | 5361219.57 | 251582.87
New Construction | CZ07 | cDXHP | 5457990.37 | 248388.53
New Construction | CZ08 | cDXHP | 5727877.47 | 248011.38
New Construction | CZ09 | cDXHP | 5948128.1 | 244664.56
New Construction | CZ10 | cDXHP | 6368051.93 | 242501.07
New Construction | CZ11 | cDXHP | 6953653.28 | 247935.59
New Construction | CZ12 | cDXHP | 6592986.44 | 254942.92
New Construction | CZ13 | cDXHP | 6996652.9 | 240724.08
New Construction | CZ14 | cDXHP | 7097578.02 | 228536.92
New Construction | CZ15 | cDXHP | 7511837.55 | 203028.08
New Construction | CZ16 | cDXHP | 7244613.34 | 269461.62
Existing | CZ01 | cDXOH | 6111499.42 | 298336.1
Existing | CZ02 | cDXOH | 6733749.53 | 274218.31
Existing | CZ03 | cDXOH | 6083988 | 273170.15
Existing | CZ04 | cDXOH | 6663235.56 | 263812.25
Existing | CZ05 | cDXOH | 6256135.62 | 273178.46
Existing | CZ06 | cDXOH | 6520647.58 | 251730.96
Existing | CZ07 | cDXOH | 6608631.98 | 248518.34
Existing | CZ08 | cDXOH | 7067610.63 | 248160.84
Existing | CZ09 | cDXOH | 7798444.5 | 244728.74
Existing | CZ10 | cDXOH | 7713150.98 | 242751.4
Existing | CZ11 | cDXOH | 8415103.21 | 248118.82
Existing | CZ12 | cDXOH | 7659522.34 | 255129.07
Existing | CZ13 | cDXOH | 8620544.68 | 240934.88
Existing | CZ14 | cDXOH | 9281896.7 | 228748.13
Existing | CZ15 | cDXOH | 10571682.19 | 203156.48
Existing | CZ16 | cDXOH | 8754933.24 | 269695.49
New Construction | CZ01 | cDXOH | 4781764.88 | 298027.05
New Construction | CZ02 | cDXOH | 5091297.95 | 274018.26
New Construction | CZ03 | cDXOH | 4843731.1 | 272974.09
New Construction | CZ04 | cDXOH | 5218118.12 | 263573.79
New Construction | CZ05 | cDXOH | 4845053.84 | 272961.75
New Construction | CZ06 | cDXOH | 5186049.63 | 251601.1
New Construction | CZ07 | cDXOH | 5285249.94 | 248338.7
New Construction | CZ08 | cDXOH | 5492603.21 | 247966.36
New Construction | CZ09 | cDXOH | 5740147.12 | 244595.8
New Construction | CZ10 | cDXOH | 6007293.31 | 242554.87
New Construction | CZ11 | cDXOH | 6172003.67 | 247840.3
New Construction | CZ12 | cDXOH | 5869271.08 | 254937.07
New Construction | CZ13 | cDXOH | 6376769.31 | 240655.71
New Construction | CZ14 | cDXOH | 6621609.44 | 228551.67
New Construction | CZ15 | cDXOH | 7367278.01 | 202941.78
New Construction | CZ16 | cDXOH | 6197310.08 | 269544.47
Existing | CZ01 | cPVVG | 5383118.5 | 8716036.05
Existing | CZ02 | cPVVG | 5720268.02 | 5184432.81
Existing | CZ03 | cPVVG | 5644958.67 | 3963290.57
Existing | CZ04 | cPVVG | 6127572.47 | 3512142.9
Existing | CZ05 | cPVVG | 5533911.38 | 3554968.55
Existing | CZ06 | cPVVG | 6380713.52 | 1341517.08
Existing | CZ07 | cPVVG | 6525617.75 | 1275485.78
Existing | CZ08 | cPVVG | 6649418.37 | 1658261.13
Existing | CZ09 | cPVVG | 6883196.81 | 1571922.48
Existing | CZ10 | cPVVG | 7189696.29 | 2281131.93
Existing | CZ11 | cPVVG | 7416487.65 | 5095025.12
Existing | CZ12 | cPVVG | 6920328.08 | 4624629.98
Existing | CZ13 | cPVVG | 7744598.93 | 4007847.57
Existing | CZ14 | cPVVG | 8382760.41 | 3078860.57
Existing | CZ15 | cPVVG | 9777773.52 | 1067576.43
Existing | CZ16 | cPVVG | 6839507.88 | 6476035.38
New Construction | CZ01 | cPVVG | 4644081.82 | 7317071.53
New Construction | CZ02 | cPVVG | 4986377.98 | 4120632.52
New Construction | CZ03 | cPVVG | 4764841.89 | 3341237.43
New Construction | CZ04 | cPVVG | 5161551.9 | 2841317.98
New Construction | CZ05 | cPVVG | 4774094.49 | 2808256.13
New Construction | CZ06 | cPVVG | 5110901.79 | 1096304.83
New Construction | CZ07 | cPVVG | 5238603.08 | 1051689.91
New Construction | CZ08 | cPVVG | 5451949.21 | 1257684.8
New Construction | CZ09 | cPVVG | 5694957.04 | 1121909.76
New Construction | CZ10 | cPVVG | 5913919.84 | 1776378.2
New Construction | CZ11 | cPVVG | 6059469.62 | 3964837.22
New Construction | CZ12 | cPVVG | 5780912.13 | 3695896.85
New Construction | CZ13 | cPVVG | 6271963.73 | 3196924.12
New Construction | CZ14 | cPVVG | 6460616 | 2360230.92
New Construction | CZ15 | cPVVG | 7314846.48 | 796809.6
New Construction | CZ16 | cPVVG | 5494966.43 | 5045244.44

## Energy Usage by End Use
Energy Consumption by End Use - Storage - Conditioned
Climate Zone | HVAC System | Vintage | End Use | Electricity (kBtu) | Natural Gas (kBtu) | Note
CZ01 | cAVVG | Existing | Heating | 0 | 9402345.65
CZ01 | cAVVG | Existing | Cooling | 85542.08 | 0
CZ01 | cAVVG | Existing | Interior Lighting | 2902444.9 | 0
CZ01 | cAVVG | Existing | Exterior Lighting | 0 | 0
CZ01 | cAVVG | Existing | Interior Equipment | 1533301.25 | 0
CZ01 | cAVVG | Existing | Exterior Equipment | 0 | 0
CZ01 | cAVVG | Existing | Fans | 1670051.03 | 0
CZ01 | cAVVG | Existing | Pumps | 10794.63 | 0
CZ01 | cAVVG | Existing | Heat Rejection | 0 | 0
CZ01 | cAVVG | Existing | Humidification | 0 | 0
CZ01 | cAVVG | Existing | Heat Recovery | 0 | 0
CZ01 | cAVVG | Existing | Water Systems | 0 | 298323.1
CZ01 | cAVVG | Existing | Refrigeration | 0 | 0
CZ01 | cAVVG | Existing | Generators | 0 | 0
CZ01 | cAVVG | Existing | Total End Uses | 6202133.89 | 9700668.75
CZ02 | cAVVG | Existing | Heating | 0 | 6025048.79
CZ02 | cAVVG | Existing | Cooling | 919156.64 | 0
CZ02 | cAVVG | Existing | Interior Lighting | 2902444.9 | 0
CZ02 | cAVVG | Existing | Exterior Lighting | 0 | 0
CZ02 | cAVVG | Existing | Interior Equipment | 1533301.25 | 0
CZ02 | cAVVG | Existing | Exterior Equipment | 0 | 0
CZ02 | cAVVG | Existing | Fans | 1571576.26 | 0
CZ02 | cAVVG | Existing | Pumps | 29824.94 | 0
CZ02 | cAVVG | Existing | Heat Rejection | 0 | 0
CZ02 | cAVVG | Existing | Humidification | 0 | 0
CZ02 | cAVVG | Existing | Heat Recovery | 0 | 0
CZ02 | cAVVG | Existing | Water Systems | 0 | 274227.74
CZ02 | cAVVG | Existing | Refrigeration | 0 | 0
CZ02 | cAVVG | Existing | Generators | 0 | 0
CZ02 | cAVVG | Existing | Total End Uses | 6956303.99 | 6299276.53
CZ03 | cAVVG | Existing | Heating | 0 | 4578553.86
CZ03 | cAVVG | Existing | Cooling | 643891.06 | 0
CZ03 | cAVVG | Existing | Interior Lighting | 2902444.9 | 0
CZ03 | cAVVG | Existing | Exterior Lighting | 0 | 0
CZ03 | cAVVG | Existing | Interior Equipment | 1533301.25 | 0
CZ03 | cAVVG | Existing | Exterior Equipment | 0 | 0
CZ03 | cAVVG | Existing | Fans | 1669073.13 | 0
CZ03 | cAVVG | Existing | Pumps | 28954.41 | 0
CZ03 | cAVVG | Existing | Heat Rejection | 0 | 0
CZ03 | cAVVG | Existing | Humidification | 0 | 0
CZ03 | cAVVG | Existing | Heat Recovery | 0 | 0
CZ03 | cAVVG | Existing | Water Systems | 0 | 273173.79
CZ03 | cAVVG | Existing | Refrigeration | 0 | 0
CZ03 | cAVVG | Existing | Generators | 0 | 0
CZ03 | cAVVG | Existing | Total End Uses | 6777664.74 | 4851727.65
CZ04 | cAVVG | Existing | Heating | 0 | 4128511.99
CZ04 | cAVVG | Existing | Cooling | 1123385.19 | 0
CZ04 | cAVVG | Existing | Interior Lighting | 2902444.9 | 0
CZ04 | cAVVG | Existing | Exterior Lighting | 0 | 0
CZ04 | cAVVG | Existing | Interior Equipment | 1533301.25 | 0
CZ04 | cAVVG | Existing | Exterior Equipment | 0 | 0
CZ04 | cAVVG | Existing | Fans | 1520031.89 | 0
CZ04 | cAVVG | Existing | Pumps | 34425.35 | 0
CZ04 | cAVVG | Existing | Heat Rejection | 0 | 0
CZ04 | cAVVG | Existing | Humidification | 0 | 0
CZ04 | cAVVG | Existing | Heat Recovery | 0 | 0
CZ04 | cAVVG | Existing | Water Systems | 0 | 263805.17
CZ04 | cAVVG | Existing | Refrigeration | 0 | 0
CZ04 | cAVVG | Existing | Generators | 0 | 0
CZ04 | cAVVG | Existing | Total End Uses | 7113588.58 | 4392317.17
CZ05 | cAVVG | Existing | Heating | 0 | 4240773.37
CZ05 | cAVVG | Existing | Cooling | 735179.52 | 0
CZ05 | cAVVG | Existing | Interior Lighting | 2902444.9 | 0
CZ05 | cAVVG | Existing | Exterior Lighting | 0 | 0
CZ05 | cAVVG | Existing | Interior Equipment | 1533301.25 | 0
CZ05 | cAVVG | Existing | Exterior Equipment | 0 | 0
CZ05 | cAVVG | Existing | Fans | 1668535.29 | 0
CZ05 | cAVVG | Existing | Pumps | 39153.31 | 0
CZ05 | cAVVG | Existing | Heat Rejection | 0 | 0
CZ05 | cAVVG | Existing | Humidification | 0 | 0
CZ05 | cAVVG | Existing | Heat Recovery | 0 | 0
CZ05 | cAVVG | Existing | Water Systems | 0 | 273180.72
CZ05 | cAVVG | Existing | Refrigeration | 0 | 0
CZ05 | cAVVG | Existing | Generators | 0 | 0
CZ05 | cAVVG | Existing | Total End Uses | 6878614.27 | 4513954.09
CZ06 | cAVVG | Existing | Heating | 0 | 1635987.19
CZ06 | cAVVG | Existing | Cooling | 1270042.33 | 0
CZ06 | cAVVG | Existing | Interior Lighting | 2902444.9 | 0
CZ06 | cAVVG | Existing | Exterior Lighting | 0 | 0
CZ06 | cAVVG | Existing | Interior Equipment | 1533301.25 | 0
CZ06 | cAVVG | Existing | Exterior Equipment | 0 | 0
CZ06 | cAVVG | Existing | Fans | 1593499.37 | 0
CZ06 | cAVVG | Existing | Pumps | 42954.15 | 0
CZ06 | cAVVG | Existing | Heat Rejection | 0 | 0
CZ06 | cAVVG | Existing | Humidification | 0 | 0
CZ06 | cAVVG | Existing | Heat Recovery | 0 | 0
CZ06 | cAVVG | Existing | Water Systems | 0 | 251716.9
CZ06 | cAVVG | Existing | Refrigeration | 0 | 0
CZ06 | cAVVG | Existing | Generators | 0 | 0
CZ06 | cAVVG | Existing | Total End Uses | 7342242 | 1887704.1
CZ07 | cAVVG | Existing | Heating | 0 | 1575648.3
CZ07 | cAVVG | Existing | Cooling | 1373932.69 | 0
CZ07 | cAVVG | Existing | Interior Lighting | 2902444.9 | 0
CZ07 | cAVVG | Existing | Exterior Lighting | 0 | 0
CZ07 | cAVVG | Existing | Interior Equipment | 1533301.25 | 0
CZ07 | cAVVG | Existing | Exterior Equipment | 0 | 0
CZ07 | cAVVG | Existing | Fans | 1628281.38 | 0
CZ07 | cAVVG | Existing | Pumps | 46500.07 | 0
CZ07 | cAVVG | Existing | Heat Rejection | 0 | 0
CZ07 | cAVVG | Existing | Humidification | 0 | 0
CZ07 | cAVVG | Existing | Heat Recovery | 0 | 0
CZ07 | cAVVG | Existing | Water Systems | 0 | 248519.71
CZ07 | cAVVG | Existing | Refrigeration | 0 | 0
CZ07 | cAVVG | Existing | Generators | 0 | 0
CZ07 | cAVVG | Existing | Total End Uses | 7484460.3 | 1824168.01
CZ08 | cAVVG | Existing | Heating | 0 | 1952120.12
CZ08 | cAVVG | Existing | Cooling | 1654147.56 | 0
CZ08 | cAVVG | Existing | Interior Lighting | 2902444.9 | 0
CZ08 | cAVVG | Existing | Exterior Lighting | 0 | 0
CZ08 | cAVVG | Existing | Interior Equipment | 1533301.25 | 0
CZ08 | cAVVG | Existing | Exterior Equipment | 0 | 0
CZ08 | cAVVG | Existing | Fans | 1496310.07 | 0
CZ08 | cAVVG | Existing | Pumps | 47247.5 | 0
CZ08 | cAVVG | Existing | Heat Rejection | 0 | 0
CZ08 | cAVVG | Existing | Humidification | 0 | 0
CZ08 | cAVVG | Existing | Heat Recovery | 0 | 0
CZ08 | cAVVG | Existing | Water Systems | 0 | 248144.05
CZ08 | cAVVG | Existing | Refrigeration | 0 | 0
CZ08 | cAVVG | Existing | Generators | 0 | 0
CZ08 | cAVVG | Existing | Total End Uses | 7633451.28 | 2200264.17
CZ09 | cAVVG | Existing | Heating | 0 | 1840971.45
CZ09 | cAVVG | Existing | Cooling | 1999864.08 | 0
CZ09 | cAVVG | Existing | Interior Lighting | 2902444.9 | 0
CZ09 | cAVVG | Existing | Exterior Lighting | 0 | 0
CZ09 | cAVVG | Existing | Interior Equipment | 1533301.25 | 0
CZ09 | cAVVG | Existing | Exterior Equipment | 0 | 0
CZ09 | cAVVG | Existing | Fans | 1504099.4 | 0
CZ09 | cAVVG | Existing | Pumps | 52406.11 | 0
CZ09 | cAVVG | Existing | Heat Rejection | 0 | 0
CZ09 | cAVVG | Existing | Humidification | 0 | 0
CZ09 | cAVVG | Existing | Heat Recovery | 0 | 0
CZ09 | cAVVG | Existing | Water Systems | 0 | 244738.55
CZ09 | cAVVG | Existing | Refrigeration | 0 | 0
CZ09 | cAVVG | Existing | Generators | 0 | 0
CZ09 | cAVVG | Existing | Total End Uses | 7992115.73 | 2085710
CZ10 | cAVVG | Existing | Heating | 0 | 2682375.03
CZ10 | cAVVG | Existing | Cooling | 2377688.89 | 0
CZ10 | cAVVG | Existing | Interior Lighting | 2902444.9 | 0
CZ10 | cAVVG | Existing | Exterior Lighting | 0 | 0
CZ10 | cAVVG | Existing | Interior Equipment | 1533301.25 | 0
CZ10 | cAVVG | Existing | Exterior Equipment | 0 | 0
CZ10 | cAVVG | Existing | Fans | 1607701.25 | 0
CZ10 | cAVVG | Existing | Pumps | 53031.68 | 0
CZ10 | cAVVG | Existing | Heat Rejection | 0 | 0
CZ10 | cAVVG | Existing | Humidification | 0 | 0
CZ10 | cAVVG | Existing | Heat Recovery | 0 | 0
CZ10 | cAVVG | Existing | Water Systems | 0 | 242738.95
CZ10 | cAVVG | Existing | Refrigeration | 0 | 0
CZ10 | cAVVG | Existing | Generators | 0 | 0
CZ10 | cAVVG | Existing | Total End Uses | 8474167.96 | 2925113.97
CZ11 | cAVVG | Existing | Heating | 0 | 5593520.41
CZ11 | cAVVG | Existing | Cooling | 2594516.96 | 0
CZ11 | cAVVG | Existing | Interior Lighting | 2902444.9 | 0
CZ11 | cAVVG | Existing | Exterior Lighting | 0 | 0
CZ11 | cAVVG | Existing | Interior Equipment | 1533301.25 | 0
CZ11 | cAVVG | Existing | Exterior Equipment | 0 | 0
CZ11 | cAVVG | Existing | Fans | 1824905.82 | 0
CZ11 | cAVVG | Existing | Pumps | 48843.14 | 0
CZ11 | cAVVG | Existing | Heat Rejection | 0 | 0
CZ11 | cAVVG | Existing | Humidification | 0 | 0
CZ11 | cAVVG | Existing | Heat Recovery | 0 | 0
CZ11 | cAVVG | Existing | Water Systems | 0 | 248144.24
CZ11 | cAVVG | Existing | Refrigeration | 0 | 0
CZ11 | cAVVG | Existing | Generators | 0 | 0
CZ11 | cAVVG | Existing | Total End Uses | 8904012.07 | 5841664.64
CZ12 | cAVVG | Existing | Heating | 0 | 5169822.31
CZ12 | cAVVG | Existing | Cooling | 2042762.7 | 0
CZ12 | cAVVG | Existing | Interior Lighting | 2902444.9 | 0
CZ12 | cAVVG | Existing | Exterior Lighting | 0 | 0
CZ12 | cAVVG | Existing | Interior Equipment | 1533301.25 | 0
CZ12 | cAVVG | Existing | Exterior Equipment | 0 | 0
CZ12 | cAVVG | Existing | Fans | 1655711.06 | 0
CZ12 | cAVVG | Existing | Pumps | 47539.87 | 0
CZ12 | cAVVG | Existing | Heat Rejection | 0 | 0
CZ12 | cAVVG | Existing | Humidification | 0 | 0
CZ12 | cAVVG | Existing | Heat Recovery | 0 | 0
CZ12 | cAVVG | Existing | Water Systems | 0 | 255103.95
CZ12 | cAVVG | Existing | Refrigeration | 0 | 0
CZ12 | cAVVG | Existing | Generators | 0 | 0
CZ12 | cAVVG | Existing | Total End Uses | 8181759.77 | 5424926.27
CZ13 | cAVVG | Existing | Heating | 0 | 4221241.57
CZ13 | cAVVG | Existing | Cooling | 2886584.36 | 0
CZ13 | cAVVG | Existing | Interior Lighting | 2902444.9 | 0
CZ13 | cAVVG | Existing | Exterior Lighting | 0 | 0
CZ13 | cAVVG | Existing | Interior Equipment | 1533301.25 | 0
CZ13 | cAVVG | Existing | Exterior Equipment | 0 | 0
CZ13 | cAVVG | Existing | Fans | 1852140.91 | 0
CZ13 | cAVVG | Existing | Pumps | 59410.11 | 0
CZ13 | cAVVG | Existing | Heat Rejection | 0 | 0
CZ13 | cAVVG | Existing | Humidification | 0 | 0
CZ13 | cAVVG | Existing | Heat Recovery | 0 | 0
CZ13 | cAVVG | Existing | Water Systems | 0 | 240923.05
CZ13 | cAVVG | Existing | Refrigeration | 0 | 0
CZ13 | cAVVG | Existing | Generators | 0 | 0
CZ13 | cAVVG | Existing | Total End Uses | 9233881.54 | 4462164.61
CZ14 | cAVVG | Existing | Heating | 0 | 3411123.5
CZ14 | cAVVG | Existing | Cooling | 3610485.27 | 0
CZ14 | cAVVG | Existing | Interior Lighting | 2902444.9 | 0
CZ14 | cAVVG | Existing | Exterior Lighting | 0 | 0
CZ14 | cAVVG | Existing | Interior Equipment | 1533301.25 | 0
CZ14 | cAVVG | Existing | Exterior Equipment | 0 | 0
CZ14 | cAVVG | Existing | Fans | 1940990.67 | 0
CZ14 | cAVVG | Existing | Pumps | 51689.81 | 0
CZ14 | cAVVG | Existing | Heat Rejection | 0 | 0
CZ14 | cAVVG | Existing | Humidification | 0 | 0
CZ14 | cAVVG | Existing | Heat Recovery | 0 | 0
CZ14 | cAVVG | Existing | Water Systems | 0 | 228739.3
CZ14 | cAVVG | Existing | Refrigeration | 0 | 0
CZ14 | cAVVG | Existing | Generators | 0 | 0
CZ14 | cAVVG | Existing | Total End Uses | 10038911.9 | 3639862.81
CZ15 | cAVVG | Existing | Heating | 0 | 1428340.06
CZ15 | cAVVG | Existing | Cooling | 5542459.91 | 0
CZ15 | cAVVG | Existing | Interior Lighting | 2902444.9 | 0
CZ15 | cAVVG | Existing | Exterior Lighting | 0 | 0
CZ15 | cAVVG | Existing | Interior Equipment | 1533301.25 | 0
CZ15 | cAVVG | Existing | Exterior Equipment | 0 | 0
CZ15 | cAVVG | Existing | Fans | 2162155.79 | 0
CZ15 | cAVVG | Existing | Pumps | 84132.63 | 0
CZ15 | cAVVG | Existing | Heat Rejection | 0 | 0
CZ15 | cAVVG | Existing | Humidification | 0 | 0
CZ15 | cAVVG | Existing | Heat Recovery | 0 | 0
CZ15 | cAVVG | Existing | Water Systems | 0 | 203181.35
CZ15 | cAVVG | Existing | Refrigeration | 0 | 0
CZ15 | cAVVG | Existing | Generators | 0 | 0
CZ15 | cAVVG | Existing | Total End Uses | 12224494.48 | 1631521.41
CZ16 | cAVVG | Existing | Heating | 0 | 7062364.96
CZ16 | cAVVG | Existing | Cooling | 2045134.81 | 0
CZ16 | cAVVG | Existing | Interior Lighting | 2902444.9 | 0
CZ16 | cAVVG | Existing | Exterior Lighting | 0 | 0
CZ16 | cAVVG | Existing | Interior Equipment | 1533301.25 | 0
CZ16 | cAVVG | Existing | Exterior Equipment | 0 | 0
CZ16 | cAVVG | Existing | Fans | 1834286.34 | 0
CZ16 | cAVVG | Existing | Pumps | 42402.71 | 0
CZ16 | cAVVG | Existing | Heat Rejection | 0 | 0
CZ16 | cAVVG | Existing | Humidification | 0 | 0
CZ16 | cAVVG | Existing | Heat Recovery | 0 | 0
CZ16 | cAVVG | Existing | Water Systems | 0 | 269693.02
CZ16 | cAVVG | Existing | Refrigeration | 0 | 0
CZ16 | cAVVG | Existing | Generators | 0 | 0
CZ16 | cAVVG | Existing | Total End Uses | 8357570.01 | 7332057.98
CZ01 | cAVVG | New Construction | Heating | 0 | 8217454.24
CZ01 | cAVVG | New Construction | Cooling | 85861.54 | 0
CZ01 | cAVVG | New Construction | Interior Lighting | 1951474.32 | 0
CZ01 | cAVVG | New Construction | Exterior Lighting | 0 | 0
CZ01 | cAVVG | New Construction | Interior Equipment | 1533301.25 | 0
CZ01 | cAVVG | New Construction | Exterior Equipment | 0 | 0
CZ01 | cAVVG | New Construction | Fans | 1669708.76 | 0
CZ01 | cAVVG | New Construction | Pumps | 9874.48 | 0
CZ01 | cAVVG | New Construction | Heat Rejection | 0 | 0
CZ01 | cAVVG | New Construction | Humidification | 0 | 0
CZ01 | cAVVG | New Construction | Heat Recovery | 0 | 0
CZ01 | cAVVG | New Construction | Water Systems | 0 | 297854.99
CZ01 | cAVVG | New Construction | Refrigeration | 0 | 0
CZ01 | cAVVG | New Construction | Generators | 0 | 0
CZ01 | cAVVG | New Construction | Total End Uses | 5250220.35 | 8515309.23
CZ02 | cAVVG | New Construction | Heating | 0 | 5306002.38
CZ02 | cAVVG | New Construction | Cooling | 919742.32 | 0
CZ02 | cAVVG | New Construction | Interior Lighting | 1951474.32 | 0
CZ02 | cAVVG | New Construction | Exterior Lighting | 0 | 0
CZ02 | cAVVG | New Construction | Interior Equipment | 1533301.25 | 0
CZ02 | cAVVG | New Construction | Exterior Equipment | 0 | 0
CZ02 | cAVVG | New Construction | Fans | 1669415.39 | 0
CZ02 | cAVVG | New Construction | Pumps | 30359.16 | 0
CZ02 | cAVVG | New Construction | Heat Rejection | 0 | 0
CZ02 | cAVVG | New Construction | Humidification | 0 | 0
CZ02 | cAVVG | New Construction | Heat Recovery | 0 | 0
CZ02 | cAVVG | New Construction | Water Systems | 0 | 273913.17
CZ02 | cAVVG | New Construction | Refrigeration | 0 | 0
CZ02 | cAVVG | New Construction | Generators | 0 | 0
CZ02 | cAVVG | New Construction | Total End Uses | 6104292.45 | 5579915.55
CZ03 | cAVVG | New Construction | Heating | 0 | 4398295.36
CZ03 | cAVVG | New Construction | Cooling | 644272.08 | 0
CZ03 | cAVVG | New Construction | Interior Lighting | 1951474.32 | 0
CZ03 | cAVVG | New Construction | Exterior Lighting | 0 | 0
CZ03 | cAVVG | New Construction | Interior Equipment | 1533301.25 | 0
CZ03 | cAVVG | New Construction | Exterior Equipment | 0 | 0
CZ03 | cAVVG | New Construction | Fans | 1669268.71 | 0
CZ03 | cAVVG | New Construction | Pumps | 29209.22 | 0
CZ03 | cAVVG | New Construction | Heat Rejection | 0 | 0
CZ03 | cAVVG | New Construction | Humidification | 0 | 0
CZ03 | cAVVG | New Construction | Heat Recovery | 0 | 0
CZ03 | cAVVG | New Construction | Water Systems | 0 | 272984.73
CZ03 | cAVVG | New Construction | Refrigeration | 0 | 0
CZ03 | cAVVG | New Construction | Generators | 0 | 0
CZ03 | cAVVG | New Construction | Total End Uses | 5827525.58 | 4671280.09
CZ04 | cAVVG | New Construction | Heating | 0 | 3680912.86
CZ04 | cAVVG | New Construction | Cooling | 1057256.88 | 0
CZ04 | cAVVG | New Construction | Interior Lighting | 1951474.32 | 0
CZ04 | cAVVG | New Construction | Exterior Lighting | 0 | 0
CZ04 | cAVVG | New Construction | Interior Equipment | 1533301.25 | 0
CZ04 | cAVVG | New Construction | Exterior Equipment | 0 | 0
CZ04 | cAVVG | New Construction | Fans | 1669268.71 | 0
CZ04 | cAVVG | New Construction | Pumps | 33286.89 | 0
CZ04 | cAVVG | New Construction | Heat Rejection | 0 | 0
CZ04 | cAVVG | New Construction | Humidification | 0 | 0
CZ04 | cAVVG | New Construction | Heat Recovery | 0 | 0
CZ04 | cAVVG | New Construction | Water Systems | 0 | 263594.85
CZ04 | cAVVG | New Construction | Refrigeration | 0 | 0
CZ04 | cAVVG | New Construction | Generators | 0 | 0
CZ04 | cAVVG | New Construction | Total End Uses | 6244588.05 | 3944507.71
CZ05 | cAVVG | New Construction | Heating | 0 | 4028427.69
CZ05 | cAVVG | New Construction | Cooling | 741122.09 | 0
CZ05 | cAVVG | New Construction | Interior Lighting | 1951474.32 | 0
CZ05 | cAVVG | New Construction | Exterior Lighting | 0 | 0
CZ05 | cAVVG | New Construction | Interior Equipment | 1533301.25 | 0
CZ05 | cAVVG | New Construction | Exterior Equipment | 0 | 0
CZ05 | cAVVG | New Construction | Fans | 1666921.76 | 0
CZ05 | cAVVG | New Construction | Pumps | 38938 | 0
CZ05 | cAVVG | New Construction | Heat Rejection | 0 | 0
CZ05 | cAVVG | New Construction | Humidification | 0 | 0
CZ05 | cAVVG | New Construction | Heat Recovery | 0 | 0
CZ05 | cAVVG | New Construction | Water Systems | 0 | 272838.89
CZ05 | cAVVG | New Construction | Refrigeration | 0 | 0
CZ05 | cAVVG | New Construction | Generators | 0 | 0
CZ05 | cAVVG | New Construction | Total End Uses | 5931757.42 | 4301266.58
CZ06 | cAVVG | New Construction | Heating | 0 | 1677094.6
CZ06 | cAVVG | New Construction | Cooling | 1252154 | 0
CZ06 | cAVVG | New Construction | Interior Lighting | 1951474.32 | 0
CZ06 | cAVVG | New Construction | Exterior Lighting | 0 | 0
CZ06 | cAVVG | New Construction | Interior Equipment | 1533301.25 | 0
CZ06 | cAVVG | New Construction | Exterior Equipment | 0 | 0
CZ06 | cAVVG | New Construction | Fans | 1666335.02 | 0
CZ06 | cAVVG | New Construction | Pumps | 42999.12 | 0
CZ06 | cAVVG | New Construction | Heat Rejection | 0 | 0
CZ06 | cAVVG | New Construction | Humidification | 0 | 0
CZ06 | cAVVG | New Construction | Heat Recovery | 0 | 0
CZ06 | cAVVG | New Construction | Water Systems | 0 | 251545.46
CZ06 | cAVVG | New Construction | Refrigeration | 0 | 0
CZ06 | cAVVG | New Construction | Generators | 0 | 0
CZ06 | cAVVG | New Construction | Total End Uses | 6446263.71 | 1928640.06
CZ07 | cAVVG | New Construction | Heating | 0 | 1642243.17
CZ07 | cAVVG | New Construction | Cooling | 1328410.65 | 0
CZ07 | cAVVG | New Construction | Interior Lighting | 1951474.32 | 0
CZ07 | cAVVG | New Construction | Exterior Lighting | 0 | 0
CZ07 | cAVVG | New Construction | Interior Equipment | 1533301.25 | 0
CZ07 | cAVVG | New Construction | Exterior Equipment | 0 | 0
CZ07 | cAVVG | New Construction | Fans | 1666335.02 | 0
CZ07 | cAVVG | New Construction | Pumps | 45250.16 | 0
CZ07 | cAVVG | New Construction | Heat Rejection | 0 | 0
CZ07 | cAVVG | New Construction | Humidification | 0 | 0
CZ07 | cAVVG | New Construction | Heat Recovery | 0 | 0
CZ07 | cAVVG | New Construction | Water Systems | 0 | 248326.53
CZ07 | cAVVG | New Construction | Refrigeration | 0 | 0
CZ07 | cAVVG | New Construction | Generators | 0 | 0
CZ07 | cAVVG | New Construction | Total End Uses | 6524771.4 | 1890569.7
CZ08 | cAVVG | New Construction | Heating | 0 | 1867351.7
CZ08 | cAVVG | New Construction | Cooling | 1514131.38 | 0
CZ08 | cAVVG | New Construction | Interior Lighting | 1951474.32 | 0
CZ08 | cAVVG | New Construction | Exterior Lighting | 0 | 0
CZ08 | cAVVG | New Construction | Interior Equipment | 1533301.25 | 0
CZ08 | cAVVG | New Construction | Exterior Equipment | 0 | 0
CZ08 | cAVVG | New Construction | Fans | 1666335.02 | 0
CZ08 | cAVVG | New Construction | Pumps | 45462.76 | 0
CZ08 | cAVVG | New Construction | Heat Rejection | 0 | 0
CZ08 | cAVVG | New Construction | Humidification | 0 | 0
CZ08 | cAVVG | New Construction | Heat Recovery | 0 | 0
CZ08 | cAVVG | New Construction | Water Systems | 0 | 247968.59
CZ08 | cAVVG | New Construction | Refrigeration | 0 | 0
CZ08 | cAVVG | New Construction | Generators | 0 | 0
CZ08 | cAVVG | New Construction | Total End Uses | 6710704.72 | 2115320.29
CZ09 | cAVVG | New Construction | Heating | 0 | 1632934.17
CZ09 | cAVVG | New Construction | Cooling | 1673473.03 | 0
CZ09 | cAVVG | New Construction | Interior Lighting | 1951474.32 | 0
CZ09 | cAVVG | New Construction | Exterior Lighting | 0 | 0
CZ09 | cAVVG | New Construction | Interior Equipment | 1533301.25 | 0
CZ09 | cAVVG | New Construction | Exterior Equipment | 0 | 0
CZ09 | cAVVG | New Construction | Fans | 1666335.02 | 0
CZ09 | cAVVG | New Construction | Pumps | 45470.39 | 0
CZ09 | cAVVG | New Construction | Heat Rejection | 0 | 0
CZ09 | cAVVG | New Construction | Humidification | 0 | 0
CZ09 | cAVVG | New Construction | Heat Recovery | 0 | 0
CZ09 | cAVVG | New Construction | Water Systems | 0 | 244600.41
CZ09 | cAVVG | New Construction | Refrigeration | 0 | 0
CZ09 | cAVVG | New Construction | Generators | 0 | 0
CZ09 | cAVVG | New Construction | Total End Uses | 6870054.01 | 1877534.58
CZ10 | cAVVG | New Construction | Heating | 0 | 2480646.21
CZ10 | cAVVG | New Construction | Cooling | 2070857.3 | 0
CZ10 | cAVVG | New Construction | Interior Lighting | 1951474.32 | 0
CZ10 | cAVVG | New Construction | Exterior Lighting | 0 | 0
CZ10 | cAVVG | New Construction | Interior Equipment | 1533301.25 | 0
CZ10 | cAVVG | New Construction | Exterior Equipment | 0 | 0
CZ10 | cAVVG | New Construction | Fans | 1668681.97 | 0
CZ10 | cAVVG | New Construction | Pumps | 47120.96 | 0
CZ10 | cAVVG | New Construction | Heat Rejection | 0 | 0
CZ10 | cAVVG | New Construction | Humidification | 0 | 0
CZ10 | cAVVG | New Construction | Heat Recovery | 0 | 0
CZ10 | cAVVG | New Construction | Water Systems | 0 | 242596.2
CZ10 | cAVVG | New Construction | Refrigeration | 0 | 0
CZ10 | cAVVG | New Construction | Generators | 0 | 0
CZ10 | cAVVG | New Construction | Total End Uses | 7271435.81 | 2723242.4
CZ11 | cAVVG | New Construction | Heating | 0 | 4870470.37
CZ11 | cAVVG | New Construction | Cooling | 2140994.18 | 0
CZ11 | cAVVG | New Construction | Interior Lighting | 1951474.32 | 0
CZ11 | cAVVG | New Construction | Exterior Lighting | 0 | 0
CZ11 | cAVVG | New Construction | Interior Equipment | 1533301.25 | 0
CZ11 | cAVVG | New Construction | Exterior Equipment | 0 | 0
CZ11 | cAVVG | New Construction | Fans | 1669855.45 | 0
CZ11 | cAVVG | New Construction | Pumps | 41086.63 | 0
CZ11 | cAVVG | New Construction | Heat Rejection | 0 | 0
CZ11 | cAVVG | New Construction | Humidification | 0 | 0
CZ11 | cAVVG | New Construction | Heat Recovery | 0 | 0
CZ11 | cAVVG | New Construction | Water Systems | 0 | 247900.89
CZ11 | cAVVG | New Construction | Refrigeration | 0 | 0
CZ11 | cAVVG | New Construction | Generators | 0 | 0
CZ11 | cAVVG | New Construction | Total End Uses | 7336711.83 | 5118371.26
CZ12 | cAVVG | New Construction | Heating | 0 | 4572045.64
CZ12 | cAVVG | New Construction | Cooling | 1775599.54 | 0
CZ12 | cAVVG | New Construction | Interior Lighting | 1951474.32 | 0
CZ12 | cAVVG | New Construction | Exterior Lighting | 0 | 0
CZ12 | cAVVG | New Construction | Interior Equipment | 1533301.25 | 0
CZ12 | cAVVG | New Construction | Exterior Equipment | 0 | 0
CZ12 | cAVVG | New Construction | Fans | 1669562.08 | 0
CZ12 | cAVVG | New Construction | Pumps | 42293.62 | 0
CZ12 | cAVVG | New Construction | Heat Rejection | 0 | 0
CZ12 | cAVVG | New Construction | Humidification | 0 | 0
CZ12 | cAVVG | New Construction | Heat Recovery | 0 | 0
CZ12 | cAVVG | New Construction | Water Systems | 0 | 254930.85
CZ12 | cAVVG | New Construction | Refrigeration | 0 | 0
CZ12 | cAVVG | New Construction | Generators | 0 | 0
CZ12 | cAVVG | New Construction | Total End Uses | 6972230.81 | 4826976.49
CZ13 | cAVVG | New Construction | Heating | 0 | 3799456.16
CZ13 | cAVVG | New Construction | Cooling | 2378710.47 | 0
CZ13 | cAVVG | New Construction | Interior Lighting | 1951474.32 | 0
CZ13 | cAVVG | New Construction | Exterior Lighting | 0 | 0
CZ13 | cAVVG | New Construction | Interior Equipment | 1533301.25 | 0
CZ13 | cAVVG | New Construction | Exterior Equipment | 0 | 0
CZ13 | cAVVG | New Construction | Fans | 1669268.71 | 0
CZ13 | cAVVG | New Construction | Pumps | 50957.15 | 0
CZ13 | cAVVG | New Construction | Heat Rejection | 0 | 0
CZ13 | cAVVG | New Construction | Humidification | 0 | 0
CZ13 | cAVVG | New Construction | Heat Recovery | 0 | 0
CZ13 | cAVVG | New Construction | Water Systems | 0 | 240667.25
CZ13 | cAVVG | New Construction | Refrigeration | 0 | 0
CZ13 | cAVVG | New Construction | Generators | 0 | 0
CZ13 | cAVVG | New Construction | Total End Uses | 7583711.9 | 4040123.41
CZ14 | cAVVG | New Construction | Heating | 0 | 3078013.83
CZ14 | cAVVG | New Construction | Cooling | 2868661.4 | 0
CZ14 | cAVVG | New Construction | Interior Lighting | 1951474.32 | 0
CZ14 | cAVVG | New Construction | Exterior Lighting | 0 | 0
CZ14 | cAVVG | New Construction | Interior Equipment | 1533301.25 | 0
CZ14 | cAVVG | New Construction | Exterior Equipment | 0 | 0
CZ14 | cAVVG | New Construction | Fans | 1670148.82 | 0
CZ14 | cAVVG | New Construction | Pumps | 41857.81 | 0
CZ14 | cAVVG | New Construction | Heat Rejection | 0 | 0
CZ14 | cAVVG | New Construction | Humidification | 0 | 0
CZ14 | cAVVG | New Construction | Heat Recovery | 0 | 0
CZ14 | cAVVG | New Construction | Water Systems | 0 | 228662.08
CZ14 | cAVVG | New Construction | Refrigeration | 0 | 0
CZ14 | cAVVG | New Construction | Generators | 0 | 0
CZ14 | cAVVG | New Construction | Total End Uses | 8065443.6 | 3306675.92
CZ15 | cAVVG | New Construction | Heating | 0 | 1293264.31
CZ15 | cAVVG | New Construction | Cooling | 4345022.64 | 0
CZ15 | cAVVG | New Construction | Interior Lighting | 1951474.32 | 0
CZ15 | cAVVG | New Construction | Exterior Lighting | 0 | 0
CZ15 | cAVVG | New Construction | Interior Equipment | 1533301.25 | 0
CZ15 | cAVVG | New Construction | Exterior Equipment | 0 | 0
CZ15 | cAVVG | New Construction | Fans | 1662850.6 | 0
CZ15 | cAVVG | New Construction | Pumps | 66717.68 | 0
CZ15 | cAVVG | New Construction | Heat Rejection | 0 | 0
CZ15 | cAVVG | New Construction | Humidification | 0 | 0
CZ15 | cAVVG | New Construction | Heat Recovery | 0 | 0
CZ15 | cAVVG | New Construction | Water Systems | 0 | 202986.73
CZ15 | cAVVG | New Construction | Refrigeration | 0 | 0
CZ15 | cAVVG | New Construction | Generators | 0 | 0
CZ15 | cAVVG | New Construction | Total End Uses | 9559366.5 | 1496251.04
CZ16 | cAVVG | New Construction | Heating | 0 | 6089722.59
CZ16 | cAVVG | New Construction | Cooling | 1717281.8 | 0
CZ16 | cAVVG | New Construction | Interior Lighting | 1951474.32 | 0
CZ16 | cAVVG | New Construction | Exterior Lighting | 0 | 0
CZ16 | cAVVG | New Construction | Interior Equipment | 1533301.25 | 0
CZ16 | cAVVG | New Construction | Exterior Equipment | 0 | 0
CZ16 | cAVVG | New Construction | Fans | 1670735.55 | 0
CZ16 | cAVVG | New Construction | Pumps | 38453.2 | 0
CZ16 | cAVVG | New Construction | Heat Rejection | 0 | 0
CZ16 | cAVVG | New Construction | Humidification | 0 | 0
CZ16 | cAVVG | New Construction | Heat Recovery | 0 | 0
CZ16 | cAVVG | New Construction | Water Systems | 0 | 269450.74
CZ16 | cAVVG | New Construction | Refrigeration | 0 | 0
CZ16 | cAVVG | New Construction | Generators | 0 | 0
CZ16 | cAVVG | New Construction | Total End Uses | 6911246.12 | 6359173.34
CZ01 | cDXGF | Existing | Heating | 0 | 7832666.98
CZ01 | cDXGF | Existing | Cooling | 4906.69 | 0
CZ01 | cDXGF | Existing | Interior Lighting | 2902444.9 | 0
CZ01 | cDXGF | Existing | Exterior Lighting | 0 | 0
CZ01 | cDXGF | Existing | Interior Equipment | 1533301.25 | 0
CZ01 | cDXGF | Existing | Exterior Equipment | 0 | 0
CZ01 | cDXGF | Existing | Fans | 1507847.81 | 0
CZ01 | cDXGF | Existing | Pumps | 0 | 0
CZ01 | cDXGF | Existing | Heat Rejection | 0 | 0
CZ01 | cDXGF | Existing | Humidification | 0 | 0
CZ01 | cDXGF | Existing | Heat Recovery | 0 | 0
CZ01 | cDXGF | Existing | Water Systems | 0 | 298335.27
CZ01 | cDXGF | Existing | Refrigeration | 0 | 0
CZ01 | cDXGF | Existing | Generators | 0 | 0
CZ01 | cDXGF | Existing | Total End Uses | 5948500.65 | 8131002.25
CZ02 | cDXGF | Existing | Heating | 0 | 4487935.07
CZ02 | cDXGF | Existing | Cooling | 534284.56 | 0
CZ02 | cDXGF | Existing | Interior Lighting | 2902444.9 | 0
CZ02 | cDXGF | Existing | Exterior Lighting | 0 | 0
CZ02 | cDXGF | Existing | Interior Equipment | 1533301.25 | 0
CZ02 | cDXGF | Existing | Exterior Equipment | 0 | 0
CZ02 | cDXGF | Existing | Fans | 1649897.49 | 0
CZ02 | cDXGF | Existing | Pumps | 0 | 0
CZ02 | cDXGF | Existing | Heat Rejection | 0 | 0
CZ02 | cDXGF | Existing | Humidification | 0 | 0
CZ02 | cDXGF | Existing | Heat Recovery | 0 | 0
CZ02 | cDXGF | Existing | Water Systems | 0 | 274234.85
CZ02 | cDXGF | Existing | Refrigeration | 0 | 0
CZ02 | cDXGF | Existing | Generators | 0 | 0
CZ02 | cDXGF | Existing | Total End Uses | 6619928.19 | 4762169.92
CZ03 | cDXGF | Existing | Heating | 0 | 3510125.83
CZ03 | cDXGF | Existing | Cooling | 244771.46 | 0
CZ03 | cDXGF | Existing | Interior Lighting | 2902444.9 | 0
CZ03 | cDXGF | Existing | Exterior Lighting | 0 | 0
CZ03 | cDXGF | Existing | Interior Equipment | 1533301.25 | 0
CZ03 | cDXGF | Existing | Exterior Equipment | 0 | 0
CZ03 | cDXGF | Existing | Fans | 1358778.73 | 0
CZ03 | cDXGF | Existing | Pumps | 0 | 0
CZ03 | cDXGF | Existing | Heat Rejection | 0 | 0
CZ03 | cDXGF | Existing | Humidification | 0 | 0
CZ03 | cDXGF | Existing | Heat Recovery | 0 | 0
CZ03 | cDXGF | Existing | Water Systems | 0 | 273171.35
CZ03 | cDXGF | Existing | Refrigeration | 0 | 0
CZ03 | cDXGF | Existing | Generators | 0 | 0
CZ03 | cDXGF | Existing | Total End Uses | 6039296.34 | 3783297.18
CZ04 | cDXGF | Existing | Heating | 0 | 3034306.22
CZ04 | cDXGF | Existing | Cooling | 775370.17 | 0
CZ04 | cDXGF | Existing | Interior Lighting | 2902444.9 | 0
CZ04 | cDXGF | Existing | Exterior Lighting | 0 | 0
CZ04 | cDXGF | Existing | Interior Equipment | 1533301.25 | 0
CZ04 | cDXGF | Existing | Exterior Equipment | 0 | 0
CZ04 | cDXGF | Existing | Fans | 1432589.7 | 0
CZ04 | cDXGF | Existing | Pumps | 0 | 0
CZ04 | cDXGF | Existing | Heat Rejection | 0 | 0
CZ04 | cDXGF | Existing | Humidification | 0 | 0
CZ04 | cDXGF | Existing | Heat Recovery | 0 | 0
CZ04 | cDXGF | Existing | Water Systems | 0 | 263810.99
CZ04 | cDXGF | Existing | Refrigeration | 0 | 0
CZ04 | cDXGF | Existing | Generators | 0 | 0
CZ04 | cDXGF | Existing | Total End Uses | 6643706.03 | 3298117.21
CZ05 | cDXGF | Existing | Heating | 0 | 2976370.03
CZ05 | cDXGF | Existing | Cooling | 294491.44 | 0
CZ05 | cDXGF | Existing | Interior Lighting | 2902444.9 | 0
CZ05 | cDXGF | Existing | Exterior Lighting | 0 | 0
CZ05 | cDXGF | Existing | Interior Equipment | 1533301.25 | 0
CZ05 | cDXGF | Existing | Exterior Equipment | 0 | 0
CZ05 | cDXGF | Existing | Fans | 1515155.91 | 0
CZ05 | cDXGF | Existing | Pumps | 0 | 0
CZ05 | cDXGF | Existing | Heat Rejection | 0 | 0
CZ05 | cDXGF | Existing | Humidification | 0 | 0
CZ05 | cDXGF | Existing | Heat Recovery | 0 | 0
CZ05 | cDXGF | Existing | Water Systems | 0 | 273179.14
CZ05 | cDXGF | Existing | Refrigeration | 0 | 0
CZ05 | cDXGF | Existing | Generators | 0 | 0
CZ05 | cDXGF | Existing | Total End Uses | 6245393.5 | 3249549.18
CZ06 | cDXGF | Existing | Heating | 0 | 1081694.18
CZ06 | cDXGF | Existing | Cooling | 846112.38 | 0
CZ06 | cDXGF | Existing | Interior Lighting | 2902444.9 | 0
CZ06 | cDXGF | Existing | Exterior Lighting | 0 | 0
CZ06 | cDXGF | Existing | Interior Equipment | 1533301.25 | 0
CZ06 | cDXGF | Existing | Exterior Equipment | 0 | 0
CZ06 | cDXGF | Existing | Fans | 1246447.42 | 0
CZ06 | cDXGF | Existing | Pumps | 0 | 0
CZ06 | cDXGF | Existing | Heat Rejection | 0 | 0
CZ06 | cDXGF | Existing | Humidification | 0 | 0
CZ06 | cDXGF | Existing | Heat Recovery | 0 | 0
CZ06 | cDXGF | Existing | Water Systems | 0 | 251722.32
CZ06 | cDXGF | Existing | Refrigeration | 0 | 0
CZ06 | cDXGF | Existing | Generators | 0 | 0
CZ06 | cDXGF | Existing | Total End Uses | 6528305.95 | 1333416.5
CZ07 | cDXGF | Existing | Heating | 0 | 1022715.94
CZ07 | cDXGF | Existing | Cooling | 949983.58 | 0
CZ07 | cDXGF | Existing | Interior Lighting | 2902444.9 | 0
CZ07 | cDXGF | Existing | Exterior Lighting | 0 | 0
CZ07 | cDXGF | Existing | Interior Equipment | 1533301.25 | 0
CZ07 | cDXGF | Existing | Exterior Equipment | 0 | 0
CZ07 | cDXGF | Existing | Fans | 1228148.44 | 0
CZ07 | cDXGF | Existing | Pumps | 0 | 0
CZ07 | cDXGF | Existing | Heat Rejection | 0 | 0
CZ07 | cDXGF | Existing | Humidification | 0 | 0
CZ07 | cDXGF | Existing | Heat Recovery | 0 | 0
CZ07 | cDXGF | Existing | Water Systems | 0 | 248514.39
CZ07 | cDXGF | Existing | Refrigeration | 0 | 0
CZ07 | cDXGF | Existing | Generators | 0 | 0
CZ07 | cDXGF | Existing | Total End Uses | 6613878.17 | 1271230.33
CZ08 | cDXGF | Existing | Heating | 0 | 1280188.12
CZ08 | cDXGF | Existing | Cooling | 1212911.6 | 0
CZ08 | cDXGF | Existing | Interior Lighting | 2902444.9 | 0
CZ08 | cDXGF | Existing | Exterior Lighting | 0 | 0
CZ08 | cDXGF | Existing | Interior Equipment | 1533301.25 | 0
CZ08 | cDXGF | Existing | Exterior Equipment | 0 | 0
CZ08 | cDXGF | Existing | Fans | 1429106.57 | 0
CZ08 | cDXGF | Existing | Pumps | 0 | 0
CZ08 | cDXGF | Existing | Heat Rejection | 0 | 0
CZ08 | cDXGF | Existing | Humidification | 0 | 0
CZ08 | cDXGF | Existing | Heat Recovery | 0 | 0
CZ08 | cDXGF | Existing | Water Systems | 0 | 248176.29
CZ08 | cDXGF | Existing | Refrigeration | 0 | 0
CZ08 | cDXGF | Existing | Generators | 0 | 0
CZ08 | cDXGF | Existing | Total End Uses | 7077764.31 | 1528364.41
CZ09 | cDXGF | Existing | Heating | 0 | 1045419.48
CZ09 | cDXGF | Existing | Cooling | 1519736.25 | 0
CZ09 | cDXGF | Existing | Interior Lighting | 2902444.9 | 0
CZ09 | cDXGF | Existing | Exterior Lighting | 0 | 0
CZ09 | cDXGF | Existing | Interior Equipment | 1533301.25 | 0
CZ09 | cDXGF | Existing | Exterior Equipment | 0 | 0
CZ09 | cDXGF | Existing | Fans | 1851340.68 | 0
CZ09 | cDXGF | Existing | Pumps | 0 | 0
CZ09 | cDXGF | Existing | Heat Rejection | 0 | 0
CZ09 | cDXGF | Existing | Humidification | 0 | 0
CZ09 | cDXGF | Existing | Heat Recovery | 0 | 0
CZ09 | cDXGF | Existing | Water Systems | 0 | 244730.9
CZ09 | cDXGF | Existing | Refrigeration | 0 | 0
CZ09 | cDXGF | Existing | Generators | 0 | 0
CZ09 | cDXGF | Existing | Total End Uses | 7806823.09 | 1290150.38
CZ10 | cDXGF | Existing | Heating | 0 | 1865761.72
CZ10 | cDXGF | Existing | Cooling | 1768314.91 | 0
CZ10 | cDXGF | Existing | Interior Lighting | 2902444.9 | 0
CZ10 | cDXGF | Existing | Exterior Lighting | 0 | 0
CZ10 | cDXGF | Existing | Interior Equipment | 1533301.25 | 0
CZ10 | cDXGF | Existing | Exterior Equipment | 0 | 0
CZ10 | cDXGF | Existing | Fans | 1512415.5 | 0
CZ10 | cDXGF | Existing | Pumps | 0 | 0
CZ10 | cDXGF | Existing | Heat Rejection | 0 | 0
CZ10 | cDXGF | Existing | Humidification | 0 | 0
CZ10 | cDXGF | Existing | Heat Recovery | 0 | 0
CZ10 | cDXGF | Existing | Water Systems | 0 | 242757.91
CZ10 | cDXGF | Existing | Refrigeration | 0 | 0
CZ10 | cDXGF | Existing | Generators | 0 | 0
CZ10 | cDXGF | Existing | Total End Uses | 7716476.55 | 2108519.63
CZ11 | cDXGF | Existing | Heating | 0 | 4313968.14
CZ11 | cDXGF | Existing | Cooling | 1975124.85 | 0
CZ11 | cDXGF | Existing | Interior Lighting | 2902444.9 | 0
CZ11 | cDXGF | Existing | Exterior Lighting | 0 | 0
CZ11 | cDXGF | Existing | Interior Equipment | 1533301.25 | 0
CZ11 | cDXGF | Existing | Exterior Equipment | 0 | 0
CZ11 | cDXGF | Existing | Fans | 1874513.71 | 0
CZ11 | cDXGF | Existing | Pumps | 0 | 0
CZ11 | cDXGF | Existing | Heat Rejection | 0 | 0
CZ11 | cDXGF | Existing | Humidification | 0 | 0
CZ11 | cDXGF | Existing | Heat Recovery | 0 | 0
CZ11 | cDXGF | Existing | Water Systems | 0 | 248112.7
CZ11 | cDXGF | Existing | Refrigeration | 0 | 0
CZ11 | cDXGF | Existing | Generators | 0 | 0
CZ11 | cDXGF | Existing | Total End Uses | 8285384.7 | 4562080.84
CZ12 | cDXGF | Existing | Heating | 0 | 4066700.04
CZ12 | cDXGF | Existing | Cooling | 1517505.29 | 0
CZ12 | cDXGF | Existing | Interior Lighting | 2902444.9 | 0
CZ12 | cDXGF | Existing | Exterior Lighting | 0 | 0
CZ12 | cDXGF | Existing | Interior Equipment | 1533301.25 | 0
CZ12 | cDXGF | Existing | Exterior Equipment | 0 | 0
CZ12 | cDXGF | Existing | Fans | 1602750.04 | 0
CZ12 | cDXGF | Existing | Pumps | 0 | 0
CZ12 | cDXGF | Existing | Heat Rejection | 0 | 0
CZ12 | cDXGF | Existing | Humidification | 0 | 0
CZ12 | cDXGF | Existing | Heat Recovery | 0 | 0
CZ12 | cDXGF | Existing | Water Systems | 0 | 255120.46
CZ12 | cDXGF | Existing | Refrigeration | 0 | 0
CZ12 | cDXGF | Existing | Generators | 0 | 0
CZ12 | cDXGF | Existing | Total End Uses | 7556001.48 | 4321820.5
CZ13 | cDXGF | Existing | Heating | 0 | 3384587.62
CZ13 | cDXGF | Existing | Cooling | 2270753.37 | 0
CZ13 | cDXGF | Existing | Interior Lighting | 2902444.9 | 0
CZ13 | cDXGF | Existing | Exterior Lighting | 0 | 0
CZ13 | cDXGF | Existing | Interior Equipment | 1533301.25 | 0
CZ13 | cDXGF | Existing | Exterior Equipment | 0 | 0
CZ13 | cDXGF | Existing | Fans | 1797552.05 | 0
CZ13 | cDXGF | Existing | Pumps | 0 | 0
CZ13 | cDXGF | Existing | Heat Rejection | 0 | 0
CZ13 | cDXGF | Existing | Humidification | 0 | 0
CZ13 | cDXGF | Existing | Heat Recovery | 0 | 0
CZ13 | cDXGF | Existing | Water Systems | 0 | 240933.15
CZ13 | cDXGF | Existing | Refrigeration | 0 | 0
CZ13 | cDXGF | Existing | Generators | 0 | 0
CZ13 | cDXGF | Existing | Total End Uses | 8504051.57 | 3625520.78
CZ14 | cDXGF | Existing | Heating | 0 | 2442132.84
CZ14 | cDXGF | Existing | Cooling | 2802368.29 | 0
CZ14 | cDXGF | Existing | Interior Lighting | 2902444.9 | 0
CZ14 | cDXGF | Existing | Exterior Lighting | 0 | 0
CZ14 | cDXGF | Existing | Interior Equipment | 1533301.25 | 0
CZ14 | cDXGF | Existing | Exterior Equipment | 0 | 0
CZ14 | cDXGF | Existing | Fans | 1992008.2 | 0
CZ14 | cDXGF | Existing | Pumps | 0 | 0
CZ14 | cDXGF | Existing | Heat Rejection | 0 | 0
CZ14 | cDXGF | Existing | Humidification | 0 | 0
CZ14 | cDXGF | Existing | Heat Recovery | 0 | 0
CZ14 | cDXGF | Existing | Water Systems | 0 | 228731.94
CZ14 | cDXGF | Existing | Refrigeration | 0 | 0
CZ14 | cDXGF | Existing | Generators | 0 | 0
CZ14 | cDXGF | Existing | Total End Uses | 9230122.64 | 2670864.78
CZ15 | cDXGF | Existing | Heating | 0 | 651521.79
CZ15 | cDXGF | Existing | Cooling | 4016689.19 | 0
CZ15 | cDXGF | Existing | Interior Lighting | 2902444.9 | 0
CZ15 | cDXGF | Existing | Exterior Lighting | 0 | 0
CZ15 | cDXGF | Existing | Interior Equipment | 1533301.25 | 0
CZ15 | cDXGF | Existing | Exterior Equipment | 0 | 0
CZ15 | cDXGF | Existing | Fans | 2132011.8 | 0
CZ15 | cDXGF | Existing | Pumps | 0 | 0
CZ15 | cDXGF | Existing | Heat Rejection | 0 | 0
CZ15 | cDXGF | Existing | Humidification | 0 | 0
CZ15 | cDXGF | Existing | Heat Recovery | 0 | 0
CZ15 | cDXGF | Existing | Water Systems | 0 | 203172.42
CZ15 | cDXGF | Existing | Refrigeration | 0 | 0
CZ15 | cDXGF | Existing | Generators | 0 | 0
CZ15 | cDXGF | Existing | Total End Uses | 10584447.14 | 854694.21
CZ16 | cDXGF | Existing | Heating | 0 | 5505610.22
CZ16 | cDXGF | Existing | Cooling | 1789833.88 | 0
CZ16 | cDXGF | Existing | Interior Lighting | 2902444.9 | 0
CZ16 | cDXGF | Existing | Exterior Lighting | 0 | 0
CZ16 | cDXGF | Existing | Interior Equipment | 1533301.25 | 0
CZ16 | cDXGF | Existing | Exterior Equipment | 0 | 0
CZ16 | cDXGF | Existing | Fans | 2307312.35 | 0
CZ16 | cDXGF | Existing | Pumps | 0 | 0
CZ16 | cDXGF | Existing | Heat Rejection | 0 | 0
CZ16 | cDXGF | Existing | Humidification | 0 | 0
CZ16 | cDXGF | Existing | Heat Recovery | 0 | 0
CZ16 | cDXGF | Existing | Water Systems | 0 | 269695.62
CZ16 | cDXGF | Existing | Refrigeration | 0 | 0
CZ16 | cDXGF | Existing | Generators | 0 | 0
CZ16 | cDXGF | Existing | Total End Uses | 8532892.38 | 5775305.84
CZ01 | cDXGF | New Construction | Heating | 0 | 7097345.25
CZ01 | cDXGF | New Construction | Cooling | 1857.83 | 0
CZ01 | cDXGF | New Construction | Interior Lighting | 1951474.32 | 0
CZ01 | cDXGF | New Construction | Exterior Lighting | 0 | 0
CZ01 | cDXGF | New Construction | Interior Equipment | 1533301.25 | 0
CZ01 | cDXGF | New Construction | Exterior Equipment | 0 | 0
CZ01 | cDXGF | New Construction | Fans | 1208017.67 | 0
CZ01 | cDXGF | New Construction | Pumps | 0 | 0
CZ01 | cDXGF | New Construction | Heat Rejection | 0 | 0
CZ01 | cDXGF | New Construction | Humidification | 0 | 0
CZ01 | cDXGF | New Construction | Heat Recovery | 0 | 0
CZ01 | cDXGF | New Construction | Water Systems | 0 | 297905.42
CZ01 | cDXGF | New Construction | Refrigeration | 0 | 0
CZ01 | cDXGF | New Construction | Generators | 0 | 0
CZ01 | cDXGF | New Construction | Total End Uses | 4694651.07 | 7395250.67
CZ02 | cDXGF | New Construction | Heating | 0 | 3883138.02
CZ02 | cDXGF | New Construction | Cooling | 346481.11 | 0
CZ02 | cDXGF | New Construction | Interior Lighting | 1951474.32 | 0
CZ02 | cDXGF | New Construction | Exterior Lighting | 0 | 0
CZ02 | cDXGF | New Construction | Interior Equipment | 1533301.25 | 0
CZ02 | cDXGF | New Construction | Exterior Equipment | 0 | 0
CZ02 | cDXGF | New Construction | Fans | 1207752.41 | 0
CZ02 | cDXGF | New Construction | Pumps | 0 | 0
CZ02 | cDXGF | New Construction | Heat Rejection | 0 | 0
CZ02 | cDXGF | New Construction | Humidification | 0 | 0
CZ02 | cDXGF | New Construction | Heat Recovery | 0 | 0
CZ02 | cDXGF | New Construction | Water Systems | 0 | 273954.23
CZ02 | cDXGF | New Construction | Refrigeration | 0 | 0
CZ02 | cDXGF | New Construction | Generators | 0 | 0
CZ02 | cDXGF | New Construction | Total End Uses | 5039009.09 | 4157092.25
CZ03 | cDXGF | New Construction | Heating | 0 | 3103039.97
CZ03 | cDXGF | New Construction | Cooling | 130520.63 | 0
CZ03 | cDXGF | New Construction | Interior Lighting | 1951474.32 | 0
CZ03 | cDXGF | New Construction | Exterior Lighting | 0 | 0
CZ03 | cDXGF | New Construction | Interior Equipment | 1533301.25 | 0
CZ03 | cDXGF | New Construction | Exterior Equipment | 0 | 0
CZ03 | cDXGF | New Construction | Fans | 1207434.11 | 0
CZ03 | cDXGF | New Construction | Pumps | 0 | 0
CZ03 | cDXGF | New Construction | Heat Rejection | 0 | 0
CZ03 | cDXGF | New Construction | Humidification | 0 | 0
CZ03 | cDXGF | New Construction | Heat Recovery | 0 | 0
CZ03 | cDXGF | New Construction | Water Systems | 0 | 272948.02
CZ03 | cDXGF | New Construction | Refrigeration | 0 | 0
CZ03 | cDXGF | New Construction | Generators | 0 | 0
CZ03 | cDXGF | New Construction | Total End Uses | 4822730.32 | 3375987.99
CZ04 | cDXGF | New Construction | Heating | 0 | 2605376.19
CZ04 | cDXGF | New Construction | Cooling | 520413.77 | 0
CZ04 | cDXGF | New Construction | Interior Lighting | 1951474.32 | 0
CZ04 | cDXGF | New Construction | Exterior Lighting | 0 | 0
CZ04 | cDXGF | New Construction | Interior Equipment | 1533301.25 | 0
CZ04 | cDXGF | New Construction | Exterior Equipment | 0 | 0
CZ04 | cDXGF | New Construction | Fans | 1207434.11 | 0
CZ04 | cDXGF | New Construction | Pumps | 0 | 0
CZ04 | cDXGF | New Construction | Heat Rejection | 0 | 0
CZ04 | cDXGF | New Construction | Humidification | 0 | 0
CZ04 | cDXGF | New Construction | Heat Recovery | 0 | 0
CZ04 | cDXGF | New Construction | Water Systems | 0 | 263602.76
CZ04 | cDXGF | New Construction | Refrigeration | 0 | 0
CZ04 | cDXGF | New Construction | Generators | 0 | 0
CZ04 | cDXGF | New Construction | Total End Uses | 5212623.46 | 2868978.95
CZ05 | cDXGF | New Construction | Heating | 0 | 2575203.67
CZ05 | cDXGF | New Construction | Cooling | 157964.63 | 0
CZ05 | cDXGF | New Construction | Interior Lighting | 1951474.32 | 0
CZ05 | cDXGF | New Construction | Exterior Lighting | 0 | 0
CZ05 | cDXGF | New Construction | Interior Equipment | 1533301.25 | 0
CZ05 | cDXGF | New Construction | Exterior Equipment | 0 | 0
CZ05 | cDXGF | New Construction | Fans | 1205524.28 | 0
CZ05 | cDXGF | New Construction | Pumps | 0 | 0
CZ05 | cDXGF | New Construction | Heat Rejection | 0 | 0
CZ05 | cDXGF | New Construction | Humidification | 0 | 0
CZ05 | cDXGF | New Construction | Heat Recovery | 0 | 0
CZ05 | cDXGF | New Construction | Water Systems | 0 | 272854.64
CZ05 | cDXGF | New Construction | Refrigeration | 0 | 0
CZ05 | cDXGF | New Construction | Generators | 0 | 0
CZ05 | cDXGF | New Construction | Total End Uses | 4848264.49 | 2848058.31
CZ06 | cDXGF | New Construction | Heating | 0 | 863610.35
CZ06 | cDXGF | New Construction | Cooling | 499631.22 | 0
CZ06 | cDXGF | New Construction | Interior Lighting | 1951474.32 | 0
CZ06 | cDXGF | New Construction | Exterior Lighting | 0 | 0
CZ06 | cDXGF | New Construction | Interior Equipment | 1533301.25 | 0
CZ06 | cDXGF | New Construction | Exterior Equipment | 0 | 0
CZ06 | cDXGF | New Construction | Fans | 1205312.08 | 0
CZ06 | cDXGF | New Construction | Pumps | 0 | 0
CZ06 | cDXGF | New Construction | Heat Rejection | 0 | 0
CZ06 | cDXGF | New Construction | Humidification | 0 | 0
CZ06 | cDXGF | New Construction | Heat Recovery | 0 | 0
CZ06 | cDXGF | New Construction | Water Systems | 0 | 251556.7
CZ06 | cDXGF | New Construction | Refrigeration | 0 | 0
CZ06 | cDXGF | New Construction | Generators | 0 | 0
CZ06 | cDXGF | New Construction | Total End Uses | 5189718.87 | 1115167.05
CZ07 | cDXGF | New Construction | Heating | 0 | 813906.18
CZ07 | cDXGF | New Construction | Cooling | 598099.78 | 0
CZ07 | cDXGF | New Construction | Interior Lighting | 1951474.32 | 0
CZ07 | cDXGF | New Construction | Exterior Lighting | 0 | 0
CZ07 | cDXGF | New Construction | Interior Equipment | 1533301.25 | 0
CZ07 | cDXGF | New Construction | Exterior Equipment | 0 | 0
CZ07 | cDXGF | New Construction | Fans | 1205312.08 | 0
CZ07 | cDXGF | New Construction | Pumps | 0 | 0
CZ07 | cDXGF | New Construction | Heat Rejection | 0 | 0
CZ07 | cDXGF | New Construction | Humidification | 0 | 0
CZ07 | cDXGF | New Construction | Heat Recovery | 0 | 0
CZ07 | cDXGF | New Construction | Water Systems | 0 | 248398.62
CZ07 | cDXGF | New Construction | Refrigeration | 0 | 0
CZ07 | cDXGF | New Construction | Generators | 0 | 0
CZ07 | cDXGF | New Construction | Total End Uses | 5288187.43 | 1062304.79
CZ08 | cDXGF | New Construction | Heating | 0 | 1022111.9
CZ08 | cDXGF | New Construction | Cooling | 810083.15 | 0
CZ08 | cDXGF | New Construction | Interior Lighting | 1951474.32 | 0
CZ08 | cDXGF | New Construction | Exterior Lighting | 0 | 0
CZ08 | cDXGF | New Construction | Interior Equipment | 1533301.25 | 0
CZ08 | cDXGF | New Construction | Exterior Equipment | 0 | 0
CZ08 | cDXGF | New Construction | Fans | 1205312.08 | 0
CZ08 | cDXGF | New Construction | Pumps | 0 | 0
CZ08 | cDXGF | New Construction | Heat Rejection | 0 | 0
CZ08 | cDXGF | New Construction | Humidification | 0 | 0
CZ08 | cDXGF | New Construction | Heat Recovery | 0 | 0
CZ08 | cDXGF | New Construction | Water Systems | 0 | 248034.18
CZ08 | cDXGF | New Construction | Refrigeration | 0 | 0
CZ08 | cDXGF | New Construction | Generators | 0 | 0
CZ08 | cDXGF | New Construction | Total End Uses | 5500170.81 | 1270146.08
CZ09 | cDXGF | New Construction | Heating | 0 | 891275.25
CZ09 | cDXGF | New Construction | Cooling | 1060759.24 | 0
CZ09 | cDXGF | New Construction | Interior Lighting | 1951474.32 | 0
CZ09 | cDXGF | New Construction | Exterior Lighting | 0 | 0
CZ09 | cDXGF | New Construction | Interior Equipment | 1533301.25 | 0
CZ09 | cDXGF | New Construction | Exterior Equipment | 0 | 0
CZ09 | cDXGF | New Construction | Fans | 1205312.08 | 0
CZ09 | cDXGF | New Construction | Pumps | 0 | 0
CZ09 | cDXGF | New Construction | Heat Rejection | 0 | 0
CZ09 | cDXGF | New Construction | Humidification | 0 | 0
CZ09 | cDXGF | New Construction | Heat Recovery | 0 | 0
CZ09 | cDXGF | New Construction | Water Systems | 0 | 244634.71
CZ09 | cDXGF | New Construction | Refrigeration | 0 | 0
CZ09 | cDXGF | New Construction | Generators | 0 | 0
CZ09 | cDXGF | New Construction | Total End Uses | 5750846.9 | 1135909.96
CZ10 | cDXGF | New Construction | Heating | 0 | 1572915.16
CZ10 | cDXGF | New Construction | Cooling | 1322573.53 | 0
CZ10 | cDXGF | New Construction | Interior Lighting | 1951474.32 | 0
CZ10 | cDXGF | New Construction | Exterior Lighting | 0 | 0
CZ10 | cDXGF | New Construction | Interior Equipment | 1533301.25 | 0
CZ10 | cDXGF | New Construction | Exterior Equipment | 0 | 0
CZ10 | cDXGF | New Construction | Fans | 1207381.06 | 0
CZ10 | cDXGF | New Construction | Pumps | 0 | 0
CZ10 | cDXGF | New Construction | Heat Rejection | 0 | 0
CZ10 | cDXGF | New Construction | Humidification | 0 | 0
CZ10 | cDXGF | New Construction | Heat Recovery | 0 | 0
CZ10 | cDXGF | New Construction | Water Systems | 0 | 242524.92
CZ10 | cDXGF | New Construction | Refrigeration | 0 | 0
CZ10 | cDXGF | New Construction | Generators | 0 | 0
CZ10 | cDXGF | New Construction | Total End Uses | 6014730.16 | 1815440.08
CZ11 | cDXGF | New Construction | Heating | 0 | 3766533.42
CZ11 | cDXGF | New Construction | Cooling | 1425638.59 | 0
CZ11 | cDXGF | New Construction | Interior Lighting | 1951474.32 | 0
CZ11 | cDXGF | New Construction | Exterior Lighting | 0 | 0
CZ11 | cDXGF | New Construction | Interior Equipment | 1533301.25 | 0
CZ11 | cDXGF | New Construction | Exterior Equipment | 0 | 0
CZ11 | cDXGF | New Construction | Fans | 1207646.31 | 0
CZ11 | cDXGF | New Construction | Pumps | 0 | 0
CZ11 | cDXGF | New Construction | Heat Rejection | 0 | 0
CZ11 | cDXGF | New Construction | Humidification | 0 | 0
CZ11 | cDXGF | New Construction | Heat Recovery | 0 | 0
CZ11 | cDXGF | New Construction | Water Systems | 0 | 247856.7
CZ11 | cDXGF | New Construction | Refrigeration | 0 | 0
CZ11 | cDXGF | New Construction | Generators | 0 | 0
CZ11 | cDXGF | New Construction | Total End Uses | 6118060.48 | 4014390.12
CZ12 | cDXGF | New Construction | Heating | 0 | 3469827.56
CZ12 | cDXGF | New Construction | Cooling | 1129330.43 | 0
CZ12 | cDXGF | New Construction | Interior Lighting | 1951474.32 | 0
CZ12 | cDXGF | New Construction | Exterior Lighting | 0 | 0
CZ12 | cDXGF | New Construction | Interior Equipment | 1533301.25 | 0
CZ12 | cDXGF | New Construction | Exterior Equipment | 0 | 0
CZ12 | cDXGF | New Construction | Fans | 1207646.31 | 0
CZ12 | cDXGF | New Construction | Pumps | 0 | 0
CZ12 | cDXGF | New Construction | Heat Rejection | 0 | 0
CZ12 | cDXGF | New Construction | Humidification | 0 | 0
CZ12 | cDXGF | New Construction | Heat Recovery | 0 | 0
CZ12 | cDXGF | New Construction | Water Systems | 0 | 254882.42
CZ12 | cDXGF | New Construction | Refrigeration | 0 | 0
CZ12 | cDXGF | New Construction | Generators | 0 | 0
CZ12 | cDXGF | New Construction | Total End Uses | 5821752.31 | 3724709.98
CZ13 | cDXGF | New Construction | Heating | 0 | 2997433.78
CZ13 | cDXGF | New Construction | Cooling | 1632890.37 | 0
CZ13 | cDXGF | New Construction | Interior Lighting | 1951474.32 | 0
CZ13 | cDXGF | New Construction | Exterior Lighting | 0 | 0
CZ13 | cDXGF | New Construction | Interior Equipment | 1533301.25 | 0
CZ13 | cDXGF | New Construction | Exterior Equipment | 0 | 0
CZ13 | cDXGF | New Construction | Fans | 1207805.46 | 0
CZ13 | cDXGF | New Construction | Pumps | 0 | 0
CZ13 | cDXGF | New Construction | Heat Rejection | 0 | 0
CZ13 | cDXGF | New Construction | Humidification | 0 | 0
CZ13 | cDXGF | New Construction | Heat Recovery | 0 | 0
CZ13 | cDXGF | New Construction | Water Systems | 0 | 240768.75
CZ13 | cDXGF | New Construction | Refrigeration | 0 | 0
CZ13 | cDXGF | New Construction | Generators | 0 | 0
CZ13 | cDXGF | New Construction | Total End Uses | 6325471.41 | 3238202.53
CZ14 | cDXGF | New Construction | Heating | 0 | 2221270.12
CZ14 | cDXGF | New Construction | Cooling | 1907454.45 | 0
CZ14 | cDXGF | New Construction | Interior Lighting | 1951474.32 | 0
CZ14 | cDXGF | New Construction | Exterior Lighting | 0 | 0
CZ14 | cDXGF | New Construction | Interior Equipment | 1533301.25 | 0
CZ14 | cDXGF | New Construction | Exterior Equipment | 0 | 0
CZ14 | cDXGF | New Construction | Fans | 1209980.54 | 0
CZ14 | cDXGF | New Construction | Pumps | 0 | 0
CZ14 | cDXGF | New Construction | Heat Rejection | 0 | 0
CZ14 | cDXGF | New Construction | Humidification | 0 | 0
CZ14 | cDXGF | New Construction | Heat Recovery | 0 | 0
CZ14 | cDXGF | New Construction | Water Systems | 0 | 228568.93
CZ14 | cDXGF | New Construction | Refrigeration | 0 | 0
CZ14 | cDXGF | New Construction | Generators | 0 | 0
CZ14 | cDXGF | New Construction | Total End Uses | 6602210.57 | 2449839.05
CZ15 | cDXGF | New Construction | Heating | 0 | 587644.49
CZ15 | cDXGF | New Construction | Cooling | 2629387.82 | 0
CZ15 | cDXGF | New Construction | Interior Lighting | 1951474.32 | 0
CZ15 | cDXGF | New Construction | Exterior Lighting | 0 | 0
CZ15 | cDXGF | New Construction | Interior Equipment | 1533301.25 | 0
CZ15 | cDXGF | New Construction | Exterior Equipment | 0 | 0
CZ15 | cDXGF | New Construction | Fans | 1265610.49 | 0
CZ15 | cDXGF | New Construction | Pumps | 0 | 0
CZ15 | cDXGF | New Construction | Heat Rejection | 0 | 0
CZ15 | cDXGF | New Construction | Humidification | 0 | 0
CZ15 | cDXGF | New Construction | Heat Recovery | 0 | 0
CZ15 | cDXGF | New Construction | Water Systems | 0 | 202996.26
CZ15 | cDXGF | New Construction | Refrigeration | 0 | 0
CZ15 | cDXGF | New Construction | Generators | 0 | 0
CZ15 | cDXGF | New Construction | Total End Uses | 7379773.88 | 790640.74
CZ16 | cDXGF | New Construction | Heating | 0 | 4798694.02
CZ16 | cDXGF | New Construction | Cooling | 1276525.06 | 0
CZ16 | cDXGF | New Construction | Interior Lighting | 1951474.32 | 0
CZ16 | cDXGF | New Construction | Exterior Lighting | 0 | 0
CZ16 | cDXGF | New Construction | Interior Equipment | 1533301.25 | 0
CZ16 | cDXGF | New Construction | Exterior Equipment | 0 | 0
CZ16 | cDXGF | New Construction | Fans | 1355249.09 | 0
CZ16 | cDXGF | New Construction | Pumps | 0 | 0
CZ16 | cDXGF | New Construction | Heat Rejection | 0 | 0
CZ16 | cDXGF | New Construction | Humidification | 0 | 0
CZ16 | cDXGF | New Construction | Heat Recovery | 0 | 0
CZ16 | cDXGF | New Construction | Water Systems | 0 | 269487.42
CZ16 | cDXGF | New Construction | Refrigeration | 0 | 0
CZ16 | cDXGF | New Construction | Generators | 0 | 0
CZ16 | cDXGF | New Construction | Total End Uses | 6116549.72 | 5068181.44
CZ01 | cDXHP | Existing | Heating | 1752599.64 | 0
CZ01 | cDXHP | Existing | Cooling | 4921.63 | 0
CZ01 | cDXHP | Existing | Interior Lighting | 2902444.9 | 0
CZ01 | cDXHP | Existing | Exterior Lighting | 0 | 0
CZ01 | cDXHP | Existing | Interior Equipment | 1533301.25 | 0
CZ01 | cDXHP | Existing | Exterior Equipment | 0 | 0
CZ01 | cDXHP | Existing | Fans | 1507947.13 | 0
CZ01 | cDXHP | Existing | Pumps | 0 | 0
CZ01 | cDXHP | Existing | Heat Rejection | 0 | 0
CZ01 | cDXHP | Existing | Humidification | 0 | 0
CZ01 | cDXHP | Existing | Heat Recovery | 0 | 0
CZ01 | cDXHP | Existing | Water Systems | 0 | 298329.44
CZ01 | cDXHP | Existing | Refrigeration | 0 | 0
CZ01 | cDXHP | Existing | Generators | 0 | 0
CZ01 | cDXHP | Existing | Total End Uses | 7701214.55 | 298329.44
CZ02 | cDXHP | Existing | Heating | 1024541 | 0
CZ02 | cDXHP | Existing | Cooling | 534029.71 | 0
CZ02 | cDXHP | Existing | Interior Lighting | 2902444.9 | 0
CZ02 | cDXHP | Existing | Exterior Lighting | 0 | 0
CZ02 | cDXHP | Existing | Interior Equipment | 1533301.25 | 0
CZ02 | cDXHP | Existing | Exterior Equipment | 0 | 0
CZ02 | cDXHP | Existing | Fans | 1650090.8 | 0
CZ02 | cDXHP | Existing | Pumps | 0 | 0
CZ02 | cDXHP | Existing | Heat Rejection | 0 | 0
CZ02 | cDXHP | Existing | Humidification | 0 | 0
CZ02 | cDXHP | Existing | Heat Recovery | 0 | 0
CZ02 | cDXHP | Existing | Water Systems | 0 | 274209.27
CZ02 | cDXHP | Existing | Refrigeration | 0 | 0
CZ02 | cDXHP | Existing | Generators | 0 | 0
CZ02 | cDXHP | Existing | Total End Uses | 7644407.66 | 274209.27
CZ03 | cDXHP | Existing | Heating | 772830.11 | 0
CZ03 | cDXHP | Existing | Cooling | 246653.55 | 0
CZ03 | cDXHP | Existing | Interior Lighting | 2902444.9 | 0
CZ03 | cDXHP | Existing | Exterior Lighting | 0 | 0
CZ03 | cDXHP | Existing | Interior Equipment | 1533301.25 | 0
CZ03 | cDXHP | Existing | Exterior Equipment | 0 | 0
CZ03 | cDXHP | Existing | Fans | 1358659.33 | 0
CZ03 | cDXHP | Existing | Pumps | 0 | 0
CZ03 | cDXHP | Existing | Heat Rejection | 0 | 0
CZ03 | cDXHP | Existing | Humidification | 0 | 0
CZ03 | cDXHP | Existing | Heat Recovery | 0 | 0
CZ03 | cDXHP | Existing | Water Systems | 0 | 273180.53
CZ03 | cDXHP | Existing | Refrigeration | 0 | 0
CZ03 | cDXHP | Existing | Generators | 0 | 0
CZ03 | cDXHP | Existing | Total End Uses | 6813889.13 | 273180.53
CZ04 | cDXHP | Existing | Heating | 672447.2 | 0
CZ04 | cDXHP | Existing | Cooling | 775302.59 | 0
CZ04 | cDXHP | Existing | Interior Lighting | 2902444.9 | 0
CZ04 | cDXHP | Existing | Exterior Lighting | 0 | 0
CZ04 | cDXHP | Existing | Interior Equipment | 1533301.25 | 0
CZ04 | cDXHP | Existing | Exterior Equipment | 0 | 0
CZ04 | cDXHP | Existing | Fans | 1432432.34 | 0
CZ04 | cDXHP | Existing | Pumps | 0 | 0
CZ04 | cDXHP | Existing | Heat Rejection | 0 | 0
CZ04 | cDXHP | Existing | Humidification | 0 | 0
CZ04 | cDXHP | Existing | Heat Recovery | 0 | 0
CZ04 | cDXHP | Existing | Water Systems | 0 | 263819.01
CZ04 | cDXHP | Existing | Refrigeration | 0 | 0
CZ04 | cDXHP | Existing | Generators | 0 | 0
CZ04 | cDXHP | Existing | Total End Uses | 7315928.29 | 263819.01
CZ05 | cDXHP | Existing | Heating | 665382.08 | 0
CZ05 | cDXHP | Existing | Cooling | 294616.55 | 0
CZ05 | cDXHP | Existing | Interior Lighting | 2902444.9 | 0
CZ05 | cDXHP | Existing | Exterior Lighting | 0 | 0
CZ05 | cDXHP | Existing | Interior Equipment | 1533301.25 | 0
CZ05 | cDXHP | Existing | Exterior Equipment | 0 | 0
CZ05 | cDXHP | Existing | Fans | 1515000.53 | 0
CZ05 | cDXHP | Existing | Pumps | 0 | 0
CZ05 | cDXHP | Existing | Heat Rejection | 0 | 0
CZ05 | cDXHP | Existing | Humidification | 0 | 0
CZ05 | cDXHP | Existing | Heat Recovery | 0 | 0
CZ05 | cDXHP | Existing | Water Systems | 0 | 273182.18
CZ05 | cDXHP | Existing | Refrigeration | 0 | 0
CZ05 | cDXHP | Existing | Generators | 0 | 0
CZ05 | cDXHP | Existing | Total End Uses | 6910745.3 | 273182.18
CZ06 | cDXHP | Existing | Heating | 236603.72 | 0
CZ06 | cDXHP | Existing | Cooling | 853022.55 | 0
CZ06 | cDXHP | Existing | Interior Lighting | 2902444.9 | 0
CZ06 | cDXHP | Existing | Exterior Lighting | 0 | 0
CZ06 | cDXHP | Existing | Interior Equipment | 1533301.25 | 0
CZ06 | cDXHP | Existing | Exterior Equipment | 0 | 0
CZ06 | cDXHP | Existing | Fans | 1246447.42 | 0
CZ06 | cDXHP | Existing | Pumps | 0 | 0
CZ06 | cDXHP | Existing | Heat Rejection | 0 | 0
CZ06 | cDXHP | Existing | Humidification | 0 | 0
CZ06 | cDXHP | Existing | Heat Recovery | 0 | 0
CZ06 | cDXHP | Existing | Water Systems | 0 | 251721.07
CZ06 | cDXHP | Existing | Refrigeration | 0 | 0
CZ06 | cDXHP | Existing | Generators | 0 | 0
CZ06 | cDXHP | Existing | Total End Uses | 6771819.84 | 251721.07
CZ07 | cDXHP | Existing | Heating | 222976.35 | 0
CZ07 | cDXHP | Existing | Cooling | 966666.48 | 0
CZ07 | cDXHP | Existing | Interior Lighting | 2902444.9 | 0
CZ07 | cDXHP | Existing | Exterior Lighting | 0 | 0
CZ07 | cDXHP | Existing | Interior Equipment | 1533301.25 | 0
CZ07 | cDXHP | Existing | Exterior Equipment | 0 | 0
CZ07 | cDXHP | Existing | Fans | 1228148.44 | 0
CZ07 | cDXHP | Existing | Pumps | 0 | 0
CZ07 | cDXHP | Existing | Heat Rejection | 0 | 0
CZ07 | cDXHP | Existing | Humidification | 0 | 0
CZ07 | cDXHP | Existing | Heat Recovery | 0 | 0
CZ07 | cDXHP | Existing | Water Systems | 0 | 248510.16
CZ07 | cDXHP | Existing | Refrigeration | 0 | 0
CZ07 | cDXHP | Existing | Generators | 0 | 0
CZ07 | cDXHP | Existing | Total End Uses | 6853537.41 | 248510.16
CZ08 | cDXHP | Existing | Heating | 281945.68 | 0
CZ08 | cDXHP | Existing | Cooling | 1216526.43 | 0
CZ08 | cDXHP | Existing | Interior Lighting | 2902444.9 | 0
CZ08 | cDXHP | Existing | Exterior Lighting | 0 | 0
CZ08 | cDXHP | Existing | Interior Equipment | 1533301.25 | 0
CZ08 | cDXHP | Existing | Exterior Equipment | 0 | 0
CZ08 | cDXHP | Existing | Fans | 1429106.57 | 0
CZ08 | cDXHP | Existing | Pumps | 0 | 0
CZ08 | cDXHP | Existing | Heat Rejection | 0 | 0
CZ08 | cDXHP | Existing | Humidification | 0 | 0
CZ08 | cDXHP | Existing | Heat Recovery | 0 | 0
CZ08 | cDXHP | Existing | Water Systems | 0 | 248168.83
CZ08 | cDXHP | Existing | Refrigeration | 0 | 0
CZ08 | cDXHP | Existing | Generators | 0 | 0
CZ08 | cDXHP | Existing | Total End Uses | 7363324.83 | 248168.83
CZ09 | cDXHP | Existing | Heating | 234834.97 | 0
CZ09 | cDXHP | Existing | Cooling | 1524108.23 | 0
CZ09 | cDXHP | Existing | Interior Lighting | 2902444.9 | 0
CZ09 | cDXHP | Existing | Exterior Lighting | 0 | 0
CZ09 | cDXHP | Existing | Interior Equipment | 1533301.25 | 0
CZ09 | cDXHP | Existing | Exterior Equipment | 0 | 0
CZ09 | cDXHP | Existing | Fans | 1851340.68 | 0
CZ09 | cDXHP | Existing | Pumps | 0 | 0
CZ09 | cDXHP | Existing | Heat Rejection | 0 | 0
CZ09 | cDXHP | Existing | Humidification | 0 | 0
CZ09 | cDXHP | Existing | Heat Recovery | 0 | 0
CZ09 | cDXHP | Existing | Water Systems | 0 | 244722.56
CZ09 | cDXHP | Existing | Refrigeration | 0 | 0
CZ09 | cDXHP | Existing | Generators | 0 | 0
CZ09 | cDXHP | Existing | Total End Uses | 8046030.03 | 244722.56
CZ10 | cDXHP | Existing | Heating | 421071.23 | 0
CZ10 | cDXHP | Existing | Cooling | 1767826.79 | 0
CZ10 | cDXHP | Existing | Interior Lighting | 2902444.9 | 0
CZ10 | cDXHP | Existing | Exterior Lighting | 0 | 0
CZ10 | cDXHP | Existing | Interior Equipment | 1533301.25 | 0
CZ10 | cDXHP | Existing | Exterior Equipment | 0 | 0
CZ10 | cDXHP | Existing | Fans | 1512212.14 | 0
CZ10 | cDXHP | Existing | Pumps | 0 | 0
CZ10 | cDXHP | Existing | Heat Rejection | 0 | 0
CZ10 | cDXHP | Existing | Humidification | 0 | 0
CZ10 | cDXHP | Existing | Heat Recovery | 0 | 0
CZ10 | cDXHP | Existing | Water Systems | 0 | 242749.73
CZ10 | cDXHP | Existing | Refrigeration | 0 | 0
CZ10 | cDXHP | Existing | Generators | 0 | 0
CZ10 | cDXHP | Existing | Total End Uses | 8136856.31 | 242749.73
CZ11 | cDXHP | Existing | Heating | 1000527.11 | 0
CZ11 | cDXHP | Existing | Cooling | 1974926.67 | 0
CZ11 | cDXHP | Existing | Interior Lighting | 2902444.9 | 0
CZ11 | cDXHP | Existing | Exterior Lighting | 0 | 0
CZ11 | cDXHP | Existing | Interior Equipment | 1533301.25 | 0
CZ11 | cDXHP | Existing | Exterior Equipment | 0 | 0
CZ11 | cDXHP | Existing | Fans | 1874612.24 | 0
CZ11 | cDXHP | Existing | Pumps | 0 | 0
CZ11 | cDXHP | Existing | Heat Rejection | 0 | 0
CZ11 | cDXHP | Existing | Humidification | 0 | 0
CZ11 | cDXHP | Existing | Heat Recovery | 0 | 0
CZ11 | cDXHP | Existing | Water Systems | 0 | 248114.69
CZ11 | cDXHP | Existing | Refrigeration | 0 | 0
CZ11 | cDXHP | Existing | Generators | 0 | 0
CZ11 | cDXHP | Existing | Total End Uses | 9285812.17 | 248114.69
CZ12 | cDXHP | Existing | Heating | 922088.63 | 0
CZ12 | cDXHP | Existing | Cooling | 1517303.67 | 0
CZ12 | cDXHP | Existing | Interior Lighting | 2902444.9 | 0
CZ12 | cDXHP | Existing | Exterior Lighting | 0 | 0
CZ12 | cDXHP | Existing | Interior Equipment | 1533301.25 | 0
CZ12 | cDXHP | Existing | Exterior Equipment | 0 | 0
CZ12 | cDXHP | Existing | Fans | 1602843.41 | 0
CZ12 | cDXHP | Existing | Pumps | 0 | 0
CZ12 | cDXHP | Existing | Heat Rejection | 0 | 0
CZ12 | cDXHP | Existing | Humidification | 0 | 0
CZ12 | cDXHP | Existing | Heat Recovery | 0 | 0
CZ12 | cDXHP | Existing | Water Systems | 0 | 255125.42
CZ12 | cDXHP | Existing | Refrigeration | 0 | 0
CZ12 | cDXHP | Existing | Generators | 0 | 0
CZ12 | cDXHP | Existing | Total End Uses | 8477981.86 | 255125.42
CZ13 | cDXHP | Existing | Heating | 787706.03 | 0
CZ13 | cDXHP | Existing | Cooling | 2270639.98 | 0
CZ13 | cDXHP | Existing | Interior Lighting | 2902444.9 | 0
CZ13 | cDXHP | Existing | Exterior Lighting | 0 | 0
CZ13 | cDXHP | Existing | Interior Equipment | 1533301.25 | 0
CZ13 | cDXHP | Existing | Exterior Equipment | 0 | 0
CZ13 | cDXHP | Existing | Fans | 1797552.05 | 0
CZ13 | cDXHP | Existing | Pumps | 0 | 0
CZ13 | cDXHP | Existing | Heat Rejection | 0 | 0
CZ13 | cDXHP | Existing | Humidification | 0 | 0
CZ13 | cDXHP | Existing | Heat Recovery | 0 | 0
CZ13 | cDXHP | Existing | Water Systems | 0 | 240934
CZ13 | cDXHP | Existing | Refrigeration | 0 | 0
CZ13 | cDXHP | Existing | Generators | 0 | 0
CZ13 | cDXHP | Existing | Total End Uses | 9291644.21 | 240934
CZ14 | cDXHP | Existing | Heating | 572910.79 | 0
CZ14 | cDXHP | Existing | Cooling | 2802197.43 | 0
CZ14 | cDXHP | Existing | Interior Lighting | 2902444.9 | 0
CZ14 | cDXHP | Existing | Exterior Lighting | 0 | 0
CZ14 | cDXHP | Existing | Interior Equipment | 1533301.25 | 0
CZ14 | cDXHP | Existing | Exterior Equipment | 0 | 0
CZ14 | cDXHP | Existing | Fans | 1991743.07 | 0
CZ14 | cDXHP | Existing | Pumps | 0 | 0
CZ14 | cDXHP | Existing | Heat Rejection | 0 | 0
CZ14 | cDXHP | Existing | Humidification | 0 | 0
CZ14 | cDXHP | Existing | Heat Recovery | 0 | 0
CZ14 | cDXHP | Existing | Water Systems | 0 | 228747.76
CZ14 | cDXHP | Existing | Refrigeration | 0 | 0
CZ14 | cDXHP | Existing | Generators | 0 | 0
CZ14 | cDXHP | Existing | Total End Uses | 9802597.44 | 228747.76
CZ15 | cDXHP | Existing | Heating | 152491.66 | 0
CZ15 | cDXHP | Existing | Cooling | 4016592.52 | 0
CZ15 | cDXHP | Existing | Interior Lighting | 2902444.9 | 0
CZ15 | cDXHP | Existing | Exterior Lighting | 0 | 0
CZ15 | cDXHP | Existing | Interior Equipment | 1533301.25 | 0
CZ15 | cDXHP | Existing | Exterior Equipment | 0 | 0
CZ15 | cDXHP | Existing | Fans | 2132011.8 | 0
CZ15 | cDXHP | Existing | Pumps | 0 | 0
CZ15 | cDXHP | Existing | Heat Rejection | 0 | 0
CZ15 | cDXHP | Existing | Humidification | 0 | 0
CZ15 | cDXHP | Existing | Heat Recovery | 0 | 0
CZ15 | cDXHP | Existing | Water Systems | 0 | 203175.13
CZ15 | cDXHP | Existing | Refrigeration | 0 | 0
CZ15 | cDXHP | Existing | Generators | 0 | 0
CZ15 | cDXHP | Existing | Total End Uses | 10736842.12 | 203175.13
CZ16 | cDXHP | Existing | Heating | 1441558.04 | 0
CZ16 | cDXHP | Existing | Cooling | 1788798.54 | 0
CZ16 | cDXHP | Existing | Interior Lighting | 2902444.9 | 0
CZ16 | cDXHP | Existing | Exterior Lighting | 0 | 0
CZ16 | cDXHP | Existing | Interior Equipment | 1533301.25 | 0
CZ16 | cDXHP | Existing | Exterior Equipment | 0 | 0
CZ16 | cDXHP | Existing | Fans | 2309725.41 | 0
CZ16 | cDXHP | Existing | Pumps | 0 | 0
CZ16 | cDXHP | Existing | Heat Rejection | 0 | 0
CZ16 | cDXHP | Existing | Humidification | 0 | 0
CZ16 | cDXHP | Existing | Heat Recovery | 0 | 0
CZ16 | cDXHP | Existing | Water Systems | 0 | 269700.42
CZ16 | cDXHP | Existing | Refrigeration | 0 | 0
CZ16 | cDXHP | Existing | Generators | 0 | 0
CZ16 | cDXHP | Existing | Total End Uses | 9975828.14 | 269700.42
CZ01 | cDXHP | New Construction | Heating | 1586379.74 | 0
CZ01 | cDXHP | New Construction | Cooling | 1812.07 | 0
CZ01 | cDXHP | New Construction | Interior Lighting | 1951474.32 | 0
CZ01 | cDXHP | New Construction | Exterior Lighting | 0 | 0
CZ01 | cDXHP | New Construction | Interior Equipment | 1533301.25 | 0
CZ01 | cDXHP | New Construction | Exterior Equipment | 0 | 0
CZ01 | cDXHP | New Construction | Fans | 1208229.87 | 0
CZ01 | cDXHP | New Construction | Pumps | 0 | 0
CZ01 | cDXHP | New Construction | Heat Rejection | 0 | 0
CZ01 | cDXHP | New Construction | Humidification | 0 | 0
CZ01 | cDXHP | New Construction | Heat Recovery | 0 | 0
CZ01 | cDXHP | New Construction | Water Systems | 0 | 297889.4
CZ01 | cDXHP | New Construction | Refrigeration | 0 | 0
CZ01 | cDXHP | New Construction | Generators | 0 | 0
CZ01 | cDXHP | New Construction | Total End Uses | 6281197.26 | 297889.4
CZ02 | cDXHP | New Construction | Heating | 867626.58 | 0
CZ02 | cDXHP | New Construction | Cooling | 346307.11 | 0
CZ02 | cDXHP | New Construction | Interior Lighting | 1951474.32 | 0
CZ02 | cDXHP | New Construction | Exterior Lighting | 0 | 0
CZ02 | cDXHP | New Construction | Interior Equipment | 1533301.25 | 0
CZ02 | cDXHP | New Construction | Exterior Equipment | 0 | 0
CZ02 | cDXHP | New Construction | Fans | 1207752.41 | 0
CZ02 | cDXHP | New Construction | Pumps | 0 | 0
CZ02 | cDXHP | New Construction | Heat Rejection | 0 | 0
CZ02 | cDXHP | New Construction | Humidification | 0 | 0
CZ02 | cDXHP | New Construction | Heat Recovery | 0 | 0
CZ02 | cDXHP | New Construction | Water Systems | 0 | 273971.87
CZ02 | cDXHP | New Construction | Refrigeration | 0 | 0
CZ02 | cDXHP | New Construction | Generators | 0 | 0
CZ02 | cDXHP | New Construction | Total End Uses | 5906461.67 | 273971.87
CZ03 | cDXHP | New Construction | Heating | 687837.69 | 0
CZ03 | cDXHP | New Construction | Cooling | 129670.68 | 0
CZ03 | cDXHP | New Construction | Interior Lighting | 1951474.32 | 0
CZ03 | cDXHP | New Construction | Exterior Lighting | 0 | 0
CZ03 | cDXHP | New Construction | Interior Equipment | 1533301.25 | 0
CZ03 | cDXHP | New Construction | Exterior Equipment | 0 | 0
CZ03 | cDXHP | New Construction | Fans | 1207434.11 | 0
CZ03 | cDXHP | New Construction | Pumps | 0 | 0
CZ03 | cDXHP | New Construction | Heat Rejection | 0 | 0
CZ03 | cDXHP | New Construction | Humidification | 0 | 0
CZ03 | cDXHP | New Construction | Heat Recovery | 0 | 0
CZ03 | cDXHP | New Construction | Water Systems | 0 | 272943.65
CZ03 | cDXHP | New Construction | Refrigeration | 0 | 0
CZ03 | cDXHP | New Construction | Generators | 0 | 0
CZ03 | cDXHP | New Construction | Total End Uses | 5509718.06 | 272943.65
CZ04 | cDXHP | New Construction | Heating | 578479.9 | 0
CZ04 | cDXHP | New Construction | Cooling | 520372.29 | 0
CZ04 | cDXHP | New Construction | Interior Lighting | 1951474.32 | 0
CZ04 | cDXHP | New Construction | Exterior Lighting | 0 | 0
CZ04 | cDXHP | New Construction | Interior Equipment | 1533301.25 | 0
CZ04 | cDXHP | New Construction | Exterior Equipment | 0 | 0
CZ04 | cDXHP | New Construction | Fans | 1207434.11 | 0
CZ04 | cDXHP | New Construction | Pumps | 0 | 0
CZ04 | cDXHP | New Construction | Heat Rejection | 0 | 0
CZ04 | cDXHP | New Construction | Humidification | 0 | 0
CZ04 | cDXHP | New Construction | Heat Recovery | 0 | 0
CZ04 | cDXHP | New Construction | Water Systems | 0 | 263587.25
CZ04 | cDXHP | New Construction | Refrigeration | 0 | 0
CZ04 | cDXHP | New Construction | Generators | 0 | 0
CZ04 | cDXHP | New Construction | Total End Uses | 5791061.87 | 263587.25
CZ05 | cDXHP | New Construction | Heating | 574528.8 | 0
CZ05 | cDXHP | New Construction | Cooling | 158933.72 | 0
CZ05 | cDXHP | New Construction | Interior Lighting | 1951474.32 | 0
CZ05 | cDXHP | New Construction | Exterior Lighting | 0 | 0
CZ05 | cDXHP | New Construction | Interior Equipment | 1533301.25 | 0
CZ05 | cDXHP | New Construction | Exterior Equipment | 0 | 0
CZ05 | cDXHP | New Construction | Fans | 1205524.28 | 0
CZ05 | cDXHP | New Construction | Pumps | 0 | 0
CZ05 | cDXHP | New Construction | Heat Rejection | 0 | 0
CZ05 | cDXHP | New Construction | Humidification | 0 | 0
CZ05 | cDXHP | New Construction | Heat Recovery | 0 | 0
CZ05 | cDXHP | New Construction | Water Systems | 0 | 272879.98
CZ05 | cDXHP | New Construction | Refrigeration | 0 | 0
CZ05 | cDXHP | New Construction | Generators | 0 | 0
CZ05 | cDXHP | New Construction | Total End Uses | 5423762.38 | 272879.98
CZ06 | cDXHP | New Construction | Heating | 192803.81 | 0
CZ06 | cDXHP | New Construction | Cooling | 478328.1 | 0
CZ06 | cDXHP | New Construction | Interior Lighting | 1951474.32 | 0
CZ06 | cDXHP | New Construction | Exterior Lighting | 0 | 0
CZ06 | cDXHP | New Construction | Interior Equipment | 1533301.25 | 0
CZ06 | cDXHP | New Construction | Exterior Equipment | 0 | 0
CZ06 | cDXHP | New Construction | Fans | 1205312.08 | 0
CZ06 | cDXHP | New Construction | Pumps | 0 | 0
CZ06 | cDXHP | New Construction | Heat Rejection | 0 | 0
CZ06 | cDXHP | New Construction | Humidification | 0 | 0
CZ06 | cDXHP | New Construction | Heat Recovery | 0 | 0
CZ06 | cDXHP | New Construction | Water Systems | 0 | 251582.87
CZ06 | cDXHP | New Construction | Refrigeration | 0 | 0
CZ06 | cDXHP | New Construction | Generators | 0 | 0
CZ06 | cDXHP | New Construction | Total End Uses | 5361219.57 | 251582.87
CZ07 | cDXHP | New Construction | Heating | 181462.04 | 0
CZ07 | cDXHP | New Construction | Cooling | 586440.68 | 0
CZ07 | cDXHP | New Construction | Interior Lighting | 1951474.32 | 0
CZ07 | cDXHP | New Construction | Exterior Lighting | 0 | 0
CZ07 | cDXHP | New Construction | Interior Equipment | 1533301.25 | 0
CZ07 | cDXHP | New Construction | Exterior Equipment | 0 | 0
CZ07 | cDXHP | New Construction | Fans | 1205312.08 | 0
CZ07 | cDXHP | New Construction | Pumps | 0 | 0
CZ07 | cDXHP | New Construction | Heat Rejection | 0 | 0
CZ07 | cDXHP | New Construction | Humidification | 0 | 0
CZ07 | cDXHP | New Construction | Heat Recovery | 0 | 0
CZ07 | cDXHP | New Construction | Water Systems | 0 | 248388.53
CZ07 | cDXHP | New Construction | Refrigeration | 0 | 0
CZ07 | cDXHP | New Construction | Generators | 0 | 0
CZ07 | cDXHP | New Construction | Total End Uses | 5457990.37 | 248388.53
CZ08 | cDXHP | New Construction | Heating | 227717.04 | 0
CZ08 | cDXHP | New Construction | Cooling | 810072.78 | 0
CZ08 | cDXHP | New Construction | Interior Lighting | 1951474.32 | 0
CZ08 | cDXHP | New Construction | Exterior Lighting | 0 | 0
CZ08 | cDXHP | New Construction | Interior Equipment | 1533301.25 | 0
CZ08 | cDXHP | New Construction | Exterior Equipment | 0 | 0
CZ08 | cDXHP | New Construction | Fans | 1205312.08 | 0
CZ08 | cDXHP | New Construction | Pumps | 0 | 0
CZ08 | cDXHP | New Construction | Heat Rejection | 0 | 0
CZ08 | cDXHP | New Construction | Humidification | 0 | 0
CZ08 | cDXHP | New Construction | Heat Recovery | 0 | 0
CZ08 | cDXHP | New Construction | Water Systems | 0 | 248011.38
CZ08 | cDXHP | New Construction | Refrigeration | 0 | 0
CZ08 | cDXHP | New Construction | Generators | 0 | 0
CZ08 | cDXHP | New Construction | Total End Uses | 5727877.47 | 248011.38
CZ09 | cDXHP | New Construction | Heating | 197297.98 | 0
CZ09 | cDXHP | New Construction | Cooling | 1060742.46 | 0
CZ09 | cDXHP | New Construction | Interior Lighting | 1951474.32 | 0
CZ09 | cDXHP | New Construction | Exterior Lighting | 0 | 0
CZ09 | cDXHP | New Construction | Interior Equipment | 1533301.25 | 0
CZ09 | cDXHP | New Construction | Exterior Equipment | 0 | 0
CZ09 | cDXHP | New Construction | Fans | 1205312.08 | 0
CZ09 | cDXHP | New Construction | Pumps | 0 | 0
CZ09 | cDXHP | New Construction | Heat Rejection | 0 | 0
CZ09 | cDXHP | New Construction | Humidification | 0 | 0
CZ09 | cDXHP | New Construction | Heat Recovery | 0 | 0
CZ09 | cDXHP | New Construction | Water Systems | 0 | 244664.56
CZ09 | cDXHP | New Construction | Refrigeration | 0 | 0
CZ09 | cDXHP | New Construction | Generators | 0 | 0
CZ09 | cDXHP | New Construction | Total End Uses | 5948128.1 | 244664.56
CZ10 | cDXHP | New Construction | Heating | 353551.35 | 0
CZ10 | cDXHP | New Construction | Cooling | 1322343.95 | 0
CZ10 | cDXHP | New Construction | Interior Lighting | 1951474.32 | 0
CZ10 | cDXHP | New Construction | Exterior Lighting | 0 | 0
CZ10 | cDXHP | New Construction | Interior Equipment | 1533301.25 | 0
CZ10 | cDXHP | New Construction | Exterior Equipment | 0 | 0
CZ10 | cDXHP | New Construction | Fans | 1207381.06 | 0
CZ10 | cDXHP | New Construction | Pumps | 0 | 0
CZ10 | cDXHP | New Construction | Heat Rejection | 0 | 0
CZ10 | cDXHP | New Construction | Humidification | 0 | 0
CZ10 | cDXHP | New Construction | Heat Recovery | 0 | 0
CZ10 | cDXHP | New Construction | Water Systems | 0 | 242501.07
CZ10 | cDXHP | New Construction | Refrigeration | 0 | 0
CZ10 | cDXHP | New Construction | Generators | 0 | 0
CZ10 | cDXHP | New Construction | Total End Uses | 6368051.93 | 242501.07
CZ11 | cDXHP | New Construction | Heating | 835755.53 | 0
CZ11 | cDXHP | New Construction | Cooling | 1425475.86 | 0
CZ11 | cDXHP | New Construction | Interior Lighting | 1951474.32 | 0
CZ11 | cDXHP | New Construction | Exterior Lighting | 0 | 0
CZ11 | cDXHP | New Construction | Interior Equipment | 1533301.25 | 0
CZ11 | cDXHP | New Construction | Exterior Equipment | 0 | 0
CZ11 | cDXHP | New Construction | Fans | 1207646.31 | 0
CZ11 | cDXHP | New Construction | Pumps | 0 | 0
CZ11 | cDXHP | New Construction | Heat Rejection | 0 | 0
CZ11 | cDXHP | New Construction | Humidification | 0 | 0
CZ11 | cDXHP | New Construction | Heat Recovery | 0 | 0
CZ11 | cDXHP | New Construction | Water Systems | 0 | 247935.59
CZ11 | cDXHP | New Construction | Refrigeration | 0 | 0
CZ11 | cDXHP | New Construction | Generators | 0 | 0
CZ11 | cDXHP | New Construction | Total End Uses | 6953653.28 | 247935.59
CZ12 | cDXHP | New Construction | Heating | 771387.03 | 0
CZ12 | cDXHP | New Construction | Cooling | 1129177.52 | 0
CZ12 | cDXHP | New Construction | Interior Lighting | 1951474.32 | 0
CZ12 | cDXHP | New Construction | Exterior Lighting | 0 | 0
CZ12 | cDXHP | New Construction | Interior Equipment | 1533301.25 | 0
CZ12 | cDXHP | New Construction | Exterior Equipment | 0 | 0
CZ12 | cDXHP | New Construction | Fans | 1207646.31 | 0
CZ12 | cDXHP | New Construction | Pumps | 0 | 0
CZ12 | cDXHP | New Construction | Heat Rejection | 0 | 0
CZ12 | cDXHP | New Construction | Humidification | 0 | 0
CZ12 | cDXHP | New Construction | Heat Recovery | 0 | 0
CZ12 | cDXHP | New Construction | Water Systems | 0 | 254942.92
CZ12 | cDXHP | New Construction | Refrigeration | 0 | 0
CZ12 | cDXHP | New Construction | Generators | 0 | 0
CZ12 | cDXHP | New Construction | Total End Uses | 6592986.44 | 254942.92
CZ13 | cDXHP | New Construction | Heating | 671283.56 | 0
CZ13 | cDXHP | New Construction | Cooling | 1632788.3 | 0
CZ13 | cDXHP | New Construction | Interior Lighting | 1951474.32 | 0
CZ13 | cDXHP | New Construction | Exterior Lighting | 0 | 0
CZ13 | cDXHP | New Construction | Interior Equipment | 1533301.25 | 0
CZ13 | cDXHP | New Construction | Exterior Equipment | 0 | 0
CZ13 | cDXHP | New Construction | Fans | 1207805.46 | 0
CZ13 | cDXHP | New Construction | Pumps | 0 | 0
CZ13 | cDXHP | New Construction | Heat Rejection | 0 | 0
CZ13 | cDXHP | New Construction | Humidification | 0 | 0
CZ13 | cDXHP | New Construction | Heat Recovery | 0 | 0
CZ13 | cDXHP | New Construction | Water Systems | 0 | 240724.08
CZ13 | cDXHP | New Construction | Refrigeration | 0 | 0
CZ13 | cDXHP | New Construction | Generators | 0 | 0
CZ13 | cDXHP | New Construction | Total End Uses | 6996652.9 | 240724.08
CZ14 | cDXHP | New Construction | Heating | 495528.4 | 0
CZ14 | cDXHP | New Construction | Cooling | 1907293.5 | 0
CZ14 | cDXHP | New Construction | Interior Lighting | 1951474.32 | 0
CZ14 | cDXHP | New Construction | Exterior Lighting | 0 | 0
CZ14 | cDXHP | New Construction | Interior Equipment | 1533301.25 | 0
CZ14 | cDXHP | New Construction | Exterior Equipment | 0 | 0
CZ14 | cDXHP | New Construction | Fans | 1209980.54 | 0
CZ14 | cDXHP | New Construction | Pumps | 0 | 0
CZ14 | cDXHP | New Construction | Heat Rejection | 0 | 0
CZ14 | cDXHP | New Construction | Humidification | 0 | 0
CZ14 | cDXHP | New Construction | Heat Recovery | 0 | 0
CZ14 | cDXHP | New Construction | Water Systems | 0 | 228536.92
CZ14 | cDXHP | New Construction | Refrigeration | 0 | 0
CZ14 | cDXHP | New Construction | Generators | 0 | 0
CZ14 | cDXHP | New Construction | Total End Uses | 7097578.02 | 228536.92
CZ15 | cDXHP | New Construction | Heating | 132203.78 | 0
CZ15 | cDXHP | New Construction | Cooling | 2629247.71 | 0
CZ15 | cDXHP | New Construction | Interior Lighting | 1951474.32 | 0
CZ15 | cDXHP | New Construction | Exterior Lighting | 0 | 0
CZ15 | cDXHP | New Construction | Interior Equipment | 1533301.25 | 0
CZ15 | cDXHP | New Construction | Exterior Equipment | 0 | 0
CZ15 | cDXHP | New Construction | Fans | 1265610.49 | 0
CZ15 | cDXHP | New Construction | Pumps | 0 | 0
CZ15 | cDXHP | New Construction | Heat Rejection | 0 | 0
CZ15 | cDXHP | New Construction | Humidification | 0 | 0
CZ15 | cDXHP | New Construction | Heat Recovery | 0 | 0
CZ15 | cDXHP | New Construction | Water Systems | 0 | 203028.08
CZ15 | cDXHP | New Construction | Refrigeration | 0 | 0
CZ15 | cDXHP | New Construction | Generators | 0 | 0
CZ15 | cDXHP | New Construction | Total End Uses | 7511837.55 | 203028.08
CZ16 | cDXHP | New Construction | Heating | 1126097.34 | 0
CZ16 | cDXHP | New Construction | Cooling | 1275456.86 | 0
CZ16 | cDXHP | New Construction | Interior Lighting | 1951474.32 | 0
CZ16 | cDXHP | New Construction | Exterior Lighting | 0 | 0
CZ16 | cDXHP | New Construction | Interior Equipment | 1533301.25 | 0
CZ16 | cDXHP | New Construction | Exterior Equipment | 0 | 0
CZ16 | cDXHP | New Construction | Fans | 1358283.58 | 0
CZ16 | cDXHP | New Construction | Pumps | 0 | 0
CZ16 | cDXHP | New Construction | Heat Rejection | 0 | 0
CZ16 | cDXHP | New Construction | Humidification | 0 | 0
CZ16 | cDXHP | New Construction | Heat Recovery | 0 | 0
CZ16 | cDXHP | New Construction | Water Systems | 0 | 269461.62
CZ16 | cDXHP | New Construction | Refrigeration | 0 | 0
CZ16 | cDXHP | New Construction | Generators | 0 | 0
CZ16 | cDXHP | New Construction | Total End Uses | 7244613.34 | 269461.62
CZ01 | cDXOH | Existing | Heating | 0 | 0
CZ01 | cDXOH | Existing | Cooling | 3457.85 | 0
CZ01 | cDXOH | Existing | Interior Lighting | 2902444.9 | 0
CZ01 | cDXOH | Existing | Exterior Lighting | 0 | 0
CZ01 | cDXOH | Existing | Interior Equipment | 1533301.25 | 0
CZ01 | cDXOH | Existing | Exterior Equipment | 0 | 0
CZ01 | cDXOH | Existing | Fans | 1672295.42 | 0
CZ01 | cDXOH | Existing | Pumps | 0 | 0
CZ01 | cDXOH | Existing | Heat Rejection | 0 | 0
CZ01 | cDXOH | Existing | Humidification | 0 | 0
CZ01 | cDXOH | Existing | Heat Recovery | 0 | 0
CZ01 | cDXOH | Existing | Water Systems | 0 | 298336.1
CZ01 | cDXOH | Existing | Refrigeration | 0 | 0
CZ01 | cDXOH | Existing | Generators | 0 | 0
CZ01 | cDXOH | Existing | Total End Uses | 6111499.42 | 298336.1
CZ02 | cDXOH | Existing | Heating | 0 | 0
CZ02 | cDXOH | Existing | Cooling | 516582.31 | 0
CZ02 | cDXOH | Existing | Interior Lighting | 2902444.9 | 0
CZ02 | cDXOH | Existing | Exterior Lighting | 0 | 0
CZ02 | cDXOH | Existing | Interior Equipment | 1533301.25 | 0
CZ02 | cDXOH | Existing | Exterior Equipment | 0 | 0
CZ02 | cDXOH | Existing | Fans | 1781421.07 | 0
CZ02 | cDXOH | Existing | Pumps | 0 | 0
CZ02 | cDXOH | Existing | Heat Rejection | 0 | 0
CZ02 | cDXOH | Existing | Humidification | 0 | 0
CZ02 | cDXOH | Existing | Heat Recovery | 0 | 0
CZ02 | cDXOH | Existing | Water Systems | 0 | 274218.31
CZ02 | cDXOH | Existing | Refrigeration | 0 | 0
CZ02 | cDXOH | Existing | Generators | 0 | 0
CZ02 | cDXOH | Existing | Total End Uses | 6733749.53 | 274218.31
CZ03 | cDXOH | Existing | Heating | 0 | 0
CZ03 | cDXOH | Existing | Cooling | 236127.84 | 0
CZ03 | cDXOH | Existing | Interior Lighting | 2902444.9 | 0
CZ03 | cDXOH | Existing | Exterior Lighting | 0 | 0
CZ03 | cDXOH | Existing | Interior Equipment | 1533301.25 | 0
CZ03 | cDXOH | Existing | Exterior Equipment | 0 | 0
CZ03 | cDXOH | Existing | Fans | 1412114.02 | 0
CZ03 | cDXOH | Existing | Pumps | 0 | 0
CZ03 | cDXOH | Existing | Heat Rejection | 0 | 0
CZ03 | cDXOH | Existing | Humidification | 0 | 0
CZ03 | cDXOH | Existing | Heat Recovery | 0 | 0
CZ03 | cDXOH | Existing | Water Systems | 0 | 273170.15
CZ03 | cDXOH | Existing | Refrigeration | 0 | 0
CZ03 | cDXOH | Existing | Generators | 0 | 0
CZ03 | cDXOH | Existing | Total End Uses | 6083988 | 273170.15
CZ04 | cDXOH | Existing | Heating | 0 | 0
CZ04 | cDXOH | Existing | Cooling | 763492.41 | 0
CZ04 | cDXOH | Existing | Interior Lighting | 2902444.9 | 0
CZ04 | cDXOH | Existing | Exterior Lighting | 0 | 0
CZ04 | cDXOH | Existing | Interior Equipment | 1533301.25 | 0
CZ04 | cDXOH | Existing | Exterior Equipment | 0 | 0
CZ04 | cDXOH | Existing | Fans | 1463997.01 | 0
CZ04 | cDXOH | Existing | Pumps | 0 | 0
CZ04 | cDXOH | Existing | Heat Rejection | 0 | 0
CZ04 | cDXOH | Existing | Humidification | 0 | 0
CZ04 | cDXOH | Existing | Heat Recovery | 0 | 0
CZ04 | cDXOH | Existing | Water Systems | 0 | 263812.25
CZ04 | cDXOH | Existing | Refrigeration | 0 | 0
CZ04 | cDXOH | Existing | Generators | 0 | 0
CZ04 | cDXOH | Existing | Total End Uses | 6663235.56 | 263812.25
CZ05 | cDXOH | Existing | Heating | 0 | 0
CZ05 | cDXOH | Existing | Cooling | 276211.79 | 0
CZ05 | cDXOH | Existing | Interior Lighting | 2902444.9 | 0
CZ05 | cDXOH | Existing | Exterior Lighting | 0 | 0
CZ05 | cDXOH | Existing | Interior Equipment | 1533301.25 | 0
CZ05 | cDXOH | Existing | Exterior Equipment | 0 | 0
CZ05 | cDXOH | Existing | Fans | 1544177.69 | 0
CZ05 | cDXOH | Existing | Pumps | 0 | 0
CZ05 | cDXOH | Existing | Heat Rejection | 0 | 0
CZ05 | cDXOH | Existing | Humidification | 0 | 0
CZ05 | cDXOH | Existing | Heat Recovery | 0 | 0
CZ05 | cDXOH | Existing | Water Systems | 0 | 273178.46
CZ05 | cDXOH | Existing | Refrigeration | 0 | 0
CZ05 | cDXOH | Existing | Generators | 0 | 0
CZ05 | cDXOH | Existing | Total End Uses | 6256135.62 | 273178.46
CZ06 | cDXOH | Existing | Heating | 0 | 0
CZ06 | cDXOH | Existing | Cooling | 838454.01 | 0
CZ06 | cDXOH | Existing | Interior Lighting | 2902444.9 | 0
CZ06 | cDXOH | Existing | Exterior Lighting | 0 | 0
CZ06 | cDXOH | Existing | Interior Equipment | 1533301.25 | 0
CZ06 | cDXOH | Existing | Exterior Equipment | 0 | 0
CZ06 | cDXOH | Existing | Fans | 1246447.42 | 0
CZ06 | cDXOH | Existing | Pumps | 0 | 0
CZ06 | cDXOH | Existing | Heat Rejection | 0 | 0
CZ06 | cDXOH | Existing | Humidification | 0 | 0
CZ06 | cDXOH | Existing | Heat Recovery | 0 | 0
CZ06 | cDXOH | Existing | Water Systems | 0 | 251730.96
CZ06 | cDXOH | Existing | Refrigeration | 0 | 0
CZ06 | cDXOH | Existing | Generators | 0 | 0
CZ06 | cDXOH | Existing | Total End Uses | 6520647.58 | 251730.96
CZ07 | cDXOH | Existing | Heating | 0 | 0
CZ07 | cDXOH | Existing | Cooling | 944737.39 | 0
CZ07 | cDXOH | Existing | Interior Lighting | 2902444.9 | 0
CZ07 | cDXOH | Existing | Exterior Lighting | 0 | 0
CZ07 | cDXOH | Existing | Interior Equipment | 1533301.25 | 0
CZ07 | cDXOH | Existing | Exterior Equipment | 0 | 0
CZ07 | cDXOH | Existing | Fans | 1228148.44 | 0
CZ07 | cDXOH | Existing | Pumps | 0 | 0
CZ07 | cDXOH | Existing | Heat Rejection | 0 | 0
CZ07 | cDXOH | Existing | Humidification | 0 | 0
CZ07 | cDXOH | Existing | Heat Recovery | 0 | 0
CZ07 | cDXOH | Existing | Water Systems | 0 | 248518.34
CZ07 | cDXOH | Existing | Refrigeration | 0 | 0
CZ07 | cDXOH | Existing | Generators | 0 | 0
CZ07 | cDXOH | Existing | Total End Uses | 6608631.98 | 248518.34
CZ08 | cDXOH | Existing | Heating | 0 | 0
CZ08 | cDXOH | Existing | Cooling | 1198984.08 | 0
CZ08 | cDXOH | Existing | Interior Lighting | 2902444.9 | 0
CZ08 | cDXOH | Existing | Exterior Lighting | 0 | 0
CZ08 | cDXOH | Existing | Interior Equipment | 1533301.25 | 0
CZ08 | cDXOH | Existing | Exterior Equipment | 0 | 0
CZ08 | cDXOH | Existing | Fans | 1432880.41 | 0
CZ08 | cDXOH | Existing | Pumps | 0 | 0
CZ08 | cDXOH | Existing | Heat Rejection | 0 | 0
CZ08 | cDXOH | Existing | Humidification | 0 | 0
CZ08 | cDXOH | Existing | Heat Recovery | 0 | 0
CZ08 | cDXOH | Existing | Water Systems | 0 | 248160.84
CZ08 | cDXOH | Existing | Refrigeration | 0 | 0
CZ08 | cDXOH | Existing | Generators | 0 | 0
CZ08 | cDXOH | Existing | Total End Uses | 7067610.63 | 248160.84
CZ09 | cDXOH | Existing | Heating | 0 | 0
CZ09 | cDXOH | Existing | Cooling | 1504008.46 | 0
CZ09 | cDXOH | Existing | Interior Lighting | 2902444.9 | 0
CZ09 | cDXOH | Existing | Exterior Lighting | 0 | 0
CZ09 | cDXOH | Existing | Interior Equipment | 1533301.25 | 0
CZ09 | cDXOH | Existing | Exterior Equipment | 0 | 0
CZ09 | cDXOH | Existing | Fans | 1858689.89 | 0
CZ09 | cDXOH | Existing | Pumps | 0 | 0
CZ09 | cDXOH | Existing | Heat Rejection | 0 | 0
CZ09 | cDXOH | Existing | Humidification | 0 | 0
CZ09 | cDXOH | Existing | Heat Recovery | 0 | 0
CZ09 | cDXOH | Existing | Water Systems | 0 | 244728.74
CZ09 | cDXOH | Existing | Refrigeration | 0 | 0
CZ09 | cDXOH | Existing | Generators | 0 | 0
CZ09 | cDXOH | Existing | Total End Uses | 7798444.5 | 244728.74
CZ10 | cDXOH | Existing | Heating | 0 | 0
CZ10 | cDXOH | Existing | Cooling | 1746034.04 | 0
CZ10 | cDXOH | Existing | Interior Lighting | 2902444.9 | 0
CZ10 | cDXOH | Existing | Exterior Lighting | 0 | 0
CZ10 | cDXOH | Existing | Interior Equipment | 1533301.25 | 0
CZ10 | cDXOH | Existing | Exterior Equipment | 0 | 0
CZ10 | cDXOH | Existing | Fans | 1531370.79 | 0
CZ10 | cDXOH | Existing | Pumps | 0 | 0
CZ10 | cDXOH | Existing | Heat Rejection | 0 | 0
CZ10 | cDXOH | Existing | Humidification | 0 | 0
CZ10 | cDXOH | Existing | Heat Recovery | 0 | 0
CZ10 | cDXOH | Existing | Water Systems | 0 | 242751.4
CZ10 | cDXOH | Existing | Refrigeration | 0 | 0
CZ10 | cDXOH | Existing | Generators | 0 | 0
CZ10 | cDXOH | Existing | Total End Uses | 7713150.98 | 242751.4
CZ11 | cDXOH | Existing | Heating | 0 | 0
CZ11 | cDXOH | Existing | Cooling | 1960674.94 | 0
CZ11 | cDXOH | Existing | Interior Lighting | 2902444.9 | 0
CZ11 | cDXOH | Existing | Exterior Lighting | 0 | 0
CZ11 | cDXOH | Existing | Interior Equipment | 1533301.25 | 0
CZ11 | cDXOH | Existing | Exterior Equipment | 0 | 0
CZ11 | cDXOH | Existing | Fans | 2018682.12 | 0
CZ11 | cDXOH | Existing | Pumps | 0 | 0
CZ11 | cDXOH | Existing | Heat Rejection | 0 | 0
CZ11 | cDXOH | Existing | Humidification | 0 | 0
CZ11 | cDXOH | Existing | Heat Recovery | 0 | 0
CZ11 | cDXOH | Existing | Water Systems | 0 | 248118.82
CZ11 | cDXOH | Existing | Refrigeration | 0 | 0
CZ11 | cDXOH | Existing | Generators | 0 | 0
CZ11 | cDXOH | Existing | Total End Uses | 8415103.21 | 248118.82
CZ12 | cDXOH | Existing | Heating | 0 | 0
CZ12 | cDXOH | Existing | Cooling | 1502504.24 | 0
CZ12 | cDXOH | Existing | Interior Lighting | 2902444.9 | 0
CZ12 | cDXOH | Existing | Exterior Lighting | 0 | 0
CZ12 | cDXOH | Existing | Interior Equipment | 1533301.25 | 0
CZ12 | cDXOH | Existing | Exterior Equipment | 0 | 0
CZ12 | cDXOH | Existing | Fans | 1721271.95 | 0
CZ12 | cDXOH | Existing | Pumps | 0 | 0
CZ12 | cDXOH | Existing | Heat Rejection | 0 | 0
CZ12 | cDXOH | Existing | Humidification | 0 | 0
CZ12 | cDXOH | Existing | Heat Recovery | 0 | 0
CZ12 | cDXOH | Existing | Water Systems | 0 | 255129.07
CZ12 | cDXOH | Existing | Refrigeration | 0 | 0
CZ12 | cDXOH | Existing | Generators | 0 | 0
CZ12 | cDXOH | Existing | Total End Uses | 7659522.34 | 255129.07
CZ13 | cDXOH | Existing | Heating | 0 | 0
CZ13 | cDXOH | Existing | Cooling | 2262792.25 | 0
CZ13 | cDXOH | Existing | Interior Lighting | 2902444.9 | 0
CZ13 | cDXOH | Existing | Exterior Lighting | 0 | 0
CZ13 | cDXOH | Existing | Interior Equipment | 1533301.25 | 0
CZ13 | cDXOH | Existing | Exterior Equipment | 0 | 0
CZ13 | cDXOH | Existing | Fans | 1922006.28 | 0
CZ13 | cDXOH | Existing | Pumps | 0 | 0
CZ13 | cDXOH | Existing | Heat Rejection | 0 | 0
CZ13 | cDXOH | Existing | Humidification | 0 | 0
CZ13 | cDXOH | Existing | Heat Recovery | 0 | 0
CZ13 | cDXOH | Existing | Water Systems | 0 | 240934.88
CZ13 | cDXOH | Existing | Refrigeration | 0 | 0
CZ13 | cDXOH | Existing | Generators | 0 | 0
CZ13 | cDXOH | Existing | Total End Uses | 8620544.68 | 240934.88
CZ14 | cDXOH | Existing | Heating | 0 | 0
CZ14 | cDXOH | Existing | Cooling | 2791677.88 | 0
CZ14 | cDXOH | Existing | Interior Lighting | 2902444.9 | 0
CZ14 | cDXOH | Existing | Exterior Lighting | 0 | 0
CZ14 | cDXOH | Existing | Interior Equipment | 1533301.25 | 0
CZ14 | cDXOH | Existing | Exterior Equipment | 0 | 0
CZ14 | cDXOH | Existing | Fans | 2054472.67 | 0
CZ14 | cDXOH | Existing | Pumps | 0 | 0
CZ14 | cDXOH | Existing | Heat Rejection | 0 | 0
CZ14 | cDXOH | Existing | Humidification | 0 | 0
CZ14 | cDXOH | Existing | Heat Recovery | 0 | 0
CZ14 | cDXOH | Existing | Water Systems | 0 | 228748.13
CZ14 | cDXOH | Existing | Refrigeration | 0 | 0
CZ14 | cDXOH | Existing | Generators | 0 | 0
CZ14 | cDXOH | Existing | Total End Uses | 9281896.7 | 228748.13
CZ15 | cDXOH | Existing | Heating | 0 | 0
CZ15 | cDXOH | Existing | Cooling | 4001448.08 | 0
CZ15 | cDXOH | Existing | Interior Lighting | 2902444.9 | 0
CZ15 | cDXOH | Existing | Exterior Lighting | 0 | 0
CZ15 | cDXOH | Existing | Interior Equipment | 1533301.25 | 0
CZ15 | cDXOH | Existing | Exterior Equipment | 0 | 0
CZ15 | cDXOH | Existing | Fans | 2134487.96 | 0
CZ15 | cDXOH | Existing | Pumps | 0 | 0
CZ15 | cDXOH | Existing | Heat Rejection | 0 | 0
CZ15 | cDXOH | Existing | Humidification | 0 | 0
CZ15 | cDXOH | Existing | Heat Recovery | 0 | 0
CZ15 | cDXOH | Existing | Water Systems | 0 | 203156.48
CZ15 | cDXOH | Existing | Refrigeration | 0 | 0
CZ15 | cDXOH | Existing | Generators | 0 | 0
CZ15 | cDXOH | Existing | Total End Uses | 10571682.19 | 203156.48
CZ16 | cDXOH | Existing | Heating | 0 | 0
CZ16 | cDXOH | Existing | Cooling | 1764979.66 | 0
CZ16 | cDXOH | Existing | Interior Lighting | 2902444.9 | 0
CZ16 | cDXOH | Existing | Exterior Lighting | 0 | 0
CZ16 | cDXOH | Existing | Interior Equipment | 1533301.25 | 0
CZ16 | cDXOH | Existing | Exterior Equipment | 0 | 0
CZ16 | cDXOH | Existing | Fans | 2554207.44 | 0
CZ16 | cDXOH | Existing | Pumps | 0 | 0
CZ16 | cDXOH | Existing | Heat Rejection | 0 | 0
CZ16 | cDXOH | Existing | Humidification | 0 | 0
CZ16 | cDXOH | Existing | Heat Recovery | 0 | 0
CZ16 | cDXOH | Existing | Water Systems | 0 | 269695.49
CZ16 | cDXOH | Existing | Refrigeration | 0 | 0
CZ16 | cDXOH | Existing | Generators | 0 | 0
CZ16 | cDXOH | Existing | Total End Uses | 8754933.24 | 269695.49
CZ01 | cDXOH | New Construction | Heating | 0 | 0
CZ01 | cDXOH | New Construction | Cooling | 1384.92 | 0
CZ01 | cDXOH | New Construction | Interior Lighting | 1951474.32 | 0
CZ01 | cDXOH | New Construction | Exterior Lighting | 0 | 0
CZ01 | cDXOH | New Construction | Interior Equipment | 1533301.25 | 0
CZ01 | cDXOH | New Construction | Exterior Equipment | 0 | 0
CZ01 | cDXOH | New Construction | Fans | 1295604.39 | 0
CZ01 | cDXOH | New Construction | Pumps | 0 | 0
CZ01 | cDXOH | New Construction | Heat Rejection | 0 | 0
CZ01 | cDXOH | New Construction | Humidification | 0 | 0
CZ01 | cDXOH | New Construction | Heat Recovery | 0 | 0
CZ01 | cDXOH | New Construction | Water Systems | 0 | 298027.05
CZ01 | cDXOH | New Construction | Refrigeration | 0 | 0
CZ01 | cDXOH | New Construction | Generators | 0 | 0
CZ01 | cDXOH | New Construction | Total End Uses | 4781764.88 | 298027.05
CZ02 | cDXOH | New Construction | Heating | 0 | 0
CZ02 | cDXOH | New Construction | Cooling | 335109.12 | 0
CZ02 | cDXOH | New Construction | Interior Lighting | 1951474.32 | 0
CZ02 | cDXOH | New Construction | Exterior Lighting | 0 | 0
CZ02 | cDXOH | New Construction | Interior Equipment | 1533301.25 | 0
CZ02 | cDXOH | New Construction | Exterior Equipment | 0 | 0
CZ02 | cDXOH | New Construction | Fans | 1271413.26 | 0
CZ02 | cDXOH | New Construction | Pumps | 0 | 0
CZ02 | cDXOH | New Construction | Heat Rejection | 0 | 0
CZ02 | cDXOH | New Construction | Humidification | 0 | 0
CZ02 | cDXOH | New Construction | Heat Recovery | 0 | 0
CZ02 | cDXOH | New Construction | Water Systems | 0 | 274018.26
CZ02 | cDXOH | New Construction | Refrigeration | 0 | 0
CZ02 | cDXOH | New Construction | Generators | 0 | 0
CZ02 | cDXOH | New Construction | Total End Uses | 5091297.95 | 274018.26
CZ03 | cDXOH | New Construction | Heating | 0 | 0
CZ03 | cDXOH | New Construction | Cooling | 124996.06 | 0
CZ03 | cDXOH | New Construction | Interior Lighting | 1951474.32 | 0
CZ03 | cDXOH | New Construction | Exterior Lighting | 0 | 0
CZ03 | cDXOH | New Construction | Interior Equipment | 1533301.25 | 0
CZ03 | cDXOH | New Construction | Exterior Equipment | 0 | 0
CZ03 | cDXOH | New Construction | Fans | 1233959.46 | 0
CZ03 | cDXOH | New Construction | Pumps | 0 | 0
CZ03 | cDXOH | New Construction | Heat Rejection | 0 | 0
CZ03 | cDXOH | New Construction | Humidification | 0 | 0
CZ03 | cDXOH | New Construction | Heat Recovery | 0 | 0
CZ03 | cDXOH | New Construction | Water Systems | 0 | 272974.09
CZ03 | cDXOH | New Construction | Refrigeration | 0 | 0
CZ03 | cDXOH | New Construction | Generators | 0 | 0
CZ03 | cDXOH | New Construction | Total End Uses | 4843731.1 | 272974.09
CZ04 | cDXOH | New Construction | Heating | 0 | 0
CZ04 | cDXOH | New Construction | Cooling | 512327.46 | 0
CZ04 | cDXOH | New Construction | Interior Lighting | 1951474.32 | 0
CZ04 | cDXOH | New Construction | Exterior Lighting | 0 | 0
CZ04 | cDXOH | New Construction | Interior Equipment | 1533301.25 | 0
CZ04 | cDXOH | New Construction | Exterior Equipment | 0 | 0
CZ04 | cDXOH | New Construction | Fans | 1221015.09 | 0
CZ04 | cDXOH | New Construction | Pumps | 0 | 0
CZ04 | cDXOH | New Construction | Heat Rejection | 0 | 0
CZ04 | cDXOH | New Construction | Humidification | 0 | 0
CZ04 | cDXOH | New Construction | Heat Recovery | 0 | 0
CZ04 | cDXOH | New Construction | Water Systems | 0 | 263573.79
CZ04 | cDXOH | New Construction | Refrigeration | 0 | 0
CZ04 | cDXOH | New Construction | Generators | 0 | 0
CZ04 | cDXOH | New Construction | Total End Uses | 5218118.12 | 263573.79
CZ05 | cDXOH | New Construction | Heating | 0 | 0
CZ05 | cDXOH | New Construction | Cooling | 144780.45 | 0
CZ05 | cDXOH | New Construction | Interior Lighting | 1951474.32 | 0
CZ05 | cDXOH | New Construction | Exterior Lighting | 0 | 0
CZ05 | cDXOH | New Construction | Interior Equipment | 1533301.25 | 0
CZ05 | cDXOH | New Construction | Exterior Equipment | 0 | 0
CZ05 | cDXOH | New Construction | Fans | 1215497.82 | 0
CZ05 | cDXOH | New Construction | Pumps | 0 | 0
CZ05 | cDXOH | New Construction | Heat Rejection | 0 | 0
CZ05 | cDXOH | New Construction | Humidification | 0 | 0
CZ05 | cDXOH | New Construction | Heat Recovery | 0 | 0
CZ05 | cDXOH | New Construction | Water Systems | 0 | 272961.75
CZ05 | cDXOH | New Construction | Refrigeration | 0 | 0
CZ05 | cDXOH | New Construction | Generators | 0 | 0
CZ05 | cDXOH | New Construction | Total End Uses | 4845053.84 | 272961.75
CZ06 | cDXOH | New Construction | Heating | 0 | 0
CZ06 | cDXOH | New Construction | Cooling | 495961.98 | 0
CZ06 | cDXOH | New Construction | Interior Lighting | 1951474.32 | 0
CZ06 | cDXOH | New Construction | Exterior Lighting | 0 | 0
CZ06 | cDXOH | New Construction | Interior Equipment | 1533301.25 | 0
CZ06 | cDXOH | New Construction | Exterior Equipment | 0 | 0
CZ06 | cDXOH | New Construction | Fans | 1205312.08 | 0
CZ06 | cDXOH | New Construction | Pumps | 0 | 0
CZ06 | cDXOH | New Construction | Heat Rejection | 0 | 0
CZ06 | cDXOH | New Construction | Humidification | 0 | 0
CZ06 | cDXOH | New Construction | Heat Recovery | 0 | 0
CZ06 | cDXOH | New Construction | Water Systems | 0 | 251601.1
CZ06 | cDXOH | New Construction | Refrigeration | 0 | 0
CZ06 | cDXOH | New Construction | Generators | 0 | 0
CZ06 | cDXOH | New Construction | Total End Uses | 5186049.63 | 251601.1
CZ07 | cDXOH | New Construction | Heating | 0 | 0
CZ07 | cDXOH | New Construction | Cooling | 595162.29 | 0
CZ07 | cDXOH | New Construction | Interior Lighting | 1951474.32 | 0
CZ07 | cDXOH | New Construction | Exterior Lighting | 0 | 0
CZ07 | cDXOH | New Construction | Interior Equipment | 1533301.25 | 0
CZ07 | cDXOH | New Construction | Exterior Equipment | 0 | 0
CZ07 | cDXOH | New Construction | Fans | 1205312.08 | 0
CZ07 | cDXOH | New Construction | Pumps | 0 | 0
CZ07 | cDXOH | New Construction | Heat Rejection | 0 | 0
CZ07 | cDXOH | New Construction | Humidification | 0 | 0
CZ07 | cDXOH | New Construction | Heat Recovery | 0 | 0
CZ07 | cDXOH | New Construction | Water Systems | 0 | 248338.7
CZ07 | cDXOH | New Construction | Refrigeration | 0 | 0
CZ07 | cDXOH | New Construction | Generators | 0 | 0
CZ07 | cDXOH | New Construction | Total End Uses | 5285249.94 | 248338.7
CZ08 | cDXOH | New Construction | Heating | 0 | 0
CZ08 | cDXOH | New Construction | Cooling | 802515.56 | 0
CZ08 | cDXOH | New Construction | Interior Lighting | 1951474.32 | 0
CZ08 | cDXOH | New Construction | Exterior Lighting | 0 | 0
CZ08 | cDXOH | New Construction | Interior Equipment | 1533301.25 | 0
CZ08 | cDXOH | New Construction | Exterior Equipment | 0 | 0
CZ08 | cDXOH | New Construction | Fans | 1205312.08 | 0
CZ08 | cDXOH | New Construction | Pumps | 0 | 0
CZ08 | cDXOH | New Construction | Heat Rejection | 0 | 0
CZ08 | cDXOH | New Construction | Humidification | 0 | 0
CZ08 | cDXOH | New Construction | Heat Recovery | 0 | 0
CZ08 | cDXOH | New Construction | Water Systems | 0 | 247966.36
CZ08 | cDXOH | New Construction | Refrigeration | 0 | 0
CZ08 | cDXOH | New Construction | Generators | 0 | 0
CZ08 | cDXOH | New Construction | Total End Uses | 5492603.21 | 247966.36
CZ09 | cDXOH | New Construction | Heating | 0 | 0
CZ09 | cDXOH | New Construction | Cooling | 1049741.16 | 0
CZ09 | cDXOH | New Construction | Interior Lighting | 1951474.32 | 0
CZ09 | cDXOH | New Construction | Exterior Lighting | 0 | 0
CZ09 | cDXOH | New Construction | Interior Equipment | 1533301.25 | 0
CZ09 | cDXOH | New Construction | Exterior Equipment | 0 | 0
CZ09 | cDXOH | New Construction | Fans | 1205630.39 | 0
CZ09 | cDXOH | New Construction | Pumps | 0 | 0
CZ09 | cDXOH | New Construction | Heat Rejection | 0 | 0
CZ09 | cDXOH | New Construction | Humidification | 0 | 0
CZ09 | cDXOH | New Construction | Heat Recovery | 0 | 0
CZ09 | cDXOH | New Construction | Water Systems | 0 | 244595.8
CZ09 | cDXOH | New Construction | Refrigeration | 0 | 0
CZ09 | cDXOH | New Construction | Generators | 0 | 0
CZ09 | cDXOH | New Construction | Total End Uses | 5740147.12 | 244595.8
CZ10 | cDXOH | New Construction | Heating | 0 | 0
CZ10 | cDXOH | New Construction | Cooling | 1307762.63 | 0
CZ10 | cDXOH | New Construction | Interior Lighting | 1951474.32 | 0
CZ10 | cDXOH | New Construction | Exterior Lighting | 0 | 0
CZ10 | cDXOH | New Construction | Interior Equipment | 1533301.25 | 0
CZ10 | cDXOH | New Construction | Exterior Equipment | 0 | 0
CZ10 | cDXOH | New Construction | Fans | 1214755.11 | 0
CZ10 | cDXOH | New Construction | Pumps | 0 | 0
CZ10 | cDXOH | New Construction | Heat Rejection | 0 | 0
CZ10 | cDXOH | New Construction | Humidification | 0 | 0
CZ10 | cDXOH | New Construction | Heat Recovery | 0 | 0
CZ10 | cDXOH | New Construction | Water Systems | 0 | 242554.87
CZ10 | cDXOH | New Construction | Refrigeration | 0 | 0
CZ10 | cDXOH | New Construction | Generators | 0 | 0
CZ10 | cDXOH | New Construction | Total End Uses | 6007293.31 | 242554.87
CZ11 | cDXOH | New Construction | Heating | 0 | 0
CZ11 | cDXOH | New Construction | Cooling | 1415390.43 | 0
CZ11 | cDXOH | New Construction | Interior Lighting | 1951474.32 | 0
CZ11 | cDXOH | New Construction | Exterior Lighting | 0 | 0
CZ11 | cDXOH | New Construction | Interior Equipment | 1533301.25 | 0
CZ11 | cDXOH | New Construction | Exterior Equipment | 0 | 0
CZ11 | cDXOH | New Construction | Fans | 1271837.67 | 0
CZ11 | cDXOH | New Construction | Pumps | 0 | 0
CZ11 | cDXOH | New Construction | Heat Rejection | 0 | 0
CZ11 | cDXOH | New Construction | Humidification | 0 | 0
CZ11 | cDXOH | New Construction | Heat Recovery | 0 | 0
CZ11 | cDXOH | New Construction | Water Systems | 0 | 247840.3
CZ11 | cDXOH | New Construction | Refrigeration | 0 | 0
CZ11 | cDXOH | New Construction | Generators | 0 | 0
CZ11 | cDXOH | New Construction | Total End Uses | 6172003.67 | 247840.3
CZ12 | cDXOH | New Construction | Heating | 0 | 0
CZ12 | cDXOH | New Construction | Cooling | 1118917.82 | 0
CZ12 | cDXOH | New Construction | Interior Lighting | 1951474.32 | 0
CZ12 | cDXOH | New Construction | Exterior Lighting | 0 | 0
CZ12 | cDXOH | New Construction | Interior Equipment | 1533301.25 | 0
CZ12 | cDXOH | New Construction | Exterior Equipment | 0 | 0
CZ12 | cDXOH | New Construction | Fans | 1265577.69 | 0
CZ12 | cDXOH | New Construction | Pumps | 0 | 0
CZ12 | cDXOH | New Construction | Heat Rejection | 0 | 0
CZ12 | cDXOH | New Construction | Humidification | 0 | 0
CZ12 | cDXOH | New Construction | Heat Recovery | 0 | 0
CZ12 | cDXOH | New Construction | Water Systems | 0 | 254937.07
CZ12 | cDXOH | New Construction | Refrigeration | 0 | 0
CZ12 | cDXOH | New Construction | Generators | 0 | 0
CZ12 | cDXOH | New Construction | Total End Uses | 5869271.08 | 254937.07
CZ13 | cDXOH | New Construction | Heating | 0 | 0
CZ13 | cDXOH | New Construction | Cooling | 1626256.9 | 0
CZ13 | cDXOH | New Construction | Interior Lighting | 1951474.32 | 0
CZ13 | cDXOH | New Construction | Exterior Lighting | 0 | 0
CZ13 | cDXOH | New Construction | Interior Equipment | 1533301.25 | 0
CZ13 | cDXOH | New Construction | Exterior Equipment | 0 | 0
CZ13 | cDXOH | New Construction | Fans | 1265736.84 | 0
CZ13 | cDXOH | New Construction | Pumps | 0 | 0
CZ13 | cDXOH | New Construction | Heat Rejection | 0 | 0
CZ13 | cDXOH | New Construction | Humidification | 0 | 0
CZ13 | cDXOH | New Construction | Heat Recovery | 0 | 0
CZ13 | cDXOH | New Construction | Water Systems | 0 | 240655.71
CZ13 | cDXOH | New Construction | Refrigeration | 0 | 0
CZ13 | cDXOH | New Construction | Generators | 0 | 0
CZ13 | cDXOH | New Construction | Total End Uses | 6376769.31 | 240655.71
CZ14 | cDXOH | New Construction | Heating | 0 | 0
CZ14 | cDXOH | New Construction | Cooling | 1899903.56 | 0
CZ14 | cDXOH | New Construction | Interior Lighting | 1951474.32 | 0
CZ14 | cDXOH | New Construction | Exterior Lighting | 0 | 0
CZ14 | cDXOH | New Construction | Interior Equipment | 1533301.25 | 0
CZ14 | cDXOH | New Construction | Exterior Equipment | 0 | 0
CZ14 | cDXOH | New Construction | Fans | 1236930.3 | 0
CZ14 | cDXOH | New Construction | Pumps | 0 | 0
CZ14 | cDXOH | New Construction | Heat Rejection | 0 | 0
CZ14 | cDXOH | New Construction | Humidification | 0 | 0
CZ14 | cDXOH | New Construction | Heat Recovery | 0 | 0
CZ14 | cDXOH | New Construction | Water Systems | 0 | 228551.67
CZ14 | cDXOH | New Construction | Refrigeration | 0 | 0
CZ14 | cDXOH | New Construction | Generators | 0 | 0
CZ14 | cDXOH | New Construction | Total End Uses | 6621609.44 | 228551.67
CZ15 | cDXOH | New Construction | Heating | 0 | 0
CZ15 | cDXOH | New Construction | Cooling | 2616891.95 | 0
CZ15 | cDXOH | New Construction | Interior Lighting | 1951474.32 | 0
CZ15 | cDXOH | New Construction | Exterior Lighting | 0 | 0
CZ15 | cDXOH | New Construction | Interior Equipment | 1533301.25 | 0
CZ15 | cDXOH | New Construction | Exterior Equipment | 0 | 0
CZ15 | cDXOH | New Construction | Fans | 1265610.49 | 0
CZ15 | cDXOH | New Construction | Pumps | 0 | 0
CZ15 | cDXOH | New Construction | Heat Rejection | 0 | 0
CZ15 | cDXOH | New Construction | Humidification | 0 | 0
CZ15 | cDXOH | New Construction | Heat Recovery | 0 | 0
CZ15 | cDXOH | New Construction | Water Systems | 0 | 202941.78
CZ15 | cDXOH | New Construction | Refrigeration | 0 | 0
CZ15 | cDXOH | New Construction | Generators | 0 | 0
CZ15 | cDXOH | New Construction | Total End Uses | 7367278.01 | 202941.78
CZ16 | cDXOH | New Construction | Heating | 0 | 0
CZ16 | cDXOH | New Construction | Cooling | 1259032.65 | 0
CZ16 | cDXOH | New Construction | Interior Lighting | 1951474.32 | 0
CZ16 | cDXOH | New Construction | Exterior Lighting | 0 | 0
CZ16 | cDXOH | New Construction | Interior Equipment | 1533301.25 | 0
CZ16 | cDXOH | New Construction | Exterior Equipment | 0 | 0
CZ16 | cDXOH | New Construction | Fans | 1453501.85 | 0
CZ16 | cDXOH | New Construction | Pumps | 0 | 0
CZ16 | cDXOH | New Construction | Heat Rejection | 0 | 0
CZ16 | cDXOH | New Construction | Humidification | 0 | 0
CZ16 | cDXOH | New Construction | Heat Recovery | 0 | 0
CZ16 | cDXOH | New Construction | Water Systems | 0 | 269544.47
CZ16 | cDXOH | New Construction | Refrigeration | 0 | 0
CZ16 | cDXOH | New Construction | Generators | 0 | 0
CZ16 | cDXOH | New Construction | Total End Uses | 6197310.08 | 269544.47
CZ01 | cPVVG | Existing | Heating | 0 | 8417699.6
CZ01 | cPVVG | Existing | Cooling | 4166.04 | 0
CZ01 | cPVVG | Existing | Interior Lighting | 2902444.9 | 0
CZ01 | cPVVG | Existing | Exterior Lighting | 0 | 0
CZ01 | cPVVG | Existing | Interior Equipment | 1533301.25 | 0
CZ01 | cPVVG | Existing | Exterior Equipment | 0 | 0
CZ01 | cPVVG | Existing | Fans | 943206.31 | 0
CZ01 | cPVVG | Existing | Pumps | 0 | 0
CZ01 | cPVVG | Existing | Heat Rejection | 0 | 0
CZ01 | cPVVG | Existing | Humidification | 0 | 0
CZ01 | cPVVG | Existing | Heat Recovery | 0 | 0
CZ01 | cPVVG | Existing | Water Systems | 0 | 298336.45
CZ01 | cPVVG | Existing | Refrigeration | 0 | 0
CZ01 | cPVVG | Existing | Generators | 0 | 0
CZ01 | cPVVG | Existing | Total End Uses | 5383118.5 | 8716036.05
CZ02 | cPVVG | Existing | Heating | 0 | 4910196.73
CZ02 | cPVVG | Existing | Cooling | 475931.43 | 0
CZ02 | cPVVG | Existing | Interior Lighting | 2902444.9 | 0
CZ02 | cPVVG | Existing | Exterior Lighting | 0 | 0
CZ02 | cPVVG | Existing | Interior Equipment | 1533301.25 | 0
CZ02 | cPVVG | Existing | Exterior Equipment | 0 | 0
CZ02 | cPVVG | Existing | Fans | 808590.43 | 0
CZ02 | cPVVG | Existing | Pumps | 0 | 0
CZ02 | cPVVG | Existing | Heat Rejection | 0 | 0
CZ02 | cPVVG | Existing | Humidification | 0 | 0
CZ02 | cPVVG | Existing | Heat Recovery | 0 | 0
CZ02 | cPVVG | Existing | Water Systems | 0 | 274236.08
CZ02 | cPVVG | Existing | Refrigeration | 0 | 0
CZ02 | cPVVG | Existing | Generators | 0 | 0
CZ02 | cPVVG | Existing | Total End Uses | 5720268.02 | 5184432.81
CZ03 | cPVVG | Existing | Heating | 0 | 3690118.28
CZ03 | cPVVG | Existing | Cooling | 229966.71 | 0
CZ03 | cPVVG | Existing | Interior Lighting | 2902444.9 | 0
CZ03 | cPVVG | Existing | Exterior Lighting | 0 | 0
CZ03 | cPVVG | Existing | Interior Equipment | 1533301.25 | 0
CZ03 | cPVVG | Existing | Exterior Equipment | 0 | 0
CZ03 | cPVVG | Existing | Fans | 979245.81 | 0
CZ03 | cPVVG | Existing | Pumps | 0 | 0
CZ03 | cPVVG | Existing | Heat Rejection | 0 | 0
CZ03 | cPVVG | Existing | Humidification | 0 | 0
CZ03 | cPVVG | Existing | Heat Recovery | 0 | 0
CZ03 | cPVVG | Existing | Water Systems | 0 | 273172.3
CZ03 | cPVVG | Existing | Refrigeration | 0 | 0
CZ03 | cPVVG | Existing | Generators | 0 | 0
CZ03 | cPVVG | Existing | Total End Uses | 5644958.67 | 3963290.57
CZ04 | cPVVG | Existing | Heating | 0 | 3248340.81
CZ04 | cPVVG | Existing | Cooling | 746170.67 | 0
CZ04 | cPVVG | Existing | Interior Lighting | 2902444.9 | 0
CZ04 | cPVVG | Existing | Exterior Lighting | 0 | 0
CZ04 | cPVVG | Existing | Interior Equipment | 1533301.25 | 0
CZ04 | cPVVG | Existing | Exterior Equipment | 0 | 0
CZ04 | cPVVG | Existing | Fans | 945655.65 | 0
CZ04 | cPVVG | Existing | Pumps | 0 | 0
CZ04 | cPVVG | Existing | Heat Rejection | 0 | 0
CZ04 | cPVVG | Existing | Humidification | 0 | 0
CZ04 | cPVVG | Existing | Heat Recovery | 0 | 0
CZ04 | cPVVG | Existing | Water Systems | 0 | 263802.09
CZ04 | cPVVG | Existing | Refrigeration | 0 | 0
CZ04 | cPVVG | Existing | Generators | 0 | 0
CZ04 | cPVVG | Existing | Total End Uses | 6127572.47 | 3512142.9
CZ05 | cPVVG | Existing | Heating | 0 | 3281806.12
CZ05 | cPVVG | Existing | Cooling | 264013.6 | 0
CZ05 | cPVVG | Existing | Interior Lighting | 2902444.9 | 0
CZ05 | cPVVG | Existing | Exterior Lighting | 0 | 0
CZ05 | cPVVG | Existing | Interior Equipment | 1533301.25 | 0
CZ05 | cPVVG | Existing | Exterior Equipment | 0 | 0
CZ05 | cPVVG | Existing | Fans | 834151.63 | 0
CZ05 | cPVVG | Existing | Pumps | 0 | 0
CZ05 | cPVVG | Existing | Heat Rejection | 0 | 0
CZ05 | cPVVG | Existing | Humidification | 0 | 0
CZ05 | cPVVG | Existing | Heat Recovery | 0 | 0
CZ05 | cPVVG | Existing | Water Systems | 0 | 273162.43
CZ05 | cPVVG | Existing | Refrigeration | 0 | 0
CZ05 | cPVVG | Existing | Generators | 0 | 0
CZ05 | cPVVG | Existing | Total End Uses | 5533911.38 | 3554968.55
CZ06 | cPVVG | Existing | Heating | 0 | 1089794.8
CZ06 | cPVVG | Existing | Cooling | 842768.71 | 0
CZ06 | cPVVG | Existing | Interior Lighting | 2902444.9 | 0
CZ06 | cPVVG | Existing | Exterior Lighting | 0 | 0
CZ06 | cPVVG | Existing | Interior Equipment | 1533301.25 | 0
CZ06 | cPVVG | Existing | Exterior Equipment | 0 | 0
CZ06 | cPVVG | Existing | Fans | 1102198.65 | 0
CZ06 | cPVVG | Existing | Pumps | 0 | 0
CZ06 | cPVVG | Existing | Heat Rejection | 0 | 0
CZ06 | cPVVG | Existing | Humidification | 0 | 0
CZ06 | cPVVG | Existing | Heat Recovery | 0 | 0
CZ06 | cPVVG | Existing | Water Systems | 0 | 251722.28
CZ06 | cPVVG | Existing | Refrigeration | 0 | 0
CZ06 | cPVVG | Existing | Generators | 0 | 0
CZ06 | cPVVG | Existing | Total End Uses | 6380713.52 | 1341517.08
CZ07 | cPVVG | Existing | Heating | 0 | 1026982.33
CZ07 | cPVVG | Existing | Cooling | 947266.76 | 0
CZ07 | cPVVG | Existing | Interior Lighting | 2902444.9 | 0
CZ07 | cPVVG | Existing | Exterior Lighting | 0 | 0
CZ07 | cPVVG | Existing | Interior Equipment | 1533301.25 | 0
CZ07 | cPVVG | Existing | Exterior Equipment | 0 | 0
CZ07 | cPVVG | Existing | Fans | 1142604.85 | 0
CZ07 | cPVVG | Existing | Pumps | 0 | 0
CZ07 | cPVVG | Existing | Heat Rejection | 0 | 0
CZ07 | cPVVG | Existing | Humidification | 0 | 0
CZ07 | cPVVG | Existing | Heat Recovery | 0 | 0
CZ07 | cPVVG | Existing | Water Systems | 0 | 248503.45
CZ07 | cPVVG | Existing | Refrigeration | 0 | 0
CZ07 | cPVVG | Existing | Generators | 0 | 0
CZ07 | cPVVG | Existing | Total End Uses | 6525617.75 | 1275485.78
CZ08 | cPVVG | Existing | Heating | 0 | 1410092.67
CZ08 | cPVVG | Existing | Cooling | 1203567.55 | 0
CZ08 | cPVVG | Existing | Interior Lighting | 2902444.9 | 0
CZ08 | cPVVG | Existing | Exterior Lighting | 0 | 0
CZ08 | cPVVG | Existing | Interior Equipment | 1533301.25 | 0
CZ08 | cPVVG | Existing | Exterior Equipment | 0 | 0
CZ08 | cPVVG | Existing | Fans | 1010104.67 | 0
CZ08 | cPVVG | Existing | Pumps | 0 | 0
CZ08 | cPVVG | Existing | Heat Rejection | 0 | 0
CZ08 | cPVVG | Existing | Humidification | 0 | 0
CZ08 | cPVVG | Existing | Heat Recovery | 0 | 0
CZ08 | cPVVG | Existing | Water Systems | 0 | 248168.46
CZ08 | cPVVG | Existing | Refrigeration | 0 | 0
CZ08 | cPVVG | Existing | Generators | 0 | 0
CZ08 | cPVVG | Existing | Total End Uses | 6649418.37 | 1658261.13
CZ09 | cPVVG | Existing | Heating | 0 | 1327189.82
CZ09 | cPVVG | Existing | Cooling | 1500118.2 | 0
CZ09 | cPVVG | Existing | Interior Lighting | 2902444.9 | 0
CZ09 | cPVVG | Existing | Exterior Lighting | 0 | 0
CZ09 | cPVVG | Existing | Interior Equipment | 1533301.25 | 0
CZ09 | cPVVG | Existing | Exterior Equipment | 0 | 0
CZ09 | cPVVG | Existing | Fans | 947332.46 | 0
CZ09 | cPVVG | Existing | Pumps | 0 | 0
CZ09 | cPVVG | Existing | Heat Rejection | 0 | 0
CZ09 | cPVVG | Existing | Humidification | 0 | 0
CZ09 | cPVVG | Existing | Heat Recovery | 0 | 0
CZ09 | cPVVG | Existing | Water Systems | 0 | 244732.66
CZ09 | cPVVG | Existing | Refrigeration | 0 | 0
CZ09 | cPVVG | Existing | Generators | 0 | 0
CZ09 | cPVVG | Existing | Total End Uses | 6883196.81 | 1571922.48
CZ10 | cPVVG | Existing | Heating | 0 | 2038382.72
CZ10 | cPVVG | Existing | Cooling | 1745894.36 | 0
CZ10 | cPVVG | Existing | Interior Lighting | 2902444.9 | 0
CZ10 | cPVVG | Existing | Exterior Lighting | 0 | 0
CZ10 | cPVVG | Existing | Interior Equipment | 1533301.25 | 0
CZ10 | cPVVG | Existing | Exterior Equipment | 0 | 0
CZ10 | cPVVG | Existing | Fans | 1008055.78 | 0
CZ10 | cPVVG | Existing | Pumps | 0 | 0
CZ10 | cPVVG | Existing | Heat Rejection | 0 | 0
CZ10 | cPVVG | Existing | Humidification | 0 | 0
CZ10 | cPVVG | Existing | Heat Recovery | 0 | 0
CZ10 | cPVVG | Existing | Water Systems | 0 | 242749.22
CZ10 | cPVVG | Existing | Refrigeration | 0 | 0
CZ10 | cPVVG | Existing | Generators | 0 | 0
CZ10 | cPVVG | Existing | Total End Uses | 7189696.29 | 2281131.93
CZ11 | cPVVG | Existing | Heating | 0 | 4846895.78
CZ11 | cPVVG | Existing | Cooling | 1932129.26 | 0
CZ11 | cPVVG | Existing | Interior Lighting | 2902444.9 | 0
CZ11 | cPVVG | Existing | Exterior Lighting | 0 | 0
CZ11 | cPVVG | Existing | Interior Equipment | 1533301.25 | 0
CZ11 | cPVVG | Existing | Exterior Equipment | 0 | 0
CZ11 | cPVVG | Existing | Fans | 1048612.24 | 0
CZ11 | cPVVG | Existing | Pumps | 0 | 0
CZ11 | cPVVG | Existing | Heat Rejection | 0 | 0
CZ11 | cPVVG | Existing | Humidification | 0 | 0
CZ11 | cPVVG | Existing | Heat Recovery | 0 | 0
CZ11 | cPVVG | Existing | Water Systems | 0 | 248129.34
CZ11 | cPVVG | Existing | Refrigeration | 0 | 0
CZ11 | cPVVG | Existing | Generators | 0 | 0
CZ11 | cPVVG | Existing | Total End Uses | 7416487.65 | 5095025.12
CZ12 | cPVVG | Existing | Heating | 0 | 4369523.6
CZ12 | cPVVG | Existing | Cooling | 1475190 | 0
CZ12 | cPVVG | Existing | Interior Lighting | 2902444.9 | 0
CZ12 | cPVVG | Existing | Exterior Lighting | 0 | 0
CZ12 | cPVVG | Existing | Interior Equipment | 1533301.25 | 0
CZ12 | cPVVG | Existing | Exterior Equipment | 0 | 0
CZ12 | cPVVG | Existing | Fans | 1009391.93 | 0
CZ12 | cPVVG | Existing | Pumps | 0 | 0
CZ12 | cPVVG | Existing | Heat Rejection | 0 | 0
CZ12 | cPVVG | Existing | Humidification | 0 | 0
CZ12 | cPVVG | Existing | Heat Recovery | 0 | 0
CZ12 | cPVVG | Existing | Water Systems | 0 | 255106.39
CZ12 | cPVVG | Existing | Refrigeration | 0 | 0
CZ12 | cPVVG | Existing | Generators | 0 | 0
CZ12 | cPVVG | Existing | Total End Uses | 6920328.08 | 4624629.98
CZ13 | cPVVG | Existing | Heating | 0 | 3766914.53
CZ13 | cPVVG | Existing | Cooling | 2233373.04 | 0
CZ13 | cPVVG | Existing | Interior Lighting | 2902444.9 | 0
CZ13 | cPVVG | Existing | Exterior Lighting | 0 | 0
CZ13 | cPVVG | Existing | Interior Equipment | 1533301.25 | 0
CZ13 | cPVVG | Existing | Exterior Equipment | 0 | 0
CZ13 | cPVVG | Existing | Fans | 1075479.74 | 0
CZ13 | cPVVG | Existing | Pumps | 0 | 0
CZ13 | cPVVG | Existing | Heat Rejection | 0 | 0
CZ13 | cPVVG | Existing | Humidification | 0 | 0
CZ13 | cPVVG | Existing | Heat Recovery | 0 | 0
CZ13 | cPVVG | Existing | Water Systems | 0 | 240933.04
CZ13 | cPVVG | Existing | Refrigeration | 0 | 0
CZ13 | cPVVG | Existing | Generators | 0 | 0
CZ13 | cPVVG | Existing | Total End Uses | 7744598.93 | 4007847.57
CZ14 | cPVVG | Existing | Heating | 0 | 2850127.41
CZ14 | cPVVG | Existing | Cooling | 2741959.81 | 0
CZ14 | cPVVG | Existing | Interior Lighting | 2902444.9 | 0
CZ14 | cPVVG | Existing | Exterior Lighting | 0 | 0
CZ14 | cPVVG | Existing | Interior Equipment | 1533301.25 | 0
CZ14 | cPVVG | Existing | Exterior Equipment | 0 | 0
CZ14 | cPVVG | Existing | Fans | 1205054.45 | 0
CZ14 | cPVVG | Existing | Pumps | 0 | 0
CZ14 | cPVVG | Existing | Heat Rejection | 0 | 0
CZ14 | cPVVG | Existing | Humidification | 0 | 0
CZ14 | cPVVG | Existing | Heat Recovery | 0 | 0
CZ14 | cPVVG | Existing | Water Systems | 0 | 228733.15
CZ14 | cPVVG | Existing | Refrigeration | 0 | 0
CZ14 | cPVVG | Existing | Generators | 0 | 0
CZ14 | cPVVG | Existing | Total End Uses | 8382760.41 | 3078860.57
CZ15 | cPVVG | Existing | Heating | 0 | 864428.79
CZ15 | cPVVG | Existing | Cooling | 3932155.45 | 0
CZ15 | cPVVG | Existing | Interior Lighting | 2902444.9 | 0
CZ15 | cPVVG | Existing | Exterior Lighting | 0 | 0
CZ15 | cPVVG | Existing | Interior Equipment | 1533301.25 | 0
CZ15 | cPVVG | Existing | Exterior Equipment | 0 | 0
CZ15 | cPVVG | Existing | Fans | 1409871.93 | 0
CZ15 | cPVVG | Existing | Pumps | 0 | 0
CZ15 | cPVVG | Existing | Heat Rejection | 0 | 0
CZ15 | cPVVG | Existing | Humidification | 0 | 0
CZ15 | cPVVG | Existing | Heat Recovery | 0 | 0
CZ15 | cPVVG | Existing | Water Systems | 0 | 203147.64
CZ15 | cPVVG | Existing | Refrigeration | 0 | 0
CZ15 | cPVVG | Existing | Generators | 0 | 0
CZ15 | cPVVG | Existing | Total End Uses | 9777773.52 | 1067576.43
CZ16 | cPVVG | Existing | Heating | 0 | 6206337.98
CZ16 | cPVVG | Existing | Cooling | 1563634.36 | 0
CZ16 | cPVVG | Existing | Interior Lighting | 2902444.9 | 0
CZ16 | cPVVG | Existing | Exterior Lighting | 0 | 0
CZ16 | cPVVG | Existing | Interior Equipment | 1533301.25 | 0
CZ16 | cPVVG | Existing | Exterior Equipment | 0 | 0
CZ16 | cPVVG | Existing | Fans | 840127.37 | 0
CZ16 | cPVVG | Existing | Pumps | 0 | 0
CZ16 | cPVVG | Existing | Heat Rejection | 0 | 0
CZ16 | cPVVG | Existing | Humidification | 0 | 0
CZ16 | cPVVG | Existing | Heat Recovery | 0 | 0
CZ16 | cPVVG | Existing | Water Systems | 0 | 269697.4
CZ16 | cPVVG | Existing | Refrigeration | 0 | 0
CZ16 | cPVVG | Existing | Generators | 0 | 0
CZ16 | cPVVG | Existing | Total End Uses | 6839507.88 | 6476035.38
CZ01 | cPVVG | New Construction | Heating | 0 | 7019093.91
CZ01 | cPVVG | New Construction | Cooling | 1833.25 | 0
CZ01 | cPVVG | New Construction | Interior Lighting | 1951474.32 | 0
CZ01 | cPVVG | New Construction | Exterior Lighting | 0 | 0
CZ01 | cPVVG | New Construction | Interior Equipment | 1533301.25 | 0
CZ01 | cPVVG | New Construction | Exterior Equipment | 0 | 0
CZ01 | cPVVG | New Construction | Fans | 1157473 | 0
CZ01 | cPVVG | New Construction | Pumps | 0 | 0
CZ01 | cPVVG | New Construction | Heat Rejection | 0 | 0
CZ01 | cPVVG | New Construction | Humidification | 0 | 0
CZ01 | cPVVG | New Construction | Heat Recovery | 0 | 0
CZ01 | cPVVG | New Construction | Water Systems | 0 | 297977.61
CZ01 | cPVVG | New Construction | Refrigeration | 0 | 0
CZ01 | cPVVG | New Construction | Generators | 0 | 0
CZ01 | cPVVG | New Construction | Total End Uses | 4644081.82 | 7317071.53
CZ02 | cPVVG | New Construction | Heating | 0 | 3846615.55
CZ02 | cPVVG | New Construction | Cooling | 345244.11 | 0
CZ02 | cPVVG | New Construction | Interior Lighting | 1951474.32 | 0
CZ02 | cPVVG | New Construction | Exterior Lighting | 0 | 0
CZ02 | cPVVG | New Construction | Interior Equipment | 1533301.25 | 0
CZ02 | cPVVG | New Construction | Exterior Equipment | 0 | 0
CZ02 | cPVVG | New Construction | Fans | 1156358.3 | 0
CZ02 | cPVVG | New Construction | Pumps | 0 | 0
CZ02 | cPVVG | New Construction | Heat Rejection | 0 | 0
CZ02 | cPVVG | New Construction | Humidification | 0 | 0
CZ02 | cPVVG | New Construction | Heat Recovery | 0 | 0
CZ02 | cPVVG | New Construction | Water Systems | 0 | 274016.97
CZ02 | cPVVG | New Construction | Refrigeration | 0 | 0
CZ02 | cPVVG | New Construction | Generators | 0 | 0
CZ02 | cPVVG | New Construction | Total End Uses | 4986377.98 | 4120632.52
CZ03 | cPVVG | New Construction | Heating | 0 | 3068316.6
CZ03 | cPVVG | New Construction | Cooling | 130190.56 | 0
CZ03 | cPVVG | New Construction | Interior Lighting | 1951474.32 | 0
CZ03 | cPVVG | New Construction | Exterior Lighting | 0 | 0
CZ03 | cPVVG | New Construction | Interior Equipment | 1533301.25 | 0
CZ03 | cPVVG | New Construction | Exterior Equipment | 0 | 0
CZ03 | cPVVG | New Construction | Fans | 1149875.75 | 0
CZ03 | cPVVG | New Construction | Pumps | 0 | 0
CZ03 | cPVVG | New Construction | Heat Rejection | 0 | 0
CZ03 | cPVVG | New Construction | Humidification | 0 | 0
CZ03 | cPVVG | New Construction | Heat Recovery | 0 | 0
CZ03 | cPVVG | New Construction | Water Systems | 0 | 272920.83
CZ03 | cPVVG | New Construction | Refrigeration | 0 | 0
CZ03 | cPVVG | New Construction | Generators | 0 | 0
CZ03 | cPVVG | New Construction | Total End Uses | 4764841.89 | 3341237.43
CZ04 | cPVVG | New Construction | Heating | 0 | 2577689.4
CZ04 | cPVVG | New Construction | Cooling | 519236.71 | 0
CZ04 | cPVVG | New Construction | Interior Lighting | 1951474.32 | 0
CZ04 | cPVVG | New Construction | Exterior Lighting | 0 | 0
CZ04 | cPVVG | New Construction | Interior Equipment | 1533301.25 | 0
CZ04 | cPVVG | New Construction | Exterior Equipment | 0 | 0
CZ04 | cPVVG | New Construction | Fans | 1157539.61 | 0
CZ04 | cPVVG | New Construction | Pumps | 0 | 0
CZ04 | cPVVG | New Construction | Heat Rejection | 0 | 0
CZ04 | cPVVG | New Construction | Humidification | 0 | 0
CZ04 | cPVVG | New Construction | Heat Recovery | 0 | 0
CZ04 | cPVVG | New Construction | Water Systems | 0 | 263628.58
CZ04 | cPVVG | New Construction | Refrigeration | 0 | 0
CZ04 | cPVVG | New Construction | Generators | 0 | 0
CZ04 | cPVVG | New Construction | Total End Uses | 5161551.9 | 2841317.98
CZ05 | cPVVG | New Construction | Heating | 0 | 2535338.02
CZ05 | cPVVG | New Construction | Cooling | 157286.26 | 0
CZ05 | cPVVG | New Construction | Interior Lighting | 1951474.32 | 0
CZ05 | cPVVG | New Construction | Exterior Lighting | 0 | 0
CZ05 | cPVVG | New Construction | Interior Equipment | 1533301.25 | 0
CZ05 | cPVVG | New Construction | Exterior Equipment | 0 | 0
CZ05 | cPVVG | New Construction | Fans | 1132032.66 | 0
CZ05 | cPVVG | New Construction | Pumps | 0 | 0
CZ05 | cPVVG | New Construction | Heat Rejection | 0 | 0
CZ05 | cPVVG | New Construction | Humidification | 0 | 0
CZ05 | cPVVG | New Construction | Heat Recovery | 0 | 0
CZ05 | cPVVG | New Construction | Water Systems | 0 | 272918.12
CZ05 | cPVVG | New Construction | Refrigeration | 0 | 0
CZ05 | cPVVG | New Construction | Generators | 0 | 0
CZ05 | cPVVG | New Construction | Total End Uses | 4774094.49 | 2808256.13
CZ06 | cPVVG | New Construction | Heating | 0 | 844685.49
CZ06 | cPVVG | New Construction | Cooling | 497920.78 | 0
CZ06 | cPVVG | New Construction | Interior Lighting | 1951474.32 | 0
CZ06 | cPVVG | New Construction | Exterior Lighting | 0 | 0
CZ06 | cPVVG | New Construction | Interior Equipment | 1533301.25 | 0
CZ06 | cPVVG | New Construction | Exterior Equipment | 0 | 0
CZ06 | cPVVG | New Construction | Fans | 1128205.44 | 0
CZ06 | cPVVG | New Construction | Pumps | 0 | 0
CZ06 | cPVVG | New Construction | Heat Rejection | 0 | 0
CZ06 | cPVVG | New Construction | Humidification | 0 | 0
CZ06 | cPVVG | New Construction | Heat Recovery | 0 | 0
CZ06 | cPVVG | New Construction | Water Systems | 0 | 251619.34
CZ06 | cPVVG | New Construction | Refrigeration | 0 | 0
CZ06 | cPVVG | New Construction | Generators | 0 | 0
CZ06 | cPVVG | New Construction | Total End Uses | 5110901.79 | 1096304.83
CZ07 | cPVVG | New Construction | Heating | 0 | 803316.7
CZ07 | cPVVG | New Construction | Cooling | 596611.74 | 0
CZ07 | cPVVG | New Construction | Interior Lighting | 1951474.32 | 0
CZ07 | cPVVG | New Construction | Exterior Lighting | 0 | 0
CZ07 | cPVVG | New Construction | Interior Equipment | 1533301.25 | 0
CZ07 | cPVVG | New Construction | Exterior Equipment | 0 | 0
CZ07 | cPVVG | New Construction | Fans | 1157215.77 | 0
CZ07 | cPVVG | New Construction | Pumps | 0 | 0
CZ07 | cPVVG | New Construction | Heat Rejection | 0 | 0
CZ07 | cPVVG | New Construction | Humidification | 0 | 0
CZ07 | cPVVG | New Construction | Heat Recovery | 0 | 0
CZ07 | cPVVG | New Construction | Water Systems | 0 | 248373.21
CZ07 | cPVVG | New Construction | Refrigeration | 0 | 0
CZ07 | cPVVG | New Construction | Generators | 0 | 0
CZ07 | cPVVG | New Construction | Total End Uses | 5238603.08 | 1051689.91
CZ08 | cPVVG | New Construction | Heating | 0 | 1009717.27
CZ08 | cPVVG | New Construction | Cooling | 809179.87 | 0
CZ08 | cPVVG | New Construction | Interior Lighting | 1951474.32 | 0
CZ08 | cPVVG | New Construction | Exterior Lighting | 0 | 0
CZ08 | cPVVG | New Construction | Interior Equipment | 1533301.25 | 0
CZ08 | cPVVG | New Construction | Exterior Equipment | 0 | 0
CZ08 | cPVVG | New Construction | Fans | 1157993.77 | 0
CZ08 | cPVVG | New Construction | Pumps | 0 | 0
CZ08 | cPVVG | New Construction | Heat Rejection | 0 | 0
CZ08 | cPVVG | New Construction | Humidification | 0 | 0
CZ08 | cPVVG | New Construction | Heat Recovery | 0 | 0
CZ08 | cPVVG | New Construction | Water Systems | 0 | 247967.52
CZ08 | cPVVG | New Construction | Refrigeration | 0 | 0
CZ08 | cPVVG | New Construction | Generators | 0 | 0
CZ08 | cPVVG | New Construction | Total End Uses | 5451949.21 | 1257684.8
CZ09 | cPVVG | New Construction | Heating | 0 | 877303.85
CZ09 | cPVVG | New Construction | Cooling | 1060578.97 | 0
CZ09 | cPVVG | New Construction | Interior Lighting | 1951474.32 | 0
CZ09 | cPVVG | New Construction | Exterior Lighting | 0 | 0
CZ09 | cPVVG | New Construction | Interior Equipment | 1533301.25 | 0
CZ09 | cPVVG | New Construction | Exterior Equipment | 0 | 0
CZ09 | cPVVG | New Construction | Fans | 1149602.49 | 0
CZ09 | cPVVG | New Construction | Pumps | 0 | 0
CZ09 | cPVVG | New Construction | Heat Rejection | 0 | 0
CZ09 | cPVVG | New Construction | Humidification | 0 | 0
CZ09 | cPVVG | New Construction | Heat Recovery | 0 | 0
CZ09 | cPVVG | New Construction | Water Systems | 0 | 244605.91
CZ09 | cPVVG | New Construction | Refrigeration | 0 | 0
CZ09 | cPVVG | New Construction | Generators | 0 | 0
CZ09 | cPVVG | New Construction | Total End Uses | 5694957.04 | 1121909.76
CZ10 | cPVVG | New Construction | Heating | 0 | 1533787.88
CZ10 | cPVVG | New Construction | Cooling | 1317978.43 | 0
CZ10 | cPVVG | New Construction | Interior Lighting | 1951474.32 | 0
CZ10 | cPVVG | New Construction | Exterior Lighting | 0 | 0
CZ10 | cPVVG | New Construction | Interior Equipment | 1533301.25 | 0
CZ10 | cPVVG | New Construction | Exterior Equipment | 0 | 0
CZ10 | cPVVG | New Construction | Fans | 1111165.84 | 0
CZ10 | cPVVG | New Construction | Pumps | 0 | 0
CZ10 | cPVVG | New Construction | Heat Rejection | 0 | 0
CZ10 | cPVVG | New Construction | Humidification | 0 | 0
CZ10 | cPVVG | New Construction | Heat Recovery | 0 | 0
CZ10 | cPVVG | New Construction | Water Systems | 0 | 242590.32
CZ10 | cPVVG | New Construction | Refrigeration | 0 | 0
CZ10 | cPVVG | New Construction | Generators | 0 | 0
CZ10 | cPVVG | New Construction | Total End Uses | 5913919.84 | 1776378.2
CZ11 | cPVVG | New Construction | Heating | 0 | 3716962.05
CZ11 | cPVVG | New Construction | Cooling | 1423082.14 | 0
CZ11 | cPVVG | New Construction | Interior Lighting | 1951474.32 | 0
CZ11 | cPVVG | New Construction | Exterior Lighting | 0 | 0
CZ11 | cPVVG | New Construction | Interior Equipment | 1533301.25 | 0
CZ11 | cPVVG | New Construction | Exterior Equipment | 0 | 0
CZ11 | cPVVG | New Construction | Fans | 1151611.91 | 0
CZ11 | cPVVG | New Construction | Pumps | 0 | 0
CZ11 | cPVVG | New Construction | Heat Rejection | 0 | 0
CZ11 | cPVVG | New Construction | Humidification | 0 | 0
CZ11 | cPVVG | New Construction | Heat Recovery | 0 | 0
CZ11 | cPVVG | New Construction | Water Systems | 0 | 247875.17
CZ11 | cPVVG | New Construction | Refrigeration | 0 | 0
CZ11 | cPVVG | New Construction | Generators | 0 | 0
CZ11 | cPVVG | New Construction | Total End Uses | 6059469.62 | 3964837.22
CZ12 | cPVVG | New Construction | Heating | 0 | 3440927
CZ12 | cPVVG | New Construction | Cooling | 1127445.48 | 0
CZ12 | cPVVG | New Construction | Interior Lighting | 1951474.32 | 0
CZ12 | cPVVG | New Construction | Exterior Lighting | 0 | 0
CZ12 | cPVVG | New Construction | Interior Equipment | 1533301.25 | 0
CZ12 | cPVVG | New Construction | Exterior Equipment | 0 | 0
CZ12 | cPVVG | New Construction | Fans | 1168691.08 | 0
CZ12 | cPVVG | New Construction | Pumps | 0 | 0
CZ12 | cPVVG | New Construction | Heat Rejection | 0 | 0
CZ12 | cPVVG | New Construction | Humidification | 0 | 0
CZ12 | cPVVG | New Construction | Heat Recovery | 0 | 0
CZ12 | cPVVG | New Construction | Water Systems | 0 | 254969.85
CZ12 | cPVVG | New Construction | Refrigeration | 0 | 0
CZ12 | cPVVG | New Construction | Generators | 0 | 0
CZ12 | cPVVG | New Construction | Total End Uses | 5780912.13 | 3695896.85
CZ13 | cPVVG | New Construction | Heating | 0 | 2956190.11
CZ13 | cPVVG | New Construction | Cooling | 1630939.04 | 0
CZ13 | cPVVG | New Construction | Interior Lighting | 1951474.32 | 0
CZ13 | cPVVG | New Construction | Exterior Lighting | 0 | 0
CZ13 | cPVVG | New Construction | Interior Equipment | 1533301.25 | 0
CZ13 | cPVVG | New Construction | Exterior Equipment | 0 | 0
CZ13 | cPVVG | New Construction | Fans | 1156249.12 | 0
CZ13 | cPVVG | New Construction | Pumps | 0 | 0
CZ13 | cPVVG | New Construction | Heat Rejection | 0 | 0
CZ13 | cPVVG | New Construction | Humidification | 0 | 0
CZ13 | cPVVG | New Construction | Heat Recovery | 0 | 0
CZ13 | cPVVG | New Construction | Water Systems | 0 | 240734.02
CZ13 | cPVVG | New Construction | Refrigeration | 0 | 0
CZ13 | cPVVG | New Construction | Generators | 0 | 0
CZ13 | cPVVG | New Construction | Total End Uses | 6271963.73 | 3196924.12
CZ14 | cPVVG | New Construction | Heating | 0 | 2131691.48
CZ14 | cPVVG | New Construction | Cooling | 1900621.26 | 0
CZ14 | cPVVG | New Construction | Interior Lighting | 1951474.32 | 0
CZ14 | cPVVG | New Construction | Exterior Lighting | 0 | 0
CZ14 | cPVVG | New Construction | Interior Equipment | 1533301.25 | 0
CZ14 | cPVVG | New Construction | Exterior Equipment | 0 | 0
CZ14 | cPVVG | New Construction | Fans | 1075219.17 | 0
CZ14 | cPVVG | New Construction | Pumps | 0 | 0
CZ14 | cPVVG | New Construction | Heat Rejection | 0 | 0
CZ14 | cPVVG | New Construction | Humidification | 0 | 0
CZ14 | cPVVG | New Construction | Heat Recovery | 0 | 0
CZ14 | cPVVG | New Construction | Water Systems | 0 | 228539.45
CZ14 | cPVVG | New Construction | Refrigeration | 0 | 0
CZ14 | cPVVG | New Construction | Generators | 0 | 0
CZ14 | cPVVG | New Construction | Total End Uses | 6460616 | 2360230.92
CZ15 | cPVVG | New Construction | Heating | 0 | 593804.4
CZ15 | cPVVG | New Construction | Cooling | 2623709.15 | 0
CZ15 | cPVVG | New Construction | Interior Lighting | 1951474.32 | 0
CZ15 | cPVVG | New Construction | Exterior Lighting | 0 | 0
CZ15 | cPVVG | New Construction | Interior Equipment | 1533301.25 | 0
CZ15 | cPVVG | New Construction | Exterior Equipment | 0 | 0
CZ15 | cPVVG | New Construction | Fans | 1206361.76 | 0
CZ15 | cPVVG | New Construction | Pumps | 0 | 0
CZ15 | cPVVG | New Construction | Heat Rejection | 0 | 0
CZ15 | cPVVG | New Construction | Humidification | 0 | 0
CZ15 | cPVVG | New Construction | Heat Recovery | 0 | 0
CZ15 | cPVVG | New Construction | Water Systems | 0 | 203005.19
CZ15 | cPVVG | New Construction | Refrigeration | 0 | 0
CZ15 | cPVVG | New Construction | Generators | 0 | 0
CZ15 | cPVVG | New Construction | Total End Uses | 7314846.48 | 796809.6
CZ16 | cPVVG | New Construction | Heating | 0 | 4775775.86
CZ16 | cPVVG | New Construction | Cooling | 1194051.95 | 0
CZ16 | cPVVG | New Construction | Interior Lighting | 1951474.32 | 0
CZ16 | cPVVG | New Construction | Exterior Lighting | 0 | 0
CZ16 | cPVVG | New Construction | Interior Equipment | 1533301.25 | 0
CZ16 | cPVVG | New Construction | Exterior Equipment | 0 | 0
CZ16 | cPVVG | New Construction | Fans | 816138.9 | 0
CZ16 | cPVVG | New Construction | Pumps | 0 | 0
CZ16 | cPVVG | New Construction | Heat Rejection | 0 | 0
CZ16 | cPVVG | New Construction | Humidification | 0 | 0
CZ16 | cPVVG | New Construction | Heat Recovery | 0 | 0
CZ16 | cPVVG | New Construction | Water Systems | 0 | 269468.58
CZ16 | cPVVG | New Construction | Refrigeration | 0 | 0
CZ16 | cPVVG | New Construction | Generators | 0 | 0
CZ16 | cPVVG | New Construction | Total End Uses | 5494966.43 | 5045244.44

## Raw_endusebreakdownannual (hidden)
Vintage | Climate Zone | HVAC System | End Use | Electricity [kBtu] | Natural Gas [kBtu]
Existing | CZ01 | cAVVG | Heating | 0 | 9402345.65
Existing | CZ01 | cAVVG | Cooling | 85542.08 | 0
Existing | CZ01 | cAVVG | Interior Lighting | 2902444.9 | 0
Existing | CZ01 | cAVVG | Exterior Lighting | 0 | 0
Existing | CZ01 | cAVVG | Interior Equipment | 1533301.25 | 0
Existing | CZ01 | cAVVG | Exterior Equipment | 0 | 0
Existing | CZ01 | cAVVG | Fans | 1670051.03 | 0
Existing | CZ01 | cAVVG | Pumps | 10794.63 | 0
Existing | CZ01 | cAVVG | Heat Rejection | 0 | 0
Existing | CZ01 | cAVVG | Humidification | 0 | 0
Existing | CZ01 | cAVVG | Heat Recovery | 0 | 0
Existing | CZ01 | cAVVG | Water Systems | 0 | 298323.1
Existing | CZ01 | cAVVG | Refrigeration | 0 | 0
Existing | CZ01 | cAVVG | Generators | 0 | 0
Existing | CZ01 | cAVVG | Total End Uses | 6202133.89 | 9700668.75
Existing | CZ02 | cAVVG | Heating | 0 | 6025048.79
Existing | CZ02 | cAVVG | Cooling | 919156.64 | 0
Existing | CZ02 | cAVVG | Interior Lighting | 2902444.9 | 0
Existing | CZ02 | cAVVG | Exterior Lighting | 0 | 0
Existing | CZ02 | cAVVG | Interior Equipment | 1533301.25 | 0
Existing | CZ02 | cAVVG | Exterior Equipment | 0 | 0
Existing | CZ02 | cAVVG | Fans | 1571576.26 | 0
Existing | CZ02 | cAVVG | Pumps | 29824.94 | 0
Existing | CZ02 | cAVVG | Heat Rejection | 0 | 0
Existing | CZ02 | cAVVG | Humidification | 0 | 0
Existing | CZ02 | cAVVG | Heat Recovery | 0 | 0
Existing | CZ02 | cAVVG | Water Systems | 0 | 274227.74
Existing | CZ02 | cAVVG | Refrigeration | 0 | 0
Existing | CZ02 | cAVVG | Generators | 0 | 0
Existing | CZ02 | cAVVG | Total End Uses | 6956303.99 | 6299276.53
Existing | CZ03 | cAVVG | Heating | 0 | 4578553.86
Existing | CZ03 | cAVVG | Cooling | 643891.06 | 0
Existing | CZ03 | cAVVG | Interior Lighting | 2902444.9 | 0
Existing | CZ03 | cAVVG | Exterior Lighting | 0 | 0
Existing | CZ03 | cAVVG | Interior Equipment | 1533301.25 | 0
Existing | CZ03 | cAVVG | Exterior Equipment | 0 | 0
Existing | CZ03 | cAVVG | Fans | 1669073.13 | 0
Existing | CZ03 | cAVVG | Pumps | 28954.41 | 0
Existing | CZ03 | cAVVG | Heat Rejection | 0 | 0
Existing | CZ03 | cAVVG | Humidification | 0 | 0
Existing | CZ03 | cAVVG | Heat Recovery | 0 | 0
Existing | CZ03 | cAVVG | Water Systems | 0 | 273173.79
Existing | CZ03 | cAVVG | Refrigeration | 0 | 0
Existing | CZ03 | cAVVG | Generators | 0 | 0
Existing | CZ03 | cAVVG | Total End Uses | 6777664.74 | 4851727.65
Existing | CZ04 | cAVVG | Heating | 0 | 4128511.99
Existing | CZ04 | cAVVG | Cooling | 1123385.19 | 0
Existing | CZ04 | cAVVG | Interior Lighting | 2902444.9 | 0
Existing | CZ04 | cAVVG | Exterior Lighting | 0 | 0
Existing | CZ04 | cAVVG | Interior Equipment | 1533301.25 | 0
Existing | CZ04 | cAVVG | Exterior Equipment | 0 | 0
Existing | CZ04 | cAVVG | Fans | 1520031.89 | 0
Existing | CZ04 | cAVVG | Pumps | 34425.35 | 0
Existing | CZ04 | cAVVG | Heat Rejection | 0 | 0
Existing | CZ04 | cAVVG | Humidification | 0 | 0
Existing | CZ04 | cAVVG | Heat Recovery | 0 | 0
Existing | CZ04 | cAVVG | Water Systems | 0 | 263805.17
Existing | CZ04 | cAVVG | Refrigeration | 0 | 0
Existing | CZ04 | cAVVG | Generators | 0 | 0
Existing | CZ04 | cAVVG | Total End Uses | 7113588.58 | 4392317.17
Existing | CZ05 | cAVVG | Heating | 0 | 4240773.37
Existing | CZ05 | cAVVG | Cooling | 735179.52 | 0
Existing | CZ05 | cAVVG | Interior Lighting | 2902444.9 | 0
Existing | CZ05 | cAVVG | Exterior Lighting | 0 | 0
Existing | CZ05 | cAVVG | Interior Equipment | 1533301.25 | 0
Existing | CZ05 | cAVVG | Exterior Equipment | 0 | 0
Existing | CZ05 | cAVVG | Fans | 1668535.29 | 0
Existing | CZ05 | cAVVG | Pumps | 39153.31 | 0
Existing | CZ05 | cAVVG | Heat Rejection | 0 | 0
Existing | CZ05 | cAVVG | Humidification | 0 | 0
Existing | CZ05 | cAVVG | Heat Recovery | 0 | 0
Existing | CZ05 | cAVVG | Water Systems | 0 | 273180.72
Existing | CZ05 | cAVVG | Refrigeration | 0 | 0
Existing | CZ05 | cAVVG | Generators | 0 | 0
Existing | CZ05 | cAVVG | Total End Uses | 6878614.27 | 4513954.09
Existing | CZ06 | cAVVG | Heating | 0 | 1635987.19
Existing | CZ06 | cAVVG | Cooling | 1270042.33 | 0
Existing | CZ06 | cAVVG | Interior Lighting | 2902444.9 | 0
Existing | CZ06 | cAVVG | Exterior Lighting | 0 | 0
Existing | CZ06 | cAVVG | Interior Equipment | 1533301.25 | 0
Existing | CZ06 | cAVVG | Exterior Equipment | 0 | 0
Existing | CZ06 | cAVVG | Fans | 1593499.37 | 0
Existing | CZ06 | cAVVG | Pumps | 42954.15 | 0
Existing | CZ06 | cAVVG | Heat Rejection | 0 | 0
Existing | CZ06 | cAVVG | Humidification | 0 | 0
Existing | CZ06 | cAVVG | Heat Recovery | 0 | 0
Existing | CZ06 | cAVVG | Water Systems | 0 | 251716.9
Existing | CZ06 | cAVVG | Refrigeration | 0 | 0
Existing | CZ06 | cAVVG | Generators | 0 | 0
Existing | CZ06 | cAVVG | Total End Uses | 7342242 | 1887704.1
Existing | CZ07 | cAVVG | Heating | 0 | 1575648.3
Existing | CZ07 | cAVVG | Cooling | 1373932.69 | 0
Existing | CZ07 | cAVVG | Interior Lighting | 2902444.9 | 0
Existing | CZ07 | cAVVG | Exterior Lighting | 0 | 0
Existing | CZ07 | cAVVG | Interior Equipment | 1533301.25 | 0
Existing | CZ07 | cAVVG | Exterior Equipment | 0 | 0
Existing | CZ07 | cAVVG | Fans | 1628281.38 | 0
Existing | CZ07 | cAVVG | Pumps | 46500.07 | 0
Existing | CZ07 | cAVVG | Heat Rejection | 0 | 0
Existing | CZ07 | cAVVG | Humidification | 0 | 0
Existing | CZ07 | cAVVG | Heat Recovery | 0 | 0
Existing | CZ07 | cAVVG | Water Systems | 0 | 248519.71
Existing | CZ07 | cAVVG | Refrigeration | 0 | 0
Existing | CZ07 | cAVVG | Generators | 0 | 0
Existing | CZ07 | cAVVG | Total End Uses | 7484460.3 | 1824168.01
Existing | CZ08 | cAVVG | Heating | 0 | 1952120.12
Existing | CZ08 | cAVVG | Cooling | 1654147.56 | 0
Existing | CZ08 | cAVVG | Interior Lighting | 2902444.9 | 0
Existing | CZ08 | cAVVG | Exterior Lighting | 0 | 0
Existing | CZ08 | cAVVG | Interior Equipment | 1533301.25 | 0
Existing | CZ08 | cAVVG | Exterior Equipment | 0 | 0
Existing | CZ08 | cAVVG | Fans | 1496310.07 | 0
Existing | CZ08 | cAVVG | Pumps | 47247.5 | 0
Existing | CZ08 | cAVVG | Heat Rejection | 0 | 0
Existing | CZ08 | cAVVG | Humidification | 0 | 0
Existing | CZ08 | cAVVG | Heat Recovery | 0 | 0
Existing | CZ08 | cAVVG | Water Systems | 0 | 248144.05
Existing | CZ08 | cAVVG | Refrigeration | 0 | 0
Existing | CZ08 | cAVVG | Generators | 0 | 0
Existing | CZ08 | cAVVG | Total End Uses | 7633451.28 | 2200264.17
Existing | CZ09 | cAVVG | Heating | 0 | 1840971.45
Existing | CZ09 | cAVVG | Cooling | 1999864.08 | 0
Existing | CZ09 | cAVVG | Interior Lighting | 2902444.9 | 0
Existing | CZ09 | cAVVG | Exterior Lighting | 0 | 0
Existing | CZ09 | cAVVG | Interior Equipment | 1533301.25 | 0
Existing | CZ09 | cAVVG | Exterior Equipment | 0 | 0
Existing | CZ09 | cAVVG | Fans | 1504099.4 | 0
Existing | CZ09 | cAVVG | Pumps | 52406.11 | 0
Existing | CZ09 | cAVVG | Heat Rejection | 0 | 0
Existing | CZ09 | cAVVG | Humidification | 0 | 0
Existing | CZ09 | cAVVG | Heat Recovery | 0 | 0
Existing | CZ09 | cAVVG | Water Systems | 0 | 244738.55
Existing | CZ09 | cAVVG | Refrigeration | 0 | 0
Existing | CZ09 | cAVVG | Generators | 0 | 0
Existing | CZ09 | cAVVG | Total End Uses | 7992115.73 | 2085710
Existing | CZ10 | cAVVG | Heating | 0 | 2682375.03
Existing | CZ10 | cAVVG | Cooling | 2377688.89 | 0
Existing | CZ10 | cAVVG | Interior Lighting | 2902444.9 | 0
Existing | CZ10 | cAVVG | Exterior Lighting | 0 | 0
Existing | CZ10 | cAVVG | Interior Equipment | 1533301.25 | 0
Existing | CZ10 | cAVVG | Exterior Equipment | 0 | 0
Existing | CZ10 | cAVVG | Fans | 1607701.25 | 0
Existing | CZ10 | cAVVG | Pumps | 53031.68 | 0
Existing | CZ10 | cAVVG | Heat Rejection | 0 | 0
Existing | CZ10 | cAVVG | Humidification | 0 | 0
Existing | CZ10 | cAVVG | Heat Recovery | 0 | 0
Existing | CZ10 | cAVVG | Water Systems | 0 | 242738.95
Existing | CZ10 | cAVVG | Refrigeration | 0 | 0
Existing | CZ10 | cAVVG | Generators | 0 | 0
Existing | CZ10 | cAVVG | Total End Uses | 8474167.96 | 2925113.97
Existing | CZ11 | cAVVG | Heating | 0 | 5593520.41
Existing | CZ11 | cAVVG | Cooling | 2594516.96 | 0
Existing | CZ11 | cAVVG | Interior Lighting | 2902444.9 | 0
Existing | CZ11 | cAVVG | Exterior Lighting | 0 | 0
Existing | CZ11 | cAVVG | Interior Equipment | 1533301.25 | 0
Existing | CZ11 | cAVVG | Exterior Equipment | 0 | 0
Existing | CZ11 | cAVVG | Fans | 1824905.82 | 0
Existing | CZ11 | cAVVG | Pumps | 48843.14 | 0
Existing | CZ11 | cAVVG | Heat Rejection | 0 | 0
Existing | CZ11 | cAVVG | Humidification | 0 | 0
Existing | CZ11 | cAVVG | Heat Recovery | 0 | 0
Existing | CZ11 | cAVVG | Water Systems | 0 | 248144.24
Existing | CZ11 | cAVVG | Refrigeration | 0 | 0
Existing | CZ11 | cAVVG | Generators | 0 | 0
Existing | CZ11 | cAVVG | Total End Uses | 8904012.07 | 5841664.64
Existing | CZ12 | cAVVG | Heating | 0 | 5169822.31
Existing | CZ12 | cAVVG | Cooling | 2042762.7 | 0
Existing | CZ12 | cAVVG | Interior Lighting | 2902444.9 | 0
Existing | CZ12 | cAVVG | Exterior Lighting | 0 | 0
Existing | CZ12 | cAVVG | Interior Equipment | 1533301.25 | 0
Existing | CZ12 | cAVVG | Exterior Equipment | 0 | 0
Existing | CZ12 | cAVVG | Fans | 1655711.06 | 0
Existing | CZ12 | cAVVG | Pumps | 47539.87 | 0
Existing | CZ12 | cAVVG | Heat Rejection | 0 | 0
Existing | CZ12 | cAVVG | Humidification | 0 | 0
Existing | CZ12 | cAVVG | Heat Recovery | 0 | 0
Existing | CZ12 | cAVVG | Water Systems | 0 | 255103.95
Existing | CZ12 | cAVVG | Refrigeration | 0 | 0
Existing | CZ12 | cAVVG | Generators | 0 | 0
Existing | CZ12 | cAVVG | Total End Uses | 8181759.77 | 5424926.27
Existing | CZ13 | cAVVG | Heating | 0 | 4221241.57
Existing | CZ13 | cAVVG | Cooling | 2886584.36 | 0
Existing | CZ13 | cAVVG | Interior Lighting | 2902444.9 | 0
Existing | CZ13 | cAVVG | Exterior Lighting | 0 | 0
Existing | CZ13 | cAVVG | Interior Equipment | 1533301.25 | 0
Existing | CZ13 | cAVVG | Exterior Equipment | 0 | 0
Existing | CZ13 | cAVVG | Fans | 1852140.91 | 0
Existing | CZ13 | cAVVG | Pumps | 59410.11 | 0
Existing | CZ13 | cAVVG | Heat Rejection | 0 | 0
Existing | CZ13 | cAVVG | Humidification | 0 | 0
Existing | CZ13 | cAVVG | Heat Recovery | 0 | 0
Existing | CZ13 | cAVVG | Water Systems | 0 | 240923.05
Existing | CZ13 | cAVVG | Refrigeration | 0 | 0
Existing | CZ13 | cAVVG | Generators | 0 | 0
Existing | CZ13 | cAVVG | Total End Uses | 9233881.54 | 4462164.61
Existing | CZ14 | cAVVG | Heating | 0 | 3411123.5
Existing | CZ14 | cAVVG | Cooling | 3610485.27 | 0
Existing | CZ14 | cAVVG | Interior Lighting | 2902444.9 | 0
Existing | CZ14 | cAVVG | Exterior Lighting | 0 | 0
Existing | CZ14 | cAVVG | Interior Equipment | 1533301.25 | 0
Existing | CZ14 | cAVVG | Exterior Equipment | 0 | 0
Existing | CZ14 | cAVVG | Fans | 1940990.67 | 0
Existing | CZ14 | cAVVG | Pumps | 51689.81 | 0
Existing | CZ14 | cAVVG | Heat Rejection | 0 | 0
Existing | CZ14 | cAVVG | Humidification | 0 | 0
Existing | CZ14 | cAVVG | Heat Recovery | 0 | 0
Existing | CZ14 | cAVVG | Water Systems | 0 | 228739.3
Existing | CZ14 | cAVVG | Refrigeration | 0 | 0
Existing | CZ14 | cAVVG | Generators | 0 | 0
Existing | CZ14 | cAVVG | Total End Uses | 10038911.9 | 3639862.81
Existing | CZ15 | cAVVG | Heating | 0 | 1428340.06
Existing | CZ15 | cAVVG | Cooling | 5542459.91 | 0
Existing | CZ15 | cAVVG | Interior Lighting | 2902444.9 | 0
Existing | CZ15 | cAVVG | Exterior Lighting | 0 | 0
Existing | CZ15 | cAVVG | Interior Equipment | 1533301.25 | 0
Existing | CZ15 | cAVVG | Exterior Equipment | 0 | 0
Existing | CZ15 | cAVVG | Fans | 2162155.79 | 0
Existing | CZ15 | cAVVG | Pumps | 84132.63 | 0
Existing | CZ15 | cAVVG | Heat Rejection | 0 | 0
Existing | CZ15 | cAVVG | Humidification | 0 | 0
Existing | CZ15 | cAVVG | Heat Recovery | 0 | 0
Existing | CZ15 | cAVVG | Water Systems | 0 | 203181.35
Existing | CZ15 | cAVVG | Refrigeration | 0 | 0
Existing | CZ15 | cAVVG | Generators | 0 | 0
Existing | CZ15 | cAVVG | Total End Uses | 12224494.48 | 1631521.41
Existing | CZ16 | cAVVG | Heating | 0 | 7062364.96
Existing | CZ16 | cAVVG | Cooling | 2045134.81 | 0
Existing | CZ16 | cAVVG | Interior Lighting | 2902444.9 | 0
Existing | CZ16 | cAVVG | Exterior Lighting | 0 | 0
Existing | CZ16 | cAVVG | Interior Equipment | 1533301.25 | 0
Existing | CZ16 | cAVVG | Exterior Equipment | 0 | 0
Existing | CZ16 | cAVVG | Fans | 1834286.34 | 0
Existing | CZ16 | cAVVG | Pumps | 42402.71 | 0
Existing | CZ16 | cAVVG | Heat Rejection | 0 | 0
Existing | CZ16 | cAVVG | Humidification | 0 | 0
Existing | CZ16 | cAVVG | Heat Recovery | 0 | 0
Existing | CZ16 | cAVVG | Water Systems | 0 | 269693.02
Existing | CZ16 | cAVVG | Refrigeration | 0 | 0
Existing | CZ16 | cAVVG | Generators | 0 | 0
Existing | CZ16 | cAVVG | Total End Uses | 8357570.01 | 7332057.98
New Construction | CZ01 | cAVVG | Heating | 0 | 8217454.24
New Construction | CZ01 | cAVVG | Cooling | 85861.54 | 0
New Construction | CZ01 | cAVVG | Interior Lighting | 1951474.32 | 0
New Construction | CZ01 | cAVVG | Exterior Lighting | 0 | 0
New Construction | CZ01 | cAVVG | Interior Equipment | 1533301.25 | 0
New Construction | CZ01 | cAVVG | Exterior Equipment | 0 | 0
New Construction | CZ01 | cAVVG | Fans | 1669708.76 | 0
New Construction | CZ01 | cAVVG | Pumps | 9874.48 | 0
New Construction | CZ01 | cAVVG | Heat Rejection | 0 | 0
New Construction | CZ01 | cAVVG | Humidification | 0 | 0
New Construction | CZ01 | cAVVG | Heat Recovery | 0 | 0
New Construction | CZ01 | cAVVG | Water Systems | 0 | 297854.99
New Construction | CZ01 | cAVVG | Refrigeration | 0 | 0
New Construction | CZ01 | cAVVG | Generators | 0 | 0
New Construction | CZ01 | cAVVG | Total End Uses | 5250220.35 | 8515309.23
New Construction | CZ02 | cAVVG | Heating | 0 | 5306002.38
New Construction | CZ02 | cAVVG | Cooling | 919742.32 | 0
New Construction | CZ02 | cAVVG | Interior Lighting | 1951474.32 | 0
New Construction | CZ02 | cAVVG | Exterior Lighting | 0 | 0
New Construction | CZ02 | cAVVG | Interior Equipment | 1533301.25 | 0
New Construction | CZ02 | cAVVG | Exterior Equipment | 0 | 0
New Construction | CZ02 | cAVVG | Fans | 1669415.39 | 0
New Construction | CZ02 | cAVVG | Pumps | 30359.16 | 0
New Construction | CZ02 | cAVVG | Heat Rejection | 0 | 0
New Construction | CZ02 | cAVVG | Humidification | 0 | 0
New Construction | CZ02 | cAVVG | Heat Recovery | 0 | 0
New Construction | CZ02 | cAVVG | Water Systems | 0 | 273913.17
New Construction | CZ02 | cAVVG | Refrigeration | 0 | 0
New Construction | CZ02 | cAVVG | Generators | 0 | 0
New Construction | CZ02 | cAVVG | Total End Uses | 6104292.45 | 5579915.55
New Construction | CZ03 | cAVVG | Heating | 0 | 4398295.36
New Construction | CZ03 | cAVVG | Cooling | 644272.08 | 0
New Construction | CZ03 | cAVVG | Interior Lighting | 1951474.32 | 0
New Construction | CZ03 | cAVVG | Exterior Lighting | 0 | 0
New Construction | CZ03 | cAVVG | Interior Equipment | 1533301.25 | 0
New Construction | CZ03 | cAVVG | Exterior Equipment | 0 | 0
New Construction | CZ03 | cAVVG | Fans | 1669268.71 | 0
New Construction | CZ03 | cAVVG | Pumps | 29209.22 | 0
New Construction | CZ03 | cAVVG | Heat Rejection | 0 | 0
New Construction | CZ03 | cAVVG | Humidification | 0 | 0
New Construction | CZ03 | cAVVG | Heat Recovery | 0 | 0
New Construction | CZ03 | cAVVG | Water Systems | 0 | 272984.73
New Construction | CZ03 | cAVVG | Refrigeration | 0 | 0
New Construction | CZ03 | cAVVG | Generators | 0 | 0
New Construction | CZ03 | cAVVG | Total End Uses | 5827525.58 | 4671280.09
New Construction | CZ04 | cAVVG | Heating | 0 | 3680912.86
New Construction | CZ04 | cAVVG | Cooling | 1057256.88 | 0
New Construction | CZ04 | cAVVG | Interior Lighting | 1951474.32 | 0
New Construction | CZ04 | cAVVG | Exterior Lighting | 0 | 0
New Construction | CZ04 | cAVVG | Interior Equipment | 1533301.25 | 0
New Construction | CZ04 | cAVVG | Exterior Equipment | 0 | 0
New Construction | CZ04 | cAVVG | Fans | 1669268.71 | 0
New Construction | CZ04 | cAVVG | Pumps | 33286.89 | 0
New Construction | CZ04 | cAVVG | Heat Rejection | 0 | 0
New Construction | CZ04 | cAVVG | Humidification | 0 | 0
New Construction | CZ04 | cAVVG | Heat Recovery | 0 | 0
New Construction | CZ04 | cAVVG | Water Systems | 0 | 263594.85
New Construction | CZ04 | cAVVG | Refrigeration | 0 | 0
New Construction | CZ04 | cAVVG | Generators | 0 | 0
New Construction | CZ04 | cAVVG | Total End Uses | 6244588.05 | 3944507.71
New Construction | CZ05 | cAVVG | Heating | 0 | 4028427.69
New Construction | CZ05 | cAVVG | Cooling | 741122.09 | 0
New Construction | CZ05 | cAVVG | Interior Lighting | 1951474.32 | 0
New Construction | CZ05 | cAVVG | Exterior Lighting | 0 | 0
New Construction | CZ05 | cAVVG | Interior Equipment | 1533301.25 | 0
New Construction | CZ05 | cAVVG | Exterior Equipment | 0 | 0
New Construction | CZ05 | cAVVG | Fans | 1666921.76 | 0
New Construction | CZ05 | cAVVG | Pumps | 38938 | 0
New Construction | CZ05 | cAVVG | Heat Rejection | 0 | 0
New Construction | CZ05 | cAVVG | Humidification | 0 | 0
New Construction | CZ05 | cAVVG | Heat Recovery | 0 | 0
New Construction | CZ05 | cAVVG | Water Systems | 0 | 272838.89
New Construction | CZ05 | cAVVG | Refrigeration | 0 | 0
New Construction | CZ05 | cAVVG | Generators | 0 | 0
New Construction | CZ05 | cAVVG | Total End Uses | 5931757.42 | 4301266.58
New Construction | CZ06 | cAVVG | Heating | 0 | 1677094.6
New Construction | CZ06 | cAVVG | Cooling | 1252154 | 0
New Construction | CZ06 | cAVVG | Interior Lighting | 1951474.32 | 0
New Construction | CZ06 | cAVVG | Exterior Lighting | 0 | 0
New Construction | CZ06 | cAVVG | Interior Equipment | 1533301.25 | 0
New Construction | CZ06 | cAVVG | Exterior Equipment | 0 | 0
New Construction | CZ06 | cAVVG | Fans | 1666335.02 | 0
New Construction | CZ06 | cAVVG | Pumps | 42999.12 | 0
New Construction | CZ06 | cAVVG | Heat Rejection | 0 | 0
New Construction | CZ06 | cAVVG | Humidification | 0 | 0
New Construction | CZ06 | cAVVG | Heat Recovery | 0 | 0
New Construction | CZ06 | cAVVG | Water Systems | 0 | 251545.46
New Construction | CZ06 | cAVVG | Refrigeration | 0 | 0
New Construction | CZ06 | cAVVG | Generators | 0 | 0
New Construction | CZ06 | cAVVG | Total End Uses | 6446263.71 | 1928640.06
New Construction | CZ07 | cAVVG | Heating | 0 | 1642243.17
New Construction | CZ07 | cAVVG | Cooling | 1328410.65 | 0
New Construction | CZ07 | cAVVG | Interior Lighting | 1951474.32 | 0
New Construction | CZ07 | cAVVG | Exterior Lighting | 0 | 0
New Construction | CZ07 | cAVVG | Interior Equipment | 1533301.25 | 0
New Construction | CZ07 | cAVVG | Exterior Equipment | 0 | 0
New Construction | CZ07 | cAVVG | Fans | 1666335.02 | 0
New Construction | CZ07 | cAVVG | Pumps | 45250.16 | 0
New Construction | CZ07 | cAVVG | Heat Rejection | 0 | 0
New Construction | CZ07 | cAVVG | Humidification | 0 | 0
New Construction | CZ07 | cAVVG | Heat Recovery | 0 | 0
New Construction | CZ07 | cAVVG | Water Systems | 0 | 248326.53
New Construction | CZ07 | cAVVG | Refrigeration | 0 | 0
New Construction | CZ07 | cAVVG | Generators | 0 | 0
New Construction | CZ07 | cAVVG | Total End Uses | 6524771.4 | 1890569.7
New Construction | CZ08 | cAVVG | Heating | 0 | 1867351.7
New Construction | CZ08 | cAVVG | Cooling | 1514131.38 | 0
New Construction | CZ08 | cAVVG | Interior Lighting | 1951474.32 | 0
New Construction | CZ08 | cAVVG | Exterior Lighting | 0 | 0
New Construction | CZ08 | cAVVG | Interior Equipment | 1533301.25 | 0
New Construction | CZ08 | cAVVG | Exterior Equipment | 0 | 0
New Construction | CZ08 | cAVVG | Fans | 1666335.02 | 0
New Construction | CZ08 | cAVVG | Pumps | 45462.76 | 0
New Construction | CZ08 | cAVVG | Heat Rejection | 0 | 0
New Construction | CZ08 | cAVVG | Humidification | 0 | 0
New Construction | CZ08 | cAVVG | Heat Recovery | 0 | 0
New Construction | CZ08 | cAVVG | Water Systems | 0 | 247968.59
New Construction | CZ08 | cAVVG | Refrigeration | 0 | 0
New Construction | CZ08 | cAVVG | Generators | 0 | 0
New Construction | CZ08 | cAVVG | Total End Uses | 6710704.72 | 2115320.29
New Construction | CZ09 | cAVVG | Heating | 0 | 1632934.17
New Construction | CZ09 | cAVVG | Cooling | 1673473.03 | 0
New Construction | CZ09 | cAVVG | Interior Lighting | 1951474.32 | 0
New Construction | CZ09 | cAVVG | Exterior Lighting | 0 | 0
New Construction | CZ09 | cAVVG | Interior Equipment | 1533301.25 | 0
New Construction | CZ09 | cAVVG | Exterior Equipment | 0 | 0
New Construction | CZ09 | cAVVG | Fans | 1666335.02 | 0
New Construction | CZ09 | cAVVG | Pumps | 45470.39 | 0
New Construction | CZ09 | cAVVG | Heat Rejection | 0 | 0
New Construction | CZ09 | cAVVG | Humidification | 0 | 0
New Construction | CZ09 | cAVVG | Heat Recovery | 0 | 0
New Construction | CZ09 | cAVVG | Water Systems | 0 | 244600.41
New Construction | CZ09 | cAVVG | Refrigeration | 0 | 0
New Construction | CZ09 | cAVVG | Generators | 0 | 0
New Construction | CZ09 | cAVVG | Total End Uses | 6870054.01 | 1877534.58
New Construction | CZ10 | cAVVG | Heating | 0 | 2480646.21
New Construction | CZ10 | cAVVG | Cooling | 2070857.3 | 0
New Construction | CZ10 | cAVVG | Interior Lighting | 1951474.32 | 0
New Construction | CZ10 | cAVVG | Exterior Lighting | 0 | 0
New Construction | CZ10 | cAVVG | Interior Equipment | 1533301.25 | 0
New Construction | CZ10 | cAVVG | Exterior Equipment | 0 | 0
New Construction | CZ10 | cAVVG | Fans | 1668681.97 | 0
New Construction | CZ10 | cAVVG | Pumps | 47120.96 | 0
New Construction | CZ10 | cAVVG | Heat Rejection | 0 | 0
New Construction | CZ10 | cAVVG | Humidification | 0 | 0
New Construction | CZ10 | cAVVG | Heat Recovery | 0 | 0
New Construction | CZ10 | cAVVG | Water Systems | 0 | 242596.2
New Construction | CZ10 | cAVVG | Refrigeration | 0 | 0
New Construction | CZ10 | cAVVG | Generators | 0 | 0
New Construction | CZ10 | cAVVG | Total End Uses | 7271435.81 | 2723242.4
New Construction | CZ11 | cAVVG | Heating | 0 | 4870470.37
New Construction | CZ11 | cAVVG | Cooling | 2140994.18 | 0
New Construction | CZ11 | cAVVG | Interior Lighting | 1951474.32 | 0
New Construction | CZ11 | cAVVG | Exterior Lighting | 0 | 0
New Construction | CZ11 | cAVVG | Interior Equipment | 1533301.25 | 0
New Construction | CZ11 | cAVVG | Exterior Equipment | 0 | 0
New Construction | CZ11 | cAVVG | Fans | 1669855.45 | 0
New Construction | CZ11 | cAVVG | Pumps | 41086.63 | 0
New Construction | CZ11 | cAVVG | Heat Rejection | 0 | 0
New Construction | CZ11 | cAVVG | Humidification | 0 | 0
New Construction | CZ11 | cAVVG | Heat Recovery | 0 | 0
New Construction | CZ11 | cAVVG | Water Systems | 0 | 247900.89
New Construction | CZ11 | cAVVG | Refrigeration | 0 | 0
New Construction | CZ11 | cAVVG | Generators | 0 | 0
New Construction | CZ11 | cAVVG | Total End Uses | 7336711.83 | 5118371.26
New Construction | CZ12 | cAVVG | Heating | 0 | 4572045.64
New Construction | CZ12 | cAVVG | Cooling | 1775599.54 | 0
New Construction | CZ12 | cAVVG | Interior Lighting | 1951474.32 | 0
New Construction | CZ12 | cAVVG | Exterior Lighting | 0 | 0
New Construction | CZ12 | cAVVG | Interior Equipment | 1533301.25 | 0
New Construction | CZ12 | cAVVG | Exterior Equipment | 0 | 0
New Construction | CZ12 | cAVVG | Fans | 1669562.08 | 0
New Construction | CZ12 | cAVVG | Pumps | 42293.62 | 0
New Construction | CZ12 | cAVVG | Heat Rejection | 0 | 0
New Construction | CZ12 | cAVVG | Humidification | 0 | 0
New Construction | CZ12 | cAVVG | Heat Recovery | 0 | 0
New Construction | CZ12 | cAVVG | Water Systems | 0 | 254930.85
New Construction | CZ12 | cAVVG | Refrigeration | 0 | 0
New Construction | CZ12 | cAVVG | Generators | 0 | 0
New Construction | CZ12 | cAVVG | Total End Uses | 6972230.81 | 4826976.49
New Construction | CZ13 | cAVVG | Heating | 0 | 3799456.16
New Construction | CZ13 | cAVVG | Cooling | 2378710.47 | 0
New Construction | CZ13 | cAVVG | Interior Lighting | 1951474.32 | 0
New Construction | CZ13 | cAVVG | Exterior Lighting | 0 | 0
New Construction | CZ13 | cAVVG | Interior Equipment | 1533301.25 | 0
New Construction | CZ13 | cAVVG | Exterior Equipment | 0 | 0
New Construction | CZ13 | cAVVG | Fans | 1669268.71 | 0
New Construction | CZ13 | cAVVG | Pumps | 50957.15 | 0
New Construction | CZ13 | cAVVG | Heat Rejection | 0 | 0
New Construction | CZ13 | cAVVG | Humidification | 0 | 0
New Construction | CZ13 | cAVVG | Heat Recovery | 0 | 0
New Construction | CZ13 | cAVVG | Water Systems | 0 | 240667.25
New Construction | CZ13 | cAVVG | Refrigeration | 0 | 0
New Construction | CZ13 | cAVVG | Generators | 0 | 0
New Construction | CZ13 | cAVVG | Total End Uses | 7583711.9 | 4040123.41
New Construction | CZ14 | cAVVG | Heating | 0 | 3078013.83
New Construction | CZ14 | cAVVG | Cooling | 2868661.4 | 0
New Construction | CZ14 | cAVVG | Interior Lighting | 1951474.32 | 0
New Construction | CZ14 | cAVVG | Exterior Lighting | 0 | 0
New Construction | CZ14 | cAVVG | Interior Equipment | 1533301.25 | 0
New Construction | CZ14 | cAVVG | Exterior Equipment | 0 | 0
New Construction | CZ14 | cAVVG | Fans | 1670148.82 | 0
New Construction | CZ14 | cAVVG | Pumps | 41857.81 | 0
New Construction | CZ14 | cAVVG | Heat Rejection | 0 | 0
New Construction | CZ14 | cAVVG | Humidification | 0 | 0
New Construction | CZ14 | cAVVG | Heat Recovery | 0 | 0
New Construction | CZ14 | cAVVG | Water Systems | 0 | 228662.08
New Construction | CZ14 | cAVVG | Refrigeration | 0 | 0
New Construction | CZ14 | cAVVG | Generators | 0 | 0
New Construction | CZ14 | cAVVG | Total End Uses | 8065443.6 | 3306675.92
New Construction | CZ15 | cAVVG | Heating | 0 | 1293264.31
New Construction | CZ15 | cAVVG | Cooling | 4345022.64 | 0
New Construction | CZ15 | cAVVG | Interior Lighting | 1951474.32 | 0
New Construction | CZ15 | cAVVG | Exterior Lighting | 0 | 0
New Construction | CZ15 | cAVVG | Interior Equipment | 1533301.25 | 0
New Construction | CZ15 | cAVVG | Exterior Equipment | 0 | 0
New Construction | CZ15 | cAVVG | Fans | 1662850.6 | 0
New Construction | CZ15 | cAVVG | Pumps | 66717.68 | 0
New Construction | CZ15 | cAVVG | Heat Rejection | 0 | 0
New Construction | CZ15 | cAVVG | Humidification | 0 | 0
New Construction | CZ15 | cAVVG | Heat Recovery | 0 | 0
New Construction | CZ15 | cAVVG | Water Systems | 0 | 202986.73
New Construction | CZ15 | cAVVG | Refrigeration | 0 | 0
New Construction | CZ15 | cAVVG | Generators | 0 | 0
New Construction | CZ15 | cAVVG | Total End Uses | 9559366.5 | 1496251.04
New Construction | CZ16 | cAVVG | Heating | 0 | 6089722.59
New Construction | CZ16 | cAVVG | Cooling | 1717281.8 | 0
New Construction | CZ16 | cAVVG | Interior Lighting | 1951474.32 | 0
New Construction | CZ16 | cAVVG | Exterior Lighting | 0 | 0
New Construction | CZ16 | cAVVG | Interior Equipment | 1533301.25 | 0
New Construction | CZ16 | cAVVG | Exterior Equipment | 0 | 0
New Construction | CZ16 | cAVVG | Fans | 1670735.55 | 0
New Construction | CZ16 | cAVVG | Pumps | 38453.2 | 0
New Construction | CZ16 | cAVVG | Heat Rejection | 0 | 0
New Construction | CZ16 | cAVVG | Humidification | 0 | 0
New Construction | CZ16 | cAVVG | Heat Recovery | 0 | 0
New Construction | CZ16 | cAVVG | Water Systems | 0 | 269450.74
New Construction | CZ16 | cAVVG | Refrigeration | 0 | 0
New Construction | CZ16 | cAVVG | Generators | 0 | 0
New Construction | CZ16 | cAVVG | Total End Uses | 6911246.12 | 6359173.34
Existing | CZ01 | cDXGF | Heating | 0 | 7832666.98
Existing | CZ01 | cDXGF | Cooling | 4906.69 | 0
Existing | CZ01 | cDXGF | Interior Lighting | 2902444.9 | 0
Existing | CZ01 | cDXGF | Exterior Lighting | 0 | 0
Existing | CZ01 | cDXGF | Interior Equipment | 1533301.25 | 0
Existing | CZ01 | cDXGF | Exterior Equipment | 0 | 0
Existing | CZ01 | cDXGF | Fans | 1507847.81 | 0
Existing | CZ01 | cDXGF | Pumps | 0 | 0
Existing | CZ01 | cDXGF | Heat Rejection | 0 | 0
Existing | CZ01 | cDXGF | Humidification | 0 | 0
Existing | CZ01 | cDXGF | Heat Recovery | 0 | 0
Existing | CZ01 | cDXGF | Water Systems | 0 | 298335.27
Existing | CZ01 | cDXGF | Refrigeration | 0 | 0
Existing | CZ01 | cDXGF | Generators | 0 | 0
Existing | CZ01 | cDXGF | Total End Uses | 5948500.65 | 8131002.25
Existing | CZ02 | cDXGF | Heating | 0 | 4487935.07
Existing | CZ02 | cDXGF | Cooling | 534284.56 | 0
Existing | CZ02 | cDXGF | Interior Lighting | 2902444.9 | 0
Existing | CZ02 | cDXGF | Exterior Lighting | 0 | 0
Existing | CZ02 | cDXGF | Interior Equipment | 1533301.25 | 0
Existing | CZ02 | cDXGF | Exterior Equipment | 0 | 0
Existing | CZ02 | cDXGF | Fans | 1649897.49 | 0
Existing | CZ02 | cDXGF | Pumps | 0 | 0
Existing | CZ02 | cDXGF | Heat Rejection | 0 | 0
Existing | CZ02 | cDXGF | Humidification | 0 | 0
Existing | CZ02 | cDXGF | Heat Recovery | 0 | 0
Existing | CZ02 | cDXGF | Water Systems | 0 | 274234.85
Existing | CZ02 | cDXGF | Refrigeration | 0 | 0
Existing | CZ02 | cDXGF | Generators | 0 | 0
Existing | CZ02 | cDXGF | Total End Uses | 6619928.19 | 4762169.92
Existing | CZ03 | cDXGF | Heating | 0 | 3510125.83
Existing | CZ03 | cDXGF | Cooling | 244771.46 | 0
Existing | CZ03 | cDXGF | Interior Lighting | 2902444.9 | 0
Existing | CZ03 | cDXGF | Exterior Lighting | 0 | 0
Existing | CZ03 | cDXGF | Interior Equipment | 1533301.25 | 0
Existing | CZ03 | cDXGF | Exterior Equipment | 0 | 0
Existing | CZ03 | cDXGF | Fans | 1358778.73 | 0
Existing | CZ03 | cDXGF | Pumps | 0 | 0
Existing | CZ03 | cDXGF | Heat Rejection | 0 | 0
Existing | CZ03 | cDXGF | Humidification | 0 | 0
Existing | CZ03 | cDXGF | Heat Recovery | 0 | 0
Existing | CZ03 | cDXGF | Water Systems | 0 | 273171.35
Existing | CZ03 | cDXGF | Refrigeration | 0 | 0
Existing | CZ03 | cDXGF | Generators | 0 | 0
Existing | CZ03 | cDXGF | Total End Uses | 6039296.34 | 3783297.18
Existing | CZ04 | cDXGF | Heating | 0 | 3034306.22
Existing | CZ04 | cDXGF | Cooling | 775370.17 | 0
Existing | CZ04 | cDXGF | Interior Lighting | 2902444.9 | 0
Existing | CZ04 | cDXGF | Exterior Lighting | 0 | 0
Existing | CZ04 | cDXGF | Interior Equipment | 1533301.25 | 0
Existing | CZ04 | cDXGF | Exterior Equipment | 0 | 0
Existing | CZ04 | cDXGF | Fans | 1432589.7 | 0
Existing | CZ04 | cDXGF | Pumps | 0 | 0
Existing | CZ04 | cDXGF | Heat Rejection | 0 | 0
Existing | CZ04 | cDXGF | Humidification | 0 | 0
Existing | CZ04 | cDXGF | Heat Recovery | 0 | 0
Existing | CZ04 | cDXGF | Water Systems | 0 | 263810.99
Existing | CZ04 | cDXGF | Refrigeration | 0 | 0
Existing | CZ04 | cDXGF | Generators | 0 | 0
Existing | CZ04 | cDXGF | Total End Uses | 6643706.03 | 3298117.21
Existing | CZ05 | cDXGF | Heating | 0 | 2976370.03
Existing | CZ05 | cDXGF | Cooling | 294491.44 | 0
Existing | CZ05 | cDXGF | Interior Lighting | 2902444.9 | 0
Existing | CZ05 | cDXGF | Exterior Lighting | 0 | 0
Existing | CZ05 | cDXGF | Interior Equipment | 1533301.25 | 0
Existing | CZ05 | cDXGF | Exterior Equipment | 0 | 0
Existing | CZ05 | cDXGF | Fans | 1515155.91 | 0
Existing | CZ05 | cDXGF | Pumps | 0 | 0
Existing | CZ05 | cDXGF | Heat Rejection | 0 | 0
Existing | CZ05 | cDXGF | Humidification | 0 | 0
Existing | CZ05 | cDXGF | Heat Recovery | 0 | 0
Existing | CZ05 | cDXGF | Water Systems | 0 | 273179.14
Existing | CZ05 | cDXGF | Refrigeration | 0 | 0
Existing | CZ05 | cDXGF | Generators | 0 | 0
Existing | CZ05 | cDXGF | Total End Uses | 6245393.5 | 3249549.18
Existing | CZ06 | cDXGF | Heating | 0 | 1081694.18
Existing | CZ06 | cDXGF | Cooling | 846112.38 | 0
Existing | CZ06 | cDXGF | Interior Lighting | 2902444.9 | 0
Existing | CZ06 | cDXGF | Exterior Lighting | 0 | 0
Existing | CZ06 | cDXGF | Interior Equipment | 1533301.25 | 0
Existing | CZ06 | cDXGF | Exterior Equipment | 0 | 0
Existing | CZ06 | cDXGF | Fans | 1246447.42 | 0
Existing | CZ06 | cDXGF | Pumps | 0 | 0
Existing | CZ06 | cDXGF | Heat Rejection | 0 | 0
Existing | CZ06 | cDXGF | Humidification | 0 | 0
Existing | CZ06 | cDXGF | Heat Recovery | 0 | 0
Existing | CZ06 | cDXGF | Water Systems | 0 | 251722.32
Existing | CZ06 | cDXGF | Refrigeration | 0 | 0
Existing | CZ06 | cDXGF | Generators | 0 | 0
Existing | CZ06 | cDXGF | Total End Uses | 6528305.95 | 1333416.5
Existing | CZ07 | cDXGF | Heating | 0 | 1022715.94
Existing | CZ07 | cDXGF | Cooling | 949983.58 | 0
Existing | CZ07 | cDXGF | Interior Lighting | 2902444.9 | 0
Existing | CZ07 | cDXGF | Exterior Lighting | 0 | 0
Existing | CZ07 | cDXGF | Interior Equipment | 1533301.25 | 0
Existing | CZ07 | cDXGF | Exterior Equipment | 0 | 0
Existing | CZ07 | cDXGF | Fans | 1228148.44 | 0
Existing | CZ07 | cDXGF | Pumps | 0 | 0
Existing | CZ07 | cDXGF | Heat Rejection | 0 | 0
Existing | CZ07 | cDXGF | Humidification | 0 | 0
Existing | CZ07 | cDXGF | Heat Recovery | 0 | 0
Existing | CZ07 | cDXGF | Water Systems | 0 | 248514.39
Existing | CZ07 | cDXGF | Refrigeration | 0 | 0
Existing | CZ07 | cDXGF | Generators | 0 | 0
Existing | CZ07 | cDXGF | Total End Uses | 6613878.17 | 1271230.33
Existing | CZ08 | cDXGF | Heating | 0 | 1280188.12
Existing | CZ08 | cDXGF | Cooling | 1212911.6 | 0
Existing | CZ08 | cDXGF | Interior Lighting | 2902444.9 | 0
Existing | CZ08 | cDXGF | Exterior Lighting | 0 | 0
Existing | CZ08 | cDXGF | Interior Equipment | 1533301.25 | 0
Existing | CZ08 | cDXGF | Exterior Equipment | 0 | 0
Existing | CZ08 | cDXGF | Fans | 1429106.57 | 0
Existing | CZ08 | cDXGF | Pumps | 0 | 0
Existing | CZ08 | cDXGF | Heat Rejection | 0 | 0
Existing | CZ08 | cDXGF | Humidification | 0 | 0
Existing | CZ08 | cDXGF | Heat Recovery | 0 | 0
Existing | CZ08 | cDXGF | Water Systems | 0 | 248176.29
Existing | CZ08 | cDXGF | Refrigeration | 0 | 0
Existing | CZ08 | cDXGF | Generators | 0 | 0
Existing | CZ08 | cDXGF | Total End Uses | 7077764.31 | 1528364.41
Existing | CZ09 | cDXGF | Heating | 0 | 1045419.48
Existing | CZ09 | cDXGF | Cooling | 1519736.25 | 0
Existing | CZ09 | cDXGF | Interior Lighting | 2902444.9 | 0
Existing | CZ09 | cDXGF | Exterior Lighting | 0 | 0
Existing | CZ09 | cDXGF | Interior Equipment | 1533301.25 | 0
Existing | CZ09 | cDXGF | Exterior Equipment | 0 | 0
Existing | CZ09 | cDXGF | Fans | 1851340.68 | 0
Existing | CZ09 | cDXGF | Pumps | 0 | 0
Existing | CZ09 | cDXGF | Heat Rejection | 0 | 0
Existing | CZ09 | cDXGF | Humidification | 0 | 0
Existing | CZ09 | cDXGF | Heat Recovery | 0 | 0
Existing | CZ09 | cDXGF | Water Systems | 0 | 244730.9
Existing | CZ09 | cDXGF | Refrigeration | 0 | 0
Existing | CZ09 | cDXGF | Generators | 0 | 0
Existing | CZ09 | cDXGF | Total End Uses | 7806823.09 | 1290150.38
Existing | CZ10 | cDXGF | Heating | 0 | 1865761.72
Existing | CZ10 | cDXGF | Cooling | 1768314.91 | 0
Existing | CZ10 | cDXGF | Interior Lighting | 2902444.9 | 0
Existing | CZ10 | cDXGF | Exterior Lighting | 0 | 0
Existing | CZ10 | cDXGF | Interior Equipment | 1533301.25 | 0
Existing | CZ10 | cDXGF | Exterior Equipment | 0 | 0
Existing | CZ10 | cDXGF | Fans | 1512415.5 | 0
Existing | CZ10 | cDXGF | Pumps | 0 | 0
Existing | CZ10 | cDXGF | Heat Rejection | 0 | 0
Existing | CZ10 | cDXGF | Humidification | 0 | 0
Existing | CZ10 | cDXGF | Heat Recovery | 0 | 0
Existing | CZ10 | cDXGF | Water Systems | 0 | 242757.91
Existing | CZ10 | cDXGF | Refrigeration | 0 | 0
Existing | CZ10 | cDXGF | Generators | 0 | 0
Existing | CZ10 | cDXGF | Total End Uses | 7716476.55 | 2108519.63
Existing | CZ11 | cDXGF | Heating | 0 | 4313968.14
Existing | CZ11 | cDXGF | Cooling | 1975124.85 | 0
Existing | CZ11 | cDXGF | Interior Lighting | 2902444.9 | 0
Existing | CZ11 | cDXGF | Exterior Lighting | 0 | 0
Existing | CZ11 | cDXGF | Interior Equipment | 1533301.25 | 0
Existing | CZ11 | cDXGF | Exterior Equipment | 0 | 0
Existing | CZ11 | cDXGF | Fans | 1874513.71 | 0
Existing | CZ11 | cDXGF | Pumps | 0 | 0
Existing | CZ11 | cDXGF | Heat Rejection | 0 | 0
Existing | CZ11 | cDXGF | Humidification | 0 | 0
Existing | CZ11 | cDXGF | Heat Recovery | 0 | 0
Existing | CZ11 | cDXGF | Water Systems | 0 | 248112.7
Existing | CZ11 | cDXGF | Refrigeration | 0 | 0
Existing | CZ11 | cDXGF | Generators | 0 | 0
Existing | CZ11 | cDXGF | Total End Uses | 8285384.7 | 4562080.84
Existing | CZ12 | cDXGF | Heating | 0 | 4066700.04
Existing | CZ12 | cDXGF | Cooling | 1517505.29 | 0
Existing | CZ12 | cDXGF | Interior Lighting | 2902444.9 | 0
Existing | CZ12 | cDXGF | Exterior Lighting | 0 | 0
Existing | CZ12 | cDXGF | Interior Equipment | 1533301.25 | 0
Existing | CZ12 | cDXGF | Exterior Equipment | 0 | 0
Existing | CZ12 | cDXGF | Fans | 1602750.04 | 0
Existing | CZ12 | cDXGF | Pumps | 0 | 0
Existing | CZ12 | cDXGF | Heat Rejection | 0 | 0
Existing | CZ12 | cDXGF | Humidification | 0 | 0
Existing | CZ12 | cDXGF | Heat Recovery | 0 | 0
Existing | CZ12 | cDXGF | Water Systems | 0 | 255120.46
Existing | CZ12 | cDXGF | Refrigeration | 0 | 0
Existing | CZ12 | cDXGF | Generators | 0 | 0
Existing | CZ12 | cDXGF | Total End Uses | 7556001.48 | 4321820.5
Existing | CZ13 | cDXGF | Heating | 0 | 3384587.62
Existing | CZ13 | cDXGF | Cooling | 2270753.37 | 0
Existing | CZ13 | cDXGF | Interior Lighting | 2902444.9 | 0
Existing | CZ13 | cDXGF | Exterior Lighting | 0 | 0
Existing | CZ13 | cDXGF | Interior Equipment | 1533301.25 | 0
Existing | CZ13 | cDXGF | Exterior Equipment | 0 | 0
Existing | CZ13 | cDXGF | Fans | 1797552.05 | 0
Existing | CZ13 | cDXGF | Pumps | 0 | 0
Existing | CZ13 | cDXGF | Heat Rejection | 0 | 0
Existing | CZ13 | cDXGF | Humidification | 0 | 0
Existing | CZ13 | cDXGF | Heat Recovery | 0 | 0
Existing | CZ13 | cDXGF | Water Systems | 0 | 240933.15
Existing | CZ13 | cDXGF | Refrigeration | 0 | 0
Existing | CZ13 | cDXGF | Generators | 0 | 0
Existing | CZ13 | cDXGF | Total End Uses | 8504051.57 | 3625520.78
Existing | CZ14 | cDXGF | Heating | 0 | 2442132.84
Existing | CZ14 | cDXGF | Cooling | 2802368.29 | 0
Existing | CZ14 | cDXGF | Interior Lighting | 2902444.9 | 0
Existing | CZ14 | cDXGF | Exterior Lighting | 0 | 0
Existing | CZ14 | cDXGF | Interior Equipment | 1533301.25 | 0
Existing | CZ14 | cDXGF | Exterior Equipment | 0 | 0
Existing | CZ14 | cDXGF | Fans | 1992008.2 | 0
Existing | CZ14 | cDXGF | Pumps | 0 | 0
Existing | CZ14 | cDXGF | Heat Rejection | 0 | 0
Existing | CZ14 | cDXGF | Humidification | 0 | 0
Existing | CZ14 | cDXGF | Heat Recovery | 0 | 0
Existing | CZ14 | cDXGF | Water Systems | 0 | 228731.94
Existing | CZ14 | cDXGF | Refrigeration | 0 | 0
Existing | CZ14 | cDXGF | Generators | 0 | 0
Existing | CZ14 | cDXGF | Total End Uses | 9230122.64 | 2670864.78
Existing | CZ15 | cDXGF | Heating | 0 | 651521.79
Existing | CZ15 | cDXGF | Cooling | 4016689.19 | 0
Existing | CZ15 | cDXGF | Interior Lighting | 2902444.9 | 0
Existing | CZ15 | cDXGF | Exterior Lighting | 0 | 0
Existing | CZ15 | cDXGF | Interior Equipment | 1533301.25 | 0
Existing | CZ15 | cDXGF | Exterior Equipment | 0 | 0
Existing | CZ15 | cDXGF | Fans | 2132011.8 | 0
Existing | CZ15 | cDXGF | Pumps | 0 | 0
Existing | CZ15 | cDXGF | Heat Rejection | 0 | 0
Existing | CZ15 | cDXGF | Humidification | 0 | 0
Existing | CZ15 | cDXGF | Heat Recovery | 0 | 0
Existing | CZ15 | cDXGF | Water Systems | 0 | 203172.42
Existing | CZ15 | cDXGF | Refrigeration | 0 | 0
Existing | CZ15 | cDXGF | Generators | 0 | 0
Existing | CZ15 | cDXGF | Total End Uses | 10584447.14 | 854694.21
Existing | CZ16 | cDXGF | Heating | 0 | 5505610.22
Existing | CZ16 | cDXGF | Cooling | 1789833.88 | 0
Existing | CZ16 | cDXGF | Interior Lighting | 2902444.9 | 0
Existing | CZ16 | cDXGF | Exterior Lighting | 0 | 0
Existing | CZ16 | cDXGF | Interior Equipment | 1533301.25 | 0
Existing | CZ16 | cDXGF | Exterior Equipment | 0 | 0
Existing | CZ16 | cDXGF | Fans | 2307312.35 | 0
Existing | CZ16 | cDXGF | Pumps | 0 | 0
Existing | CZ16 | cDXGF | Heat Rejection | 0 | 0
Existing | CZ16 | cDXGF | Humidification | 0 | 0
Existing | CZ16 | cDXGF | Heat Recovery | 0 | 0
Existing | CZ16 | cDXGF | Water Systems | 0 | 269695.62
Existing | CZ16 | cDXGF | Refrigeration | 0 | 0
Existing | CZ16 | cDXGF | Generators | 0 | 0
Existing | CZ16 | cDXGF | Total End Uses | 8532892.38 | 5775305.84
New Construction | CZ01 | cDXGF | Heating | 0 | 7097345.25
New Construction | CZ01 | cDXGF | Cooling | 1857.83 | 0
New Construction | CZ01 | cDXGF | Interior Lighting | 1951474.32 | 0
New Construction | CZ01 | cDXGF | Exterior Lighting | 0 | 0
New Construction | CZ01 | cDXGF | Interior Equipment | 1533301.25 | 0
New Construction | CZ01 | cDXGF | Exterior Equipment | 0 | 0
New Construction | CZ01 | cDXGF | Fans | 1208017.67 | 0
New Construction | CZ01 | cDXGF | Pumps | 0 | 0
New Construction | CZ01 | cDXGF | Heat Rejection | 0 | 0
New Construction | CZ01 | cDXGF | Humidification | 0 | 0
New Construction | CZ01 | cDXGF | Heat Recovery | 0 | 0
New Construction | CZ01 | cDXGF | Water Systems | 0 | 297905.42
New Construction | CZ01 | cDXGF | Refrigeration | 0 | 0
New Construction | CZ01 | cDXGF | Generators | 0 | 0
New Construction | CZ01 | cDXGF | Total End Uses | 4694651.07 | 7395250.67
New Construction | CZ02 | cDXGF | Heating | 0 | 3883138.02
New Construction | CZ02 | cDXGF | Cooling | 346481.11 | 0
New Construction | CZ02 | cDXGF | Interior Lighting | 1951474.32 | 0
New Construction | CZ02 | cDXGF | Exterior Lighting | 0 | 0
New Construction | CZ02 | cDXGF | Interior Equipment | 1533301.25 | 0
New Construction | CZ02 | cDXGF | Exterior Equipment | 0 | 0
New Construction | CZ02 | cDXGF | Fans | 1207752.41 | 0
New Construction | CZ02 | cDXGF | Pumps | 0 | 0
New Construction | CZ02 | cDXGF | Heat Rejection | 0 | 0
New Construction | CZ02 | cDXGF | Humidification | 0 | 0
New Construction | CZ02 | cDXGF | Heat Recovery | 0 | 0
New Construction | CZ02 | cDXGF | Water Systems | 0 | 273954.23
New Construction | CZ02 | cDXGF | Refrigeration | 0 | 0
New Construction | CZ02 | cDXGF | Generators | 0 | 0
New Construction | CZ02 | cDXGF | Total End Uses | 5039009.09 | 4157092.25
New Construction | CZ03 | cDXGF | Heating | 0 | 3103039.97
New Construction | CZ03 | cDXGF | Cooling | 130520.63 | 0
New Construction | CZ03 | cDXGF | Interior Lighting | 1951474.32 | 0
New Construction | CZ03 | cDXGF | Exterior Lighting | 0 | 0
New Construction | CZ03 | cDXGF | Interior Equipment | 1533301.25 | 0
New Construction | CZ03 | cDXGF | Exterior Equipment | 0 | 0
New Construction | CZ03 | cDXGF | Fans | 1207434.11 | 0
New Construction | CZ03 | cDXGF | Pumps | 0 | 0
New Construction | CZ03 | cDXGF | Heat Rejection | 0 | 0
New Construction | CZ03 | cDXGF | Humidification | 0 | 0
New Construction | CZ03 | cDXGF | Heat Recovery | 0 | 0
New Construction | CZ03 | cDXGF | Water Systems | 0 | 272948.02
New Construction | CZ03 | cDXGF | Refrigeration | 0 | 0
New Construction | CZ03 | cDXGF | Generators | 0 | 0
New Construction | CZ03 | cDXGF | Total End Uses | 4822730.32 | 3375987.99
New Construction | CZ04 | cDXGF | Heating | 0 | 2605376.19
New Construction | CZ04 | cDXGF | Cooling | 520413.77 | 0
New Construction | CZ04 | cDXGF | Interior Lighting | 1951474.32 | 0
New Construction | CZ04 | cDXGF | Exterior Lighting | 0 | 0
New Construction | CZ04 | cDXGF | Interior Equipment | 1533301.25 | 0
New Construction | CZ04 | cDXGF | Exterior Equipment | 0 | 0
New Construction | CZ04 | cDXGF | Fans | 1207434.11 | 0
New Construction | CZ04 | cDXGF | Pumps | 0 | 0
New Construction | CZ04 | cDXGF | Heat Rejection | 0 | 0
New Construction | CZ04 | cDXGF | Humidification | 0 | 0
New Construction | CZ04 | cDXGF | Heat Recovery | 0 | 0
New Construction | CZ04 | cDXGF | Water Systems | 0 | 263602.76
New Construction | CZ04 | cDXGF | Refrigeration | 0 | 0
New Construction | CZ04 | cDXGF | Generators | 0 | 0
New Construction | CZ04 | cDXGF | Total End Uses | 5212623.46 | 2868978.95
New Construction | CZ05 | cDXGF | Heating | 0 | 2575203.67
New Construction | CZ05 | cDXGF | Cooling | 157964.63 | 0
New Construction | CZ05 | cDXGF | Interior Lighting | 1951474.32 | 0
New Construction | CZ05 | cDXGF | Exterior Lighting | 0 | 0
New Construction | CZ05 | cDXGF | Interior Equipment | 1533301.25 | 0
New Construction | CZ05 | cDXGF | Exterior Equipment | 0 | 0
New Construction | CZ05 | cDXGF | Fans | 1205524.28 | 0
New Construction | CZ05 | cDXGF | Pumps | 0 | 0
New Construction | CZ05 | cDXGF | Heat Rejection | 0 | 0
New Construction | CZ05 | cDXGF | Humidification | 0 | 0
New Construction | CZ05 | cDXGF | Heat Recovery | 0 | 0
New Construction | CZ05 | cDXGF | Water Systems | 0 | 272854.64
New Construction | CZ05 | cDXGF | Refrigeration | 0 | 0
New Construction | CZ05 | cDXGF | Generators | 0 | 0
New Construction | CZ05 | cDXGF | Total End Uses | 4848264.49 | 2848058.31
New Construction | CZ06 | cDXGF | Heating | 0 | 863610.35
New Construction | CZ06 | cDXGF | Cooling | 499631.22 | 0
New Construction | CZ06 | cDXGF | Interior Lighting | 1951474.32 | 0
New Construction | CZ06 | cDXGF | Exterior Lighting | 0 | 0
New Construction | CZ06 | cDXGF | Interior Equipment | 1533301.25 | 0
New Construction | CZ06 | cDXGF | Exterior Equipment | 0 | 0
New Construction | CZ06 | cDXGF | Fans | 1205312.08 | 0
New Construction | CZ06 | cDXGF | Pumps | 0 | 0
New Construction | CZ06 | cDXGF | Heat Rejection | 0 | 0
New Construction | CZ06 | cDXGF | Humidification | 0 | 0
New Construction | CZ06 | cDXGF | Heat Recovery | 0 | 0
New Construction | CZ06 | cDXGF | Water Systems | 0 | 251556.7
New Construction | CZ06 | cDXGF | Refrigeration | 0 | 0
New Construction | CZ06 | cDXGF | Generators | 0 | 0
New Construction | CZ06 | cDXGF | Total End Uses | 5189718.87 | 1115167.05
New Construction | CZ07 | cDXGF | Heating | 0 | 813906.18
New Construction | CZ07 | cDXGF | Cooling | 598099.78 | 0
New Construction | CZ07 | cDXGF | Interior Lighting | 1951474.32 | 0
New Construction | CZ07 | cDXGF | Exterior Lighting | 0 | 0
New Construction | CZ07 | cDXGF | Interior Equipment | 1533301.25 | 0
New Construction | CZ07 | cDXGF | Exterior Equipment | 0 | 0
New Construction | CZ07 | cDXGF | Fans | 1205312.08 | 0
New Construction | CZ07 | cDXGF | Pumps | 0 | 0
New Construction | CZ07 | cDXGF | Heat Rejection | 0 | 0
New Construction | CZ07 | cDXGF | Humidification | 0 | 0
New Construction | CZ07 | cDXGF | Heat Recovery | 0 | 0
New Construction | CZ07 | cDXGF | Water Systems | 0 | 248398.62
New Construction | CZ07 | cDXGF | Refrigeration | 0 | 0
New Construction | CZ07 | cDXGF | Generators | 0 | 0
New Construction | CZ07 | cDXGF | Total End Uses | 5288187.43 | 1062304.79
New Construction | CZ08 | cDXGF | Heating | 0 | 1022111.9
New Construction | CZ08 | cDXGF | Cooling | 810083.15 | 0
New Construction | CZ08 | cDXGF | Interior Lighting | 1951474.32 | 0
New Construction | CZ08 | cDXGF | Exterior Lighting | 0 | 0
New Construction | CZ08 | cDXGF | Interior Equipment | 1533301.25 | 0
New Construction | CZ08 | cDXGF | Exterior Equipment | 0 | 0
New Construction | CZ08 | cDXGF | Fans | 1205312.08 | 0
New Construction | CZ08 | cDXGF | Pumps | 0 | 0
New Construction | CZ08 | cDXGF | Heat Rejection | 0 | 0
New Construction | CZ08 | cDXGF | Humidification | 0 | 0
New Construction | CZ08 | cDXGF | Heat Recovery | 0 | 0
New Construction | CZ08 | cDXGF | Water Systems | 0 | 248034.18
New Construction | CZ08 | cDXGF | Refrigeration | 0 | 0
New Construction | CZ08 | cDXGF | Generators | 0 | 0
New Construction | CZ08 | cDXGF | Total End Uses | 5500170.81 | 1270146.08
New Construction | CZ09 | cDXGF | Heating | 0 | 891275.25
New Construction | CZ09 | cDXGF | Cooling | 1060759.24 | 0
New Construction | CZ09 | cDXGF | Interior Lighting | 1951474.32 | 0
New Construction | CZ09 | cDXGF | Exterior Lighting | 0 | 0
New Construction | CZ09 | cDXGF | Interior Equipment | 1533301.25 | 0
New Construction | CZ09 | cDXGF | Exterior Equipment | 0 | 0
New Construction | CZ09 | cDXGF | Fans | 1205312.08 | 0
New Construction | CZ09 | cDXGF | Pumps | 0 | 0
New Construction | CZ09 | cDXGF | Heat Rejection | 0 | 0
New Construction | CZ09 | cDXGF | Humidification | 0 | 0
New Construction | CZ09 | cDXGF | Heat Recovery | 0 | 0
New Construction | CZ09 | cDXGF | Water Systems | 0 | 244634.71
New Construction | CZ09 | cDXGF | Refrigeration | 0 | 0
New Construction | CZ09 | cDXGF | Generators | 0 | 0
New Construction | CZ09 | cDXGF | Total End Uses | 5750846.9 | 1135909.96
New Construction | CZ10 | cDXGF | Heating | 0 | 1572915.16
New Construction | CZ10 | cDXGF | Cooling | 1322573.53 | 0
New Construction | CZ10 | cDXGF | Interior Lighting | 1951474.32 | 0
New Construction | CZ10 | cDXGF | Exterior Lighting | 0 | 0
New Construction | CZ10 | cDXGF | Interior Equipment | 1533301.25 | 0
New Construction | CZ10 | cDXGF | Exterior Equipment | 0 | 0
New Construction | CZ10 | cDXGF | Fans | 1207381.06 | 0
New Construction | CZ10 | cDXGF | Pumps | 0 | 0
New Construction | CZ10 | cDXGF | Heat Rejection | 0 | 0
New Construction | CZ10 | cDXGF | Humidification | 0 | 0
New Construction | CZ10 | cDXGF | Heat Recovery | 0 | 0
New Construction | CZ10 | cDXGF | Water Systems | 0 | 242524.92
New Construction | CZ10 | cDXGF | Refrigeration | 0 | 0
New Construction | CZ10 | cDXGF | Generators | 0 | 0
New Construction | CZ10 | cDXGF | Total End Uses | 6014730.16 | 1815440.08
New Construction | CZ11 | cDXGF | Heating | 0 | 3766533.42
New Construction | CZ11 | cDXGF | Cooling | 1425638.59 | 0
New Construction | CZ11 | cDXGF | Interior Lighting | 1951474.32 | 0
New Construction | CZ11 | cDXGF | Exterior Lighting | 0 | 0
New Construction | CZ11 | cDXGF | Interior Equipment | 1533301.25 | 0
New Construction | CZ11 | cDXGF | Exterior Equipment | 0 | 0
New Construction | CZ11 | cDXGF | Fans | 1207646.31 | 0
New Construction | CZ11 | cDXGF | Pumps | 0 | 0
New Construction | CZ11 | cDXGF | Heat Rejection | 0 | 0
New Construction | CZ11 | cDXGF | Humidification | 0 | 0
New Construction | CZ11 | cDXGF | Heat Recovery | 0 | 0
New Construction | CZ11 | cDXGF | Water Systems | 0 | 247856.7
New Construction | CZ11 | cDXGF | Refrigeration | 0 | 0
New Construction | CZ11 | cDXGF | Generators | 0 | 0
New Construction | CZ11 | cDXGF | Total End Uses | 6118060.48 | 4014390.12
New Construction | CZ12 | cDXGF | Heating | 0 | 3469827.56
New Construction | CZ12 | cDXGF | Cooling | 1129330.43 | 0
New Construction | CZ12 | cDXGF | Interior Lighting | 1951474.32 | 0
New Construction | CZ12 | cDXGF | Exterior Lighting | 0 | 0
New Construction | CZ12 | cDXGF | Interior Equipment | 1533301.25 | 0
New Construction | CZ12 | cDXGF | Exterior Equipment | 0 | 0
New Construction | CZ12 | cDXGF | Fans | 1207646.31 | 0
New Construction | CZ12 | cDXGF | Pumps | 0 | 0
New Construction | CZ12 | cDXGF | Heat Rejection | 0 | 0
New Construction | CZ12 | cDXGF | Humidification | 0 | 0
New Construction | CZ12 | cDXGF | Heat Recovery | 0 | 0
New Construction | CZ12 | cDXGF | Water Systems | 0 | 254882.42
New Construction | CZ12 | cDXGF | Refrigeration | 0 | 0
New Construction | CZ12 | cDXGF | Generators | 0 | 0
New Construction | CZ12 | cDXGF | Total End Uses | 5821752.31 | 3724709.98
New Construction | CZ13 | cDXGF | Heating | 0 | 2997433.78
New Construction | CZ13 | cDXGF | Cooling | 1632890.37 | 0
New Construction | CZ13 | cDXGF | Interior Lighting | 1951474.32 | 0
New Construction | CZ13 | cDXGF | Exterior Lighting | 0 | 0
New Construction | CZ13 | cDXGF | Interior Equipment | 1533301.25 | 0
New Construction | CZ13 | cDXGF | Exterior Equipment | 0 | 0
New Construction | CZ13 | cDXGF | Fans | 1207805.46 | 0
New Construction | CZ13 | cDXGF | Pumps | 0 | 0
New Construction | CZ13 | cDXGF | Heat Rejection | 0 | 0
New Construction | CZ13 | cDXGF | Humidification | 0 | 0
New Construction | CZ13 | cDXGF | Heat Recovery | 0 | 0
New Construction | CZ13 | cDXGF | Water Systems | 0 | 240768.75
New Construction | CZ13 | cDXGF | Refrigeration | 0 | 0
New Construction | CZ13 | cDXGF | Generators | 0 | 0
New Construction | CZ13 | cDXGF | Total End Uses | 6325471.41 | 3238202.53
New Construction | CZ14 | cDXGF | Heating | 0 | 2221270.12
New Construction | CZ14 | cDXGF | Cooling | 1907454.45 | 0
New Construction | CZ14 | cDXGF | Interior Lighting | 1951474.32 | 0
New Construction | CZ14 | cDXGF | Exterior Lighting | 0 | 0
New Construction | CZ14 | cDXGF | Interior Equipment | 1533301.25 | 0
New Construction | CZ14 | cDXGF | Exterior Equipment | 0 | 0
New Construction | CZ14 | cDXGF | Fans | 1209980.54 | 0
New Construction | CZ14 | cDXGF | Pumps | 0 | 0
New Construction | CZ14 | cDXGF | Heat Rejection | 0 | 0
New Construction | CZ14 | cDXGF | Humidification | 0 | 0
New Construction | CZ14 | cDXGF | Heat Recovery | 0 | 0
New Construction | CZ14 | cDXGF | Water Systems | 0 | 228568.93
New Construction | CZ14 | cDXGF | Refrigeration | 0 | 0
New Construction | CZ14 | cDXGF | Generators | 0 | 0
New Construction | CZ14 | cDXGF | Total End Uses | 6602210.57 | 2449839.05
New Construction | CZ15 | cDXGF | Heating | 0 | 587644.49
New Construction | CZ15 | cDXGF | Cooling | 2629387.82 | 0
New Construction | CZ15 | cDXGF | Interior Lighting | 1951474.32 | 0
New Construction | CZ15 | cDXGF | Exterior Lighting | 0 | 0
New Construction | CZ15 | cDXGF | Interior Equipment | 1533301.25 | 0
New Construction | CZ15 | cDXGF | Exterior Equipment | 0 | 0
New Construction | CZ15 | cDXGF | Fans | 1265610.49 | 0
New Construction | CZ15 | cDXGF | Pumps | 0 | 0
New Construction | CZ15 | cDXGF | Heat Rejection | 0 | 0
New Construction | CZ15 | cDXGF | Humidification | 0 | 0
New Construction | CZ15 | cDXGF | Heat Recovery | 0 | 0
New Construction | CZ15 | cDXGF | Water Systems | 0 | 202996.26
New Construction | CZ15 | cDXGF | Refrigeration | 0 | 0
New Construction | CZ15 | cDXGF | Generators | 0 | 0
New Construction | CZ15 | cDXGF | Total End Uses | 7379773.88 | 790640.74
New Construction | CZ16 | cDXGF | Heating | 0 | 4798694.02
New Construction | CZ16 | cDXGF | Cooling | 1276525.06 | 0
New Construction | CZ16 | cDXGF | Interior Lighting | 1951474.32 | 0
New Construction | CZ16 | cDXGF | Exterior Lighting | 0 | 0
New Construction | CZ16 | cDXGF | Interior Equipment | 1533301.25 | 0
New Construction | CZ16 | cDXGF | Exterior Equipment | 0 | 0
New Construction | CZ16 | cDXGF | Fans | 1355249.09 | 0
New Construction | CZ16 | cDXGF | Pumps | 0 | 0
New Construction | CZ16 | cDXGF | Heat Rejection | 0 | 0
New Construction | CZ16 | cDXGF | Humidification | 0 | 0
New Construction | CZ16 | cDXGF | Heat Recovery | 0 | 0
New Construction | CZ16 | cDXGF | Water Systems | 0 | 269487.42
New Construction | CZ16 | cDXGF | Refrigeration | 0 | 0
New Construction | CZ16 | cDXGF | Generators | 0 | 0
New Construction | CZ16 | cDXGF | Total End Uses | 6116549.72 | 5068181.44
Existing | CZ01 | cDXHP | Heating | 1752599.64 | 0
Existing | CZ01 | cDXHP | Cooling | 4921.63 | 0
Existing | CZ01 | cDXHP | Interior Lighting | 2902444.9 | 0
Existing | CZ01 | cDXHP | Exterior Lighting | 0 | 0
Existing | CZ01 | cDXHP | Interior Equipment | 1533301.25 | 0
Existing | CZ01 | cDXHP | Exterior Equipment | 0 | 0
Existing | CZ01 | cDXHP | Fans | 1507947.13 | 0
Existing | CZ01 | cDXHP | Pumps | 0 | 0
Existing | CZ01 | cDXHP | Heat Rejection | 0 | 0
Existing | CZ01 | cDXHP | Humidification | 0 | 0
Existing | CZ01 | cDXHP | Heat Recovery | 0 | 0
Existing | CZ01 | cDXHP | Water Systems | 0 | 298329.44
Existing | CZ01 | cDXHP | Refrigeration | 0 | 0
Existing | CZ01 | cDXHP | Generators | 0 | 0
Existing | CZ01 | cDXHP | Total End Uses | 7701214.55 | 298329.44
Existing | CZ02 | cDXHP | Heating | 1024541 | 0
Existing | CZ02 | cDXHP | Cooling | 534029.71 | 0
Existing | CZ02 | cDXHP | Interior Lighting | 2902444.9 | 0
Existing | CZ02 | cDXHP | Exterior Lighting | 0 | 0
Existing | CZ02 | cDXHP | Interior Equipment | 1533301.25 | 0
Existing | CZ02 | cDXHP | Exterior Equipment | 0 | 0
Existing | CZ02 | cDXHP | Fans | 1650090.8 | 0
Existing | CZ02 | cDXHP | Pumps | 0 | 0
Existing | CZ02 | cDXHP | Heat Rejection | 0 | 0
Existing | CZ02 | cDXHP | Humidification | 0 | 0
Existing | CZ02 | cDXHP | Heat Recovery | 0 | 0
Existing | CZ02 | cDXHP | Water Systems | 0 | 274209.27
Existing | CZ02 | cDXHP | Refrigeration | 0 | 0
Existing | CZ02 | cDXHP | Generators | 0 | 0
Existing | CZ02 | cDXHP | Total End Uses | 7644407.66 | 274209.27
Existing | CZ03 | cDXHP | Heating | 772830.11 | 0
Existing | CZ03 | cDXHP | Cooling | 246653.55 | 0
Existing | CZ03 | cDXHP | Interior Lighting | 2902444.9 | 0
Existing | CZ03 | cDXHP | Exterior Lighting | 0 | 0
Existing | CZ03 | cDXHP | Interior Equipment | 1533301.25 | 0
Existing | CZ03 | cDXHP | Exterior Equipment | 0 | 0
Existing | CZ03 | cDXHP | Fans | 1358659.33 | 0
Existing | CZ03 | cDXHP | Pumps | 0 | 0
Existing | CZ03 | cDXHP | Heat Rejection | 0 | 0
Existing | CZ03 | cDXHP | Humidification | 0 | 0
Existing | CZ03 | cDXHP | Heat Recovery | 0 | 0
Existing | CZ03 | cDXHP | Water Systems | 0 | 273180.53
Existing | CZ03 | cDXHP | Refrigeration | 0 | 0
Existing | CZ03 | cDXHP | Generators | 0 | 0
Existing | CZ03 | cDXHP | Total End Uses | 6813889.13 | 273180.53
Existing | CZ04 | cDXHP | Heating | 672447.2 | 0
Existing | CZ04 | cDXHP | Cooling | 775302.59 | 0
Existing | CZ04 | cDXHP | Interior Lighting | 2902444.9 | 0
Existing | CZ04 | cDXHP | Exterior Lighting | 0 | 0
Existing | CZ04 | cDXHP | Interior Equipment | 1533301.25 | 0
Existing | CZ04 | cDXHP | Exterior Equipment | 0 | 0
Existing | CZ04 | cDXHP | Fans | 1432432.34 | 0
Existing | CZ04 | cDXHP | Pumps | 0 | 0
Existing | CZ04 | cDXHP | Heat Rejection | 0 | 0
Existing | CZ04 | cDXHP | Humidification | 0 | 0
Existing | CZ04 | cDXHP | Heat Recovery | 0 | 0
Existing | CZ04 | cDXHP | Water Systems | 0 | 263819.01
Existing | CZ04 | cDXHP | Refrigeration | 0 | 0
Existing | CZ04 | cDXHP | Generators | 0 | 0
Existing | CZ04 | cDXHP | Total End Uses | 7315928.29 | 263819.01
Existing | CZ05 | cDXHP | Heating | 665382.08 | 0
Existing | CZ05 | cDXHP | Cooling | 294616.55 | 0
Existing | CZ05 | cDXHP | Interior Lighting | 2902444.9 | 0
Existing | CZ05 | cDXHP | Exterior Lighting | 0 | 0
Existing | CZ05 | cDXHP | Interior Equipment | 1533301.25 | 0
Existing | CZ05 | cDXHP | Exterior Equipment | 0 | 0
Existing | CZ05 | cDXHP | Fans | 1515000.53 | 0
Existing | CZ05 | cDXHP | Pumps | 0 | 0
Existing | CZ05 | cDXHP | Heat Rejection | 0 | 0
Existing | CZ05 | cDXHP | Humidification | 0 | 0
Existing | CZ05 | cDXHP | Heat Recovery | 0 | 0
Existing | CZ05 | cDXHP | Water Systems | 0 | 273182.18
Existing | CZ05 | cDXHP | Refrigeration | 0 | 0
Existing | CZ05 | cDXHP | Generators | 0 | 0
Existing | CZ05 | cDXHP | Total End Uses | 6910745.3 | 273182.18
Existing | CZ06 | cDXHP | Heating | 236603.72 | 0
Existing | CZ06 | cDXHP | Cooling | 853022.55 | 0
Existing | CZ06 | cDXHP | Interior Lighting | 2902444.9 | 0
Existing | CZ06 | cDXHP | Exterior Lighting | 0 | 0
Existing | CZ06 | cDXHP | Interior Equipment | 1533301.25 | 0
Existing | CZ06 | cDXHP | Exterior Equipment | 0 | 0
Existing | CZ06 | cDXHP | Fans | 1246447.42 | 0
Existing | CZ06 | cDXHP | Pumps | 0 | 0
Existing | CZ06 | cDXHP | Heat Rejection | 0 | 0
Existing | CZ06 | cDXHP | Humidification | 0 | 0
Existing | CZ06 | cDXHP | Heat Recovery | 0 | 0
Existing | CZ06 | cDXHP | Water Systems | 0 | 251721.07
Existing | CZ06 | cDXHP | Refrigeration | 0 | 0
Existing | CZ06 | cDXHP | Generators | 0 | 0
Existing | CZ06 | cDXHP | Total End Uses | 6771819.84 | 251721.07
Existing | CZ07 | cDXHP | Heating | 222976.35 | 0
Existing | CZ07 | cDXHP | Cooling | 966666.48 | 0
Existing | CZ07 | cDXHP | Interior Lighting | 2902444.9 | 0
Existing | CZ07 | cDXHP | Exterior Lighting | 0 | 0
Existing | CZ07 | cDXHP | Interior Equipment | 1533301.25 | 0
Existing | CZ07 | cDXHP | Exterior Equipment | 0 | 0
Existing | CZ07 | cDXHP | Fans | 1228148.44 | 0
Existing | CZ07 | cDXHP | Pumps | 0 | 0
Existing | CZ07 | cDXHP | Heat Rejection | 0 | 0
Existing | CZ07 | cDXHP | Humidification | 0 | 0
Existing | CZ07 | cDXHP | Heat Recovery | 0 | 0
Existing | CZ07 | cDXHP | Water Systems | 0 | 248510.16
Existing | CZ07 | cDXHP | Refrigeration | 0 | 0
Existing | CZ07 | cDXHP | Generators | 0 | 0
Existing | CZ07 | cDXHP | Total End Uses | 6853537.41 | 248510.16
Existing | CZ08 | cDXHP | Heating | 281945.68 | 0
Existing | CZ08 | cDXHP | Cooling | 1216526.43 | 0
Existing | CZ08 | cDXHP | Interior Lighting | 2902444.9 | 0
Existing | CZ08 | cDXHP | Exterior Lighting | 0 | 0
Existing | CZ08 | cDXHP | Interior Equipment | 1533301.25 | 0
Existing | CZ08 | cDXHP | Exterior Equipment | 0 | 0
Existing | CZ08 | cDXHP | Fans | 1429106.57 | 0
Existing | CZ08 | cDXHP | Pumps | 0 | 0
Existing | CZ08 | cDXHP | Heat Rejection | 0 | 0
Existing | CZ08 | cDXHP | Humidification | 0 | 0
Existing | CZ08 | cDXHP | Heat Recovery | 0 | 0
Existing | CZ08 | cDXHP | Water Systems | 0 | 248168.83
Existing | CZ08 | cDXHP | Refrigeration | 0 | 0
Existing | CZ08 | cDXHP | Generators | 0 | 0
Existing | CZ08 | cDXHP | Total End Uses | 7363324.83 | 248168.83
Existing | CZ09 | cDXHP | Heating | 234834.97 | 0
Existing | CZ09 | cDXHP | Cooling | 1524108.23 | 0
Existing | CZ09 | cDXHP | Interior Lighting | 2902444.9 | 0
Existing | CZ09 | cDXHP | Exterior Lighting | 0 | 0
Existing | CZ09 | cDXHP | Interior Equipment | 1533301.25 | 0
Existing | CZ09 | cDXHP | Exterior Equipment | 0 | 0
Existing | CZ09 | cDXHP | Fans | 1851340.68 | 0
Existing | CZ09 | cDXHP | Pumps | 0 | 0
Existing | CZ09 | cDXHP | Heat Rejection | 0 | 0
Existing | CZ09 | cDXHP | Humidification | 0 | 0
Existing | CZ09 | cDXHP | Heat Recovery | 0 | 0
Existing | CZ09 | cDXHP | Water Systems | 0 | 244722.56
Existing | CZ09 | cDXHP | Refrigeration | 0 | 0
Existing | CZ09 | cDXHP | Generators | 0 | 0
Existing | CZ09 | cDXHP | Total End Uses | 8046030.03 | 244722.56
Existing | CZ10 | cDXHP | Heating | 421071.23 | 0
Existing | CZ10 | cDXHP | Cooling | 1767826.79 | 0
Existing | CZ10 | cDXHP | Interior Lighting | 2902444.9 | 0
Existing | CZ10 | cDXHP | Exterior Lighting | 0 | 0
Existing | CZ10 | cDXHP | Interior Equipment | 1533301.25 | 0
Existing | CZ10 | cDXHP | Exterior Equipment | 0 | 0
Existing | CZ10 | cDXHP | Fans | 1512212.14 | 0
Existing | CZ10 | cDXHP | Pumps | 0 | 0
Existing | CZ10 | cDXHP | Heat Rejection | 0 | 0
Existing | CZ10 | cDXHP | Humidification | 0 | 0
Existing | CZ10 | cDXHP | Heat Recovery | 0 | 0
Existing | CZ10 | cDXHP | Water Systems | 0 | 242749.73
Existing | CZ10 | cDXHP | Refrigeration | 0 | 0
Existing | CZ10 | cDXHP | Generators | 0 | 0
Existing | CZ10 | cDXHP | Total End Uses | 8136856.31 | 242749.73
Existing | CZ11 | cDXHP | Heating | 1000527.11 | 0
Existing | CZ11 | cDXHP | Cooling | 1974926.67 | 0
Existing | CZ11 | cDXHP | Interior Lighting | 2902444.9 | 0
Existing | CZ11 | cDXHP | Exterior Lighting | 0 | 0
Existing | CZ11 | cDXHP | Interior Equipment | 1533301.25 | 0
Existing | CZ11 | cDXHP | Exterior Equipment | 0 | 0
Existing | CZ11 | cDXHP | Fans | 1874612.24 | 0
Existing | CZ11 | cDXHP | Pumps | 0 | 0
Existing | CZ11 | cDXHP | Heat Rejection | 0 | 0
Existing | CZ11 | cDXHP | Humidification | 0 | 0
Existing | CZ11 | cDXHP | Heat Recovery | 0 | 0
Existing | CZ11 | cDXHP | Water Systems | 0 | 248114.69
Existing | CZ11 | cDXHP | Refrigeration | 0 | 0
Existing | CZ11 | cDXHP | Generators | 0 | 0
Existing | CZ11 | cDXHP | Total End Uses | 9285812.17 | 248114.69
Existing | CZ12 | cDXHP | Heating | 922088.63 | 0
Existing | CZ12 | cDXHP | Cooling | 1517303.67 | 0
Existing | CZ12 | cDXHP | Interior Lighting | 2902444.9 | 0
Existing | CZ12 | cDXHP | Exterior Lighting | 0 | 0
Existing | CZ12 | cDXHP | Interior Equipment | 1533301.25 | 0
Existing | CZ12 | cDXHP | Exterior Equipment | 0 | 0
Existing | CZ12 | cDXHP | Fans | 1602843.41 | 0
Existing | CZ12 | cDXHP | Pumps | 0 | 0
Existing | CZ12 | cDXHP | Heat Rejection | 0 | 0
Existing | CZ12 | cDXHP | Humidification | 0 | 0
Existing | CZ12 | cDXHP | Heat Recovery | 0 | 0
Existing | CZ12 | cDXHP | Water Systems | 0 | 255125.42
Existing | CZ12 | cDXHP | Refrigeration | 0 | 0
Existing | CZ12 | cDXHP | Generators | 0 | 0
Existing | CZ12 | cDXHP | Total End Uses | 8477981.86 | 255125.42
Existing | CZ13 | cDXHP | Heating | 787706.03 | 0
Existing | CZ13 | cDXHP | Cooling | 2270639.98 | 0
Existing | CZ13 | cDXHP | Interior Lighting | 2902444.9 | 0
Existing | CZ13 | cDXHP | Exterior Lighting | 0 | 0
Existing | CZ13 | cDXHP | Interior Equipment | 1533301.25 | 0
Existing | CZ13 | cDXHP | Exterior Equipment | 0 | 0
Existing | CZ13 | cDXHP | Fans | 1797552.05 | 0
Existing | CZ13 | cDXHP | Pumps | 0 | 0
Existing | CZ13 | cDXHP | Heat Rejection | 0 | 0
Existing | CZ13 | cDXHP | Humidification | 0 | 0
Existing | CZ13 | cDXHP | Heat Recovery | 0 | 0
Existing | CZ13 | cDXHP | Water Systems | 0 | 240934
Existing | CZ13 | cDXHP | Refrigeration | 0 | 0
Existing | CZ13 | cDXHP | Generators | 0 | 0
Existing | CZ13 | cDXHP | Total End Uses | 9291644.21 | 240934
Existing | CZ14 | cDXHP | Heating | 572910.79 | 0
Existing | CZ14 | cDXHP | Cooling | 2802197.43 | 0
Existing | CZ14 | cDXHP | Interior Lighting | 2902444.9 | 0
Existing | CZ14 | cDXHP | Exterior Lighting | 0 | 0
Existing | CZ14 | cDXHP | Interior Equipment | 1533301.25 | 0
Existing | CZ14 | cDXHP | Exterior Equipment | 0 | 0
Existing | CZ14 | cDXHP | Fans | 1991743.07 | 0
Existing | CZ14 | cDXHP | Pumps | 0 | 0
Existing | CZ14 | cDXHP | Heat Rejection | 0 | 0
Existing | CZ14 | cDXHP | Humidification | 0 | 0
Existing | CZ14 | cDXHP | Heat Recovery | 0 | 0
Existing | CZ14 | cDXHP | Water Systems | 0 | 228747.76
Existing | CZ14 | cDXHP | Refrigeration | 0 | 0
Existing | CZ14 | cDXHP | Generators | 0 | 0
Existing | CZ14 | cDXHP | Total End Uses | 9802597.44 | 228747.76
Existing | CZ15 | cDXHP | Heating | 152491.66 | 0
Existing | CZ15 | cDXHP | Cooling | 4016592.52 | 0
Existing | CZ15 | cDXHP | Interior Lighting | 2902444.9 | 0
Existing | CZ15 | cDXHP | Exterior Lighting | 0 | 0
Existing | CZ15 | cDXHP | Interior Equipment | 1533301.25 | 0
Existing | CZ15 | cDXHP | Exterior Equipment | 0 | 0
Existing | CZ15 | cDXHP | Fans | 2132011.8 | 0
Existing | CZ15 | cDXHP | Pumps | 0 | 0
Existing | CZ15 | cDXHP | Heat Rejection | 0 | 0
Existing | CZ15 | cDXHP | Humidification | 0 | 0
Existing | CZ15 | cDXHP | Heat Recovery | 0 | 0
Existing | CZ15 | cDXHP | Water Systems | 0 | 203175.13
Existing | CZ15 | cDXHP | Refrigeration | 0 | 0
Existing | CZ15 | cDXHP | Generators | 0 | 0
Existing | CZ15 | cDXHP | Total End Uses | 10736842.12 | 203175.13
Existing | CZ16 | cDXHP | Heating | 1441558.04 | 0
Existing | CZ16 | cDXHP | Cooling | 1788798.54 | 0
Existing | CZ16 | cDXHP | Interior Lighting | 2902444.9 | 0
Existing | CZ16 | cDXHP | Exterior Lighting | 0 | 0
Existing | CZ16 | cDXHP | Interior Equipment | 1533301.25 | 0
Existing | CZ16 | cDXHP | Exterior Equipment | 0 | 0
Existing | CZ16 | cDXHP | Fans | 2309725.41 | 0
Existing | CZ16 | cDXHP | Pumps | 0 | 0
Existing | CZ16 | cDXHP | Heat Rejection | 0 | 0
Existing | CZ16 | cDXHP | Humidification | 0 | 0
Existing | CZ16 | cDXHP | Heat Recovery | 0 | 0
Existing | CZ16 | cDXHP | Water Systems | 0 | 269700.42
Existing | CZ16 | cDXHP | Refrigeration | 0 | 0
Existing | CZ16 | cDXHP | Generators | 0 | 0
Existing | CZ16 | cDXHP | Total End Uses | 9975828.14 | 269700.42
New Construction | CZ01 | cDXHP | Heating | 1586379.74 | 0
New Construction | CZ01 | cDXHP | Cooling | 1812.07 | 0
New Construction | CZ01 | cDXHP | Interior Lighting | 1951474.32 | 0
New Construction | CZ01 | cDXHP | Exterior Lighting | 0 | 0
New Construction | CZ01 | cDXHP | Interior Equipment | 1533301.25 | 0
New Construction | CZ01 | cDXHP | Exterior Equipment | 0 | 0
New Construction | CZ01 | cDXHP | Fans | 1208229.87 | 0
New Construction | CZ01 | cDXHP | Pumps | 0 | 0
New Construction | CZ01 | cDXHP | Heat Rejection | 0 | 0
New Construction | CZ01 | cDXHP | Humidification | 0 | 0
New Construction | CZ01 | cDXHP | Heat Recovery | 0 | 0
New Construction | CZ01 | cDXHP | Water Systems | 0 | 297889.4
New Construction | CZ01 | cDXHP | Refrigeration | 0 | 0
New Construction | CZ01 | cDXHP | Generators | 0 | 0
New Construction | CZ01 | cDXHP | Total End Uses | 6281197.26 | 297889.4
New Construction | CZ02 | cDXHP | Heating | 867626.58 | 0
New Construction | CZ02 | cDXHP | Cooling | 346307.11 | 0
New Construction | CZ02 | cDXHP | Interior Lighting | 1951474.32 | 0
New Construction | CZ02 | cDXHP | Exterior Lighting | 0 | 0
New Construction | CZ02 | cDXHP | Interior Equipment | 1533301.25 | 0
New Construction | CZ02 | cDXHP | Exterior Equipment | 0 | 0
New Construction | CZ02 | cDXHP | Fans | 1207752.41 | 0
New Construction | CZ02 | cDXHP | Pumps | 0 | 0
New Construction | CZ02 | cDXHP | Heat Rejection | 0 | 0
New Construction | CZ02 | cDXHP | Humidification | 0 | 0
New Construction | CZ02 | cDXHP | Heat Recovery | 0 | 0
New Construction | CZ02 | cDXHP | Water Systems | 0 | 273971.87
New Construction | CZ02 | cDXHP | Refrigeration | 0 | 0
New Construction | CZ02 | cDXHP | Generators | 0 | 0
New Construction | CZ02 | cDXHP | Total End Uses | 5906461.67 | 273971.87
New Construction | CZ03 | cDXHP | Heating | 687837.69 | 0
New Construction | CZ03 | cDXHP | Cooling | 129670.68 | 0
New Construction | CZ03 | cDXHP | Interior Lighting | 1951474.32 | 0
New Construction | CZ03 | cDXHP | Exterior Lighting | 0 | 0
New Construction | CZ03 | cDXHP | Interior Equipment | 1533301.25 | 0
New Construction | CZ03 | cDXHP | Exterior Equipment | 0 | 0
New Construction | CZ03 | cDXHP | Fans | 1207434.11 | 0
New Construction | CZ03 | cDXHP | Pumps | 0 | 0
New Construction | CZ03 | cDXHP | Heat Rejection | 0 | 0
New Construction | CZ03 | cDXHP | Humidification | 0 | 0
New Construction | CZ03 | cDXHP | Heat Recovery | 0 | 0
New Construction | CZ03 | cDXHP | Water Systems | 0 | 272943.65
New Construction | CZ03 | cDXHP | Refrigeration | 0 | 0
New Construction | CZ03 | cDXHP | Generators | 0 | 0
New Construction | CZ03 | cDXHP | Total End Uses | 5509718.06 | 272943.65
New Construction | CZ04 | cDXHP | Heating | 578479.9 | 0
New Construction | CZ04 | cDXHP | Cooling | 520372.29 | 0
New Construction | CZ04 | cDXHP | Interior Lighting | 1951474.32 | 0
New Construction | CZ04 | cDXHP | Exterior Lighting | 0 | 0
New Construction | CZ04 | cDXHP | Interior Equipment | 1533301.25 | 0
New Construction | CZ04 | cDXHP | Exterior Equipment | 0 | 0
New Construction | CZ04 | cDXHP | Fans | 1207434.11 | 0
New Construction | CZ04 | cDXHP | Pumps | 0 | 0
New Construction | CZ04 | cDXHP | Heat Rejection | 0 | 0
New Construction | CZ04 | cDXHP | Humidification | 0 | 0
New Construction | CZ04 | cDXHP | Heat Recovery | 0 | 0
New Construction | CZ04 | cDXHP | Water Systems | 0 | 263587.25
New Construction | CZ04 | cDXHP | Refrigeration | 0 | 0
New Construction | CZ04 | cDXHP | Generators | 0 | 0
New Construction | CZ04 | cDXHP | Total End Uses | 5791061.87 | 263587.25
New Construction | CZ05 | cDXHP | Heating | 574528.8 | 0
New Construction | CZ05 | cDXHP | Cooling | 158933.72 | 0
New Construction | CZ05 | cDXHP | Interior Lighting | 1951474.32 | 0
New Construction | CZ05 | cDXHP | Exterior Lighting | 0 | 0
New Construction | CZ05 | cDXHP | Interior Equipment | 1533301.25 | 0
New Construction | CZ05 | cDXHP | Exterior Equipment | 0 | 0
New Construction | CZ05 | cDXHP | Fans | 1205524.28 | 0
New Construction | CZ05 | cDXHP | Pumps | 0 | 0
New Construction | CZ05 | cDXHP | Heat Rejection | 0 | 0
New Construction | CZ05 | cDXHP | Humidification | 0 | 0
New Construction | CZ05 | cDXHP | Heat Recovery | 0 | 0
New Construction | CZ05 | cDXHP | Water Systems | 0 | 272879.98
New Construction | CZ05 | cDXHP | Refrigeration | 0 | 0
New Construction | CZ05 | cDXHP | Generators | 0 | 0
New Construction | CZ05 | cDXHP | Total End Uses | 5423762.38 | 272879.98
New Construction | CZ06 | cDXHP | Heating | 192803.81 | 0
New Construction | CZ06 | cDXHP | Cooling | 478328.1 | 0
New Construction | CZ06 | cDXHP | Interior Lighting | 1951474.32 | 0
New Construction | CZ06 | cDXHP | Exterior Lighting | 0 | 0
New Construction | CZ06 | cDXHP | Interior Equipment | 1533301.25 | 0
New Construction | CZ06 | cDXHP | Exterior Equipment | 0 | 0
New Construction | CZ06 | cDXHP | Fans | 1205312.08 | 0
New Construction | CZ06 | cDXHP | Pumps | 0 | 0
New Construction | CZ06 | cDXHP | Heat Rejection | 0 | 0
New Construction | CZ06 | cDXHP | Humidification | 0 | 0
New Construction | CZ06 | cDXHP | Heat Recovery | 0 | 0
New Construction | CZ06 | cDXHP | Water Systems | 0 | 251582.87
New Construction | CZ06 | cDXHP | Refrigeration | 0 | 0
New Construction | CZ06 | cDXHP | Generators | 0 | 0
New Construction | CZ06 | cDXHP | Total End Uses | 5361219.57 | 251582.87
New Construction | CZ07 | cDXHP | Heating | 181462.04 | 0
New Construction | CZ07 | cDXHP | Cooling | 586440.68 | 0
New Construction | CZ07 | cDXHP | Interior Lighting | 1951474.32 | 0
New Construction | CZ07 | cDXHP | Exterior Lighting | 0 | 0
New Construction | CZ07 | cDXHP | Interior Equipment | 1533301.25 | 0
New Construction | CZ07 | cDXHP | Exterior Equipment | 0 | 0
New Construction | CZ07 | cDXHP | Fans | 1205312.08 | 0
New Construction | CZ07 | cDXHP | Pumps | 0 | 0
New Construction | CZ07 | cDXHP | Heat Rejection | 0 | 0
New Construction | CZ07 | cDXHP | Humidification | 0 | 0
New Construction | CZ07 | cDXHP | Heat Recovery | 0 | 0
New Construction | CZ07 | cDXHP | Water Systems | 0 | 248388.53
New Construction | CZ07 | cDXHP | Refrigeration | 0 | 0
New Construction | CZ07 | cDXHP | Generators | 0 | 0
New Construction | CZ07 | cDXHP | Total End Uses | 5457990.37 | 248388.53
New Construction | CZ08 | cDXHP | Heating | 227717.04 | 0
New Construction | CZ08 | cDXHP | Cooling | 810072.78 | 0
New Construction | CZ08 | cDXHP | Interior Lighting | 1951474.32 | 0
New Construction | CZ08 | cDXHP | Exterior Lighting | 0 | 0
New Construction | CZ08 | cDXHP | Interior Equipment | 1533301.25 | 0
New Construction | CZ08 | cDXHP | Exterior Equipment | 0 | 0
New Construction | CZ08 | cDXHP | Fans | 1205312.08 | 0
New Construction | CZ08 | cDXHP | Pumps | 0 | 0
New Construction | CZ08 | cDXHP | Heat Rejection | 0 | 0
New Construction | CZ08 | cDXHP | Humidification | 0 | 0
New Construction | CZ08 | cDXHP | Heat Recovery | 0 | 0
New Construction | CZ08 | cDXHP | Water Systems | 0 | 248011.38
New Construction | CZ08 | cDXHP | Refrigeration | 0 | 0
New Construction | CZ08 | cDXHP | Generators | 0 | 0
New Construction | CZ08 | cDXHP | Total End Uses | 5727877.47 | 248011.38
New Construction | CZ09 | cDXHP | Heating | 197297.98 | 0
New Construction | CZ09 | cDXHP | Cooling | 1060742.46 | 0
New Construction | CZ09 | cDXHP | Interior Lighting | 1951474.32 | 0
New Construction | CZ09 | cDXHP | Exterior Lighting | 0 | 0
New Construction | CZ09 | cDXHP | Interior Equipment | 1533301.25 | 0
New Construction | CZ09 | cDXHP | Exterior Equipment | 0 | 0
New Construction | CZ09 | cDXHP | Fans | 1205312.08 | 0
New Construction | CZ09 | cDXHP | Pumps | 0 | 0
New Construction | CZ09 | cDXHP | Heat Rejection | 0 | 0
New Construction | CZ09 | cDXHP | Humidification | 0 | 0
New Construction | CZ09 | cDXHP | Heat Recovery | 0 | 0
New Construction | CZ09 | cDXHP | Water Systems | 0 | 244664.56
New Construction | CZ09 | cDXHP | Refrigeration | 0 | 0
New Construction | CZ09 | cDXHP | Generators | 0 | 0
New Construction | CZ09 | cDXHP | Total End Uses | 5948128.1 | 244664.56
New Construction | CZ10 | cDXHP | Heating | 353551.35 | 0
New Construction | CZ10 | cDXHP | Cooling | 1322343.95 | 0
New Construction | CZ10 | cDXHP | Interior Lighting | 1951474.32 | 0
New Construction | CZ10 | cDXHP | Exterior Lighting | 0 | 0
New Construction | CZ10 | cDXHP | Interior Equipment | 1533301.25 | 0
New Construction | CZ10 | cDXHP | Exterior Equipment | 0 | 0
New Construction | CZ10 | cDXHP | Fans | 1207381.06 | 0
New Construction | CZ10 | cDXHP | Pumps | 0 | 0
New Construction | CZ10 | cDXHP | Heat Rejection | 0 | 0
New Construction | CZ10 | cDXHP | Humidification | 0 | 0
New Construction | CZ10 | cDXHP | Heat Recovery | 0 | 0
New Construction | CZ10 | cDXHP | Water Systems | 0 | 242501.07
New Construction | CZ10 | cDXHP | Refrigeration | 0 | 0
New Construction | CZ10 | cDXHP | Generators | 0 | 0
New Construction | CZ10 | cDXHP | Total End Uses | 6368051.93 | 242501.07
New Construction | CZ11 | cDXHP | Heating | 835755.53 | 0
New Construction | CZ11 | cDXHP | Cooling | 1425475.86 | 0
New Construction | CZ11 | cDXHP | Interior Lighting | 1951474.32 | 0
New Construction | CZ11 | cDXHP | Exterior Lighting | 0 | 0
New Construction | CZ11 | cDXHP | Interior Equipment | 1533301.25 | 0
New Construction | CZ11 | cDXHP | Exterior Equipment | 0 | 0
New Construction | CZ11 | cDXHP | Fans | 1207646.31 | 0
New Construction | CZ11 | cDXHP | Pumps | 0 | 0
New Construction | CZ11 | cDXHP | Heat Rejection | 0 | 0
New Construction | CZ11 | cDXHP | Humidification | 0 | 0
New Construction | CZ11 | cDXHP | Heat Recovery | 0 | 0
New Construction | CZ11 | cDXHP | Water Systems | 0 | 247935.59
New Construction | CZ11 | cDXHP | Refrigeration | 0 | 0
New Construction | CZ11 | cDXHP | Generators | 0 | 0
New Construction | CZ11 | cDXHP | Total End Uses | 6953653.28 | 247935.59
New Construction | CZ12 | cDXHP | Heating | 771387.03 | 0
New Construction | CZ12 | cDXHP | Cooling | 1129177.52 | 0
New Construction | CZ12 | cDXHP | Interior Lighting | 1951474.32 | 0
New Construction | CZ12 | cDXHP | Exterior Lighting | 0 | 0
New Construction | CZ12 | cDXHP | Interior Equipment | 1533301.25 | 0
New Construction | CZ12 | cDXHP | Exterior Equipment | 0 | 0
New Construction | CZ12 | cDXHP | Fans | 1207646.31 | 0
New Construction | CZ12 | cDXHP | Pumps | 0 | 0
New Construction | CZ12 | cDXHP | Heat Rejection | 0 | 0
New Construction | CZ12 | cDXHP | Humidification | 0 | 0
New Construction | CZ12 | cDXHP | Heat Recovery | 0 | 0
New Construction | CZ12 | cDXHP | Water Systems | 0 | 254942.92
New Construction | CZ12 | cDXHP | Refrigeration | 0 | 0
New Construction | CZ12 | cDXHP | Generators | 0 | 0
New Construction | CZ12 | cDXHP | Total End Uses | 6592986.44 | 254942.92
New Construction | CZ13 | cDXHP | Heating | 671283.56 | 0
New Construction | CZ13 | cDXHP | Cooling | 1632788.3 | 0
New Construction | CZ13 | cDXHP | Interior Lighting | 1951474.32 | 0
New Construction | CZ13 | cDXHP | Exterior Lighting | 0 | 0
New Construction | CZ13 | cDXHP | Interior Equipment | 1533301.25 | 0
New Construction | CZ13 | cDXHP | Exterior Equipment | 0 | 0
New Construction | CZ13 | cDXHP | Fans | 1207805.46 | 0
New Construction | CZ13 | cDXHP | Pumps | 0 | 0
New Construction | CZ13 | cDXHP | Heat Rejection | 0 | 0
New Construction | CZ13 | cDXHP | Humidification | 0 | 0
New Construction | CZ13 | cDXHP | Heat Recovery | 0 | 0
New Construction | CZ13 | cDXHP | Water Systems | 0 | 240724.08
New Construction | CZ13 | cDXHP | Refrigeration | 0 | 0
New Construction | CZ13 | cDXHP | Generators | 0 | 0
New Construction | CZ13 | cDXHP | Total End Uses | 6996652.9 | 240724.08
New Construction | CZ14 | cDXHP | Heating | 495528.4 | 0
New Construction | CZ14 | cDXHP | Cooling | 1907293.5 | 0
New Construction | CZ14 | cDXHP | Interior Lighting | 1951474.32 | 0
New Construction | CZ14 | cDXHP | Exterior Lighting | 0 | 0
New Construction | CZ14 | cDXHP | Interior Equipment | 1533301.25 | 0
New Construction | CZ14 | cDXHP | Exterior Equipment | 0 | 0
New Construction | CZ14 | cDXHP | Fans | 1209980.54 | 0
New Construction | CZ14 | cDXHP | Pumps | 0 | 0
New Construction | CZ14 | cDXHP | Heat Rejection | 0 | 0
New Construction | CZ14 | cDXHP | Humidification | 0 | 0
New Construction | CZ14 | cDXHP | Heat Recovery | 0 | 0
New Construction | CZ14 | cDXHP | Water Systems | 0 | 228536.92
New Construction | CZ14 | cDXHP | Refrigeration | 0 | 0
New Construction | CZ14 | cDXHP | Generators | 0 | 0
New Construction | CZ14 | cDXHP | Total End Uses | 7097578.02 | 228536.92
New Construction | CZ15 | cDXHP | Heating | 132203.78 | 0
New Construction | CZ15 | cDXHP | Cooling | 2629247.71 | 0
New Construction | CZ15 | cDXHP | Interior Lighting | 1951474.32 | 0
New Construction | CZ15 | cDXHP | Exterior Lighting | 0 | 0
New Construction | CZ15 | cDXHP | Interior Equipment | 1533301.25 | 0
New Construction | CZ15 | cDXHP | Exterior Equipment | 0 | 0
New Construction | CZ15 | cDXHP | Fans | 1265610.49 | 0
New Construction | CZ15 | cDXHP | Pumps | 0 | 0
New Construction | CZ15 | cDXHP | Heat Rejection | 0 | 0
New Construction | CZ15 | cDXHP | Humidification | 0 | 0
New Construction | CZ15 | cDXHP | Heat Recovery | 0 | 0
New Construction | CZ15 | cDXHP | Water Systems | 0 | 203028.08
New Construction | CZ15 | cDXHP | Refrigeration | 0 | 0
New Construction | CZ15 | cDXHP | Generators | 0 | 0
New Construction | CZ15 | cDXHP | Total End Uses | 7511837.55 | 203028.08
New Construction | CZ16 | cDXHP | Heating | 1126097.34 | 0
New Construction | CZ16 | cDXHP | Cooling | 1275456.86 | 0
New Construction | CZ16 | cDXHP | Interior Lighting | 1951474.32 | 0
New Construction | CZ16 | cDXHP | Exterior Lighting | 0 | 0
New Construction | CZ16 | cDXHP | Interior Equipment | 1533301.25 | 0
New Construction | CZ16 | cDXHP | Exterior Equipment | 0 | 0
New Construction | CZ16 | cDXHP | Fans | 1358283.58 | 0
New Construction | CZ16 | cDXHP | Pumps | 0 | 0
New Construction | CZ16 | cDXHP | Heat Rejection | 0 | 0
New Construction | CZ16 | cDXHP | Humidification | 0 | 0
New Construction | CZ16 | cDXHP | Heat Recovery | 0 | 0
New Construction | CZ16 | cDXHP | Water Systems | 0 | 269461.62
New Construction | CZ16 | cDXHP | Refrigeration | 0 | 0
New Construction | CZ16 | cDXHP | Generators | 0 | 0
New Construction | CZ16 | cDXHP | Total End Uses | 7244613.34 | 269461.62
Existing | CZ01 | cDXOH | Heating | 0 | 0
Existing | CZ01 | cDXOH | Cooling | 3457.85 | 0
Existing | CZ01 | cDXOH | Interior Lighting | 2902444.9 | 0
Existing | CZ01 | cDXOH | Exterior Lighting | 0 | 0
Existing | CZ01 | cDXOH | Interior Equipment | 1533301.25 | 0
Existing | CZ01 | cDXOH | Exterior Equipment | 0 | 0
Existing | CZ01 | cDXOH | Fans | 1672295.42 | 0
Existing | CZ01 | cDXOH | Pumps | 0 | 0
Existing | CZ01 | cDXOH | Heat Rejection | 0 | 0
Existing | CZ01 | cDXOH | Humidification | 0 | 0
Existing | CZ01 | cDXOH | Heat Recovery | 0 | 0
Existing | CZ01 | cDXOH | Water Systems | 0 | 298336.1
Existing | CZ01 | cDXOH | Refrigeration | 0 | 0
Existing | CZ01 | cDXOH | Generators | 0 | 0
Existing | CZ01 | cDXOH | Total End Uses | 6111499.42 | 298336.1
Existing | CZ02 | cDXOH | Heating | 0 | 0
Existing | CZ02 | cDXOH | Cooling | 516582.31 | 0
Existing | CZ02 | cDXOH | Interior Lighting | 2902444.9 | 0
Existing | CZ02 | cDXOH | Exterior Lighting | 0 | 0
Existing | CZ02 | cDXOH | Interior Equipment | 1533301.25 | 0
Existing | CZ02 | cDXOH | Exterior Equipment | 0 | 0
Existing | CZ02 | cDXOH | Fans | 1781421.07 | 0
Existing | CZ02 | cDXOH | Pumps | 0 | 0
Existing | CZ02 | cDXOH | Heat Rejection | 0 | 0
Existing | CZ02 | cDXOH | Humidification | 0 | 0
Existing | CZ02 | cDXOH | Heat Recovery | 0 | 0
Existing | CZ02 | cDXOH | Water Systems | 0 | 274218.31
Existing | CZ02 | cDXOH | Refrigeration | 0 | 0
Existing | CZ02 | cDXOH | Generators | 0 | 0
Existing | CZ02 | cDXOH | Total End Uses | 6733749.53 | 274218.31
Existing | CZ03 | cDXOH | Heating | 0 | 0
Existing | CZ03 | cDXOH | Cooling | 236127.84 | 0
Existing | CZ03 | cDXOH | Interior Lighting | 2902444.9 | 0
Existing | CZ03 | cDXOH | Exterior Lighting | 0 | 0
Existing | CZ03 | cDXOH | Interior Equipment | 1533301.25 | 0
Existing | CZ03 | cDXOH | Exterior Equipment | 0 | 0
Existing | CZ03 | cDXOH | Fans | 1412114.02 | 0
Existing | CZ03 | cDXOH | Pumps | 0 | 0
Existing | CZ03 | cDXOH | Heat Rejection | 0 | 0
Existing | CZ03 | cDXOH | Humidification | 0 | 0
Existing | CZ03 | cDXOH | Heat Recovery | 0 | 0
Existing | CZ03 | cDXOH | Water Systems | 0 | 273170.15
Existing | CZ03 | cDXOH | Refrigeration | 0 | 0
Existing | CZ03 | cDXOH | Generators | 0 | 0
Existing | CZ03 | cDXOH | Total End Uses | 6083988 | 273170.15
Existing | CZ04 | cDXOH | Heating | 0 | 0
Existing | CZ04 | cDXOH | Cooling | 763492.41 | 0
Existing | CZ04 | cDXOH | Interior Lighting | 2902444.9 | 0
Existing | CZ04 | cDXOH | Exterior Lighting | 0 | 0
Existing | CZ04 | cDXOH | Interior Equipment | 1533301.25 | 0
Existing | CZ04 | cDXOH | Exterior Equipment | 0 | 0
Existing | CZ04 | cDXOH | Fans | 1463997.01 | 0
Existing | CZ04 | cDXOH | Pumps | 0 | 0
Existing | CZ04 | cDXOH | Heat Rejection | 0 | 0
Existing | CZ04 | cDXOH | Humidification | 0 | 0
Existing | CZ04 | cDXOH | Heat Recovery | 0 | 0
Existing | CZ04 | cDXOH | Water Systems | 0 | 263812.25
Existing | CZ04 | cDXOH | Refrigeration | 0 | 0
Existing | CZ04 | cDXOH | Generators | 0 | 0
Existing | CZ04 | cDXOH | Total End Uses | 6663235.56 | 263812.25
Existing | CZ05 | cDXOH | Heating | 0 | 0
Existing | CZ05 | cDXOH | Cooling | 276211.79 | 0
Existing | CZ05 | cDXOH | Interior Lighting | 2902444.9 | 0
Existing | CZ05 | cDXOH | Exterior Lighting | 0 | 0
Existing | CZ05 | cDXOH | Interior Equipment | 1533301.25 | 0
Existing | CZ05 | cDXOH | Exterior Equipment | 0 | 0
Existing | CZ05 | cDXOH | Fans | 1544177.69 | 0
Existing | CZ05 | cDXOH | Pumps | 0 | 0
Existing | CZ05 | cDXOH | Heat Rejection | 0 | 0
Existing | CZ05 | cDXOH | Humidification | 0 | 0
Existing | CZ05 | cDXOH | Heat Recovery | 0 | 0
Existing | CZ05 | cDXOH | Water Systems | 0 | 273178.46
Existing | CZ05 | cDXOH | Refrigeration | 0 | 0
Existing | CZ05 | cDXOH | Generators | 0 | 0
Existing | CZ05 | cDXOH | Total End Uses | 6256135.62 | 273178.46
Existing | CZ06 | cDXOH | Heating | 0 | 0
Existing | CZ06 | cDXOH | Cooling | 838454.01 | 0
Existing | CZ06 | cDXOH | Interior Lighting | 2902444.9 | 0
Existing | CZ06 | cDXOH | Exterior Lighting | 0 | 0
Existing | CZ06 | cDXOH | Interior Equipment | 1533301.25 | 0
Existing | CZ06 | cDXOH | Exterior Equipment | 0 | 0
Existing | CZ06 | cDXOH | Fans | 1246447.42 | 0
Existing | CZ06 | cDXOH | Pumps | 0 | 0
Existing | CZ06 | cDXOH | Heat Rejection | 0 | 0
Existing | CZ06 | cDXOH | Humidification | 0 | 0
Existing | CZ06 | cDXOH | Heat Recovery | 0 | 0
Existing | CZ06 | cDXOH | Water Systems | 0 | 251730.96
Existing | CZ06 | cDXOH | Refrigeration | 0 | 0
Existing | CZ06 | cDXOH | Generators | 0 | 0
Existing | CZ06 | cDXOH | Total End Uses | 6520647.58 | 251730.96
Existing | CZ07 | cDXOH | Heating | 0 | 0
Existing | CZ07 | cDXOH | Cooling | 944737.39 | 0
Existing | CZ07 | cDXOH | Interior Lighting | 2902444.9 | 0
Existing | CZ07 | cDXOH | Exterior Lighting | 0 | 0
Existing | CZ07 | cDXOH | Interior Equipment | 1533301.25 | 0
Existing | CZ07 | cDXOH | Exterior Equipment | 0 | 0
Existing | CZ07 | cDXOH | Fans | 1228148.44 | 0
Existing | CZ07 | cDXOH | Pumps | 0 | 0
Existing | CZ07 | cDXOH | Heat Rejection | 0 | 0
Existing | CZ07 | cDXOH | Humidification | 0 | 0
Existing | CZ07 | cDXOH | Heat Recovery | 0 | 0
Existing | CZ07 | cDXOH | Water Systems | 0 | 248518.34
Existing | CZ07 | cDXOH | Refrigeration | 0 | 0
Existing | CZ07 | cDXOH | Generators | 0 | 0
Existing | CZ07 | cDXOH | Total End Uses | 6608631.98 | 248518.34
Existing | CZ08 | cDXOH | Heating | 0 | 0
Existing | CZ08 | cDXOH | Cooling | 1198984.08 | 0
Existing | CZ08 | cDXOH | Interior Lighting | 2902444.9 | 0
Existing | CZ08 | cDXOH | Exterior Lighting | 0 | 0
Existing | CZ08 | cDXOH | Interior Equipment | 1533301.25 | 0
Existing | CZ08 | cDXOH | Exterior Equipment | 0 | 0
Existing | CZ08 | cDXOH | Fans | 1432880.41 | 0
Existing | CZ08 | cDXOH | Pumps | 0 | 0
Existing | CZ08 | cDXOH | Heat Rejection | 0 | 0
Existing | CZ08 | cDXOH | Humidification | 0 | 0
Existing | CZ08 | cDXOH | Heat Recovery | 0 | 0
Existing | CZ08 | cDXOH | Water Systems | 0 | 248160.84
Existing | CZ08 | cDXOH | Refrigeration | 0 | 0
Existing | CZ08 | cDXOH | Generators | 0 | 0
Existing | CZ08 | cDXOH | Total End Uses | 7067610.63 | 248160.84
Existing | CZ09 | cDXOH | Heating | 0 | 0
Existing | CZ09 | cDXOH | Cooling | 1504008.46 | 0
Existing | CZ09 | cDXOH | Interior Lighting | 2902444.9 | 0
Existing | CZ09 | cDXOH | Exterior Lighting | 0 | 0
Existing | CZ09 | cDXOH | Interior Equipment | 1533301.25 | 0
Existing | CZ09 | cDXOH | Exterior Equipment | 0 | 0
Existing | CZ09 | cDXOH | Fans | 1858689.89 | 0
Existing | CZ09 | cDXOH | Pumps | 0 | 0
Existing | CZ09 | cDXOH | Heat Rejection | 0 | 0
Existing | CZ09 | cDXOH | Humidification | 0 | 0
Existing | CZ09 | cDXOH | Heat Recovery | 0 | 0
Existing | CZ09 | cDXOH | Water Systems | 0 | 244728.74
Existing | CZ09 | cDXOH | Refrigeration | 0 | 0
Existing | CZ09 | cDXOH | Generators | 0 | 0
Existing | CZ09 | cDXOH | Total End Uses | 7798444.5 | 244728.74
Existing | CZ10 | cDXOH | Heating | 0 | 0
Existing | CZ10 | cDXOH | Cooling | 1746034.04 | 0
Existing | CZ10 | cDXOH | Interior Lighting | 2902444.9 | 0
Existing | CZ10 | cDXOH | Exterior Lighting | 0 | 0
Existing | CZ10 | cDXOH | Interior Equipment | 1533301.25 | 0
Existing | CZ10 | cDXOH | Exterior Equipment | 0 | 0
Existing | CZ10 | cDXOH | Fans | 1531370.79 | 0
Existing | CZ10 | cDXOH | Pumps | 0 | 0
Existing | CZ10 | cDXOH | Heat Rejection | 0 | 0
Existing | CZ10 | cDXOH | Humidification | 0 | 0
Existing | CZ10 | cDXOH | Heat Recovery | 0 | 0
Existing | CZ10 | cDXOH | Water Systems | 0 | 242751.4
Existing | CZ10 | cDXOH | Refrigeration | 0 | 0
Existing | CZ10 | cDXOH | Generators | 0 | 0
Existing | CZ10 | cDXOH | Total End Uses | 7713150.98 | 242751.4
Existing | CZ11 | cDXOH | Heating | 0 | 0
Existing | CZ11 | cDXOH | Cooling | 1960674.94 | 0
Existing | CZ11 | cDXOH | Interior Lighting | 2902444.9 | 0
Existing | CZ11 | cDXOH | Exterior Lighting | 0 | 0
Existing | CZ11 | cDXOH | Interior Equipment | 1533301.25 | 0
Existing | CZ11 | cDXOH | Exterior Equipment | 0 | 0
Existing | CZ11 | cDXOH | Fans | 2018682.12 | 0
Existing | CZ11 | cDXOH | Pumps | 0 | 0
Existing | CZ11 | cDXOH | Heat Rejection | 0 | 0
Existing | CZ11 | cDXOH | Humidification | 0 | 0
Existing | CZ11 | cDXOH | Heat Recovery | 0 | 0
Existing | CZ11 | cDXOH | Water Systems | 0 | 248118.82
Existing | CZ11 | cDXOH | Refrigeration | 0 | 0
Existing | CZ11 | cDXOH | Generators | 0 | 0
Existing | CZ11 | cDXOH | Total End Uses | 8415103.21 | 248118.82
Existing | CZ12 | cDXOH | Heating | 0 | 0
Existing | CZ12 | cDXOH | Cooling | 1502504.24 | 0
Existing | CZ12 | cDXOH | Interior Lighting | 2902444.9 | 0
Existing | CZ12 | cDXOH | Exterior Lighting | 0 | 0
Existing | CZ12 | cDXOH | Interior Equipment | 1533301.25 | 0
Existing | CZ12 | cDXOH | Exterior Equipment | 0 | 0
Existing | CZ12 | cDXOH | Fans | 1721271.95 | 0
Existing | CZ12 | cDXOH | Pumps | 0 | 0
Existing | CZ12 | cDXOH | Heat Rejection | 0 | 0
Existing | CZ12 | cDXOH | Humidification | 0 | 0
Existing | CZ12 | cDXOH | Heat Recovery | 0 | 0
Existing | CZ12 | cDXOH | Water Systems | 0 | 255129.07
Existing | CZ12 | cDXOH | Refrigeration | 0 | 0
Existing | CZ12 | cDXOH | Generators | 0 | 0
Existing | CZ12 | cDXOH | Total End Uses | 7659522.34 | 255129.07
Existing | CZ13 | cDXOH | Heating | 0 | 0
Existing | CZ13 | cDXOH | Cooling | 2262792.25 | 0
Existing | CZ13 | cDXOH | Interior Lighting | 2902444.9 | 0
Existing | CZ13 | cDXOH | Exterior Lighting | 0 | 0
Existing | CZ13 | cDXOH | Interior Equipment | 1533301.25 | 0
Existing | CZ13 | cDXOH | Exterior Equipment | 0 | 0
Existing | CZ13 | cDXOH | Fans | 1922006.28 | 0
Existing | CZ13 | cDXOH | Pumps | 0 | 0
Existing | CZ13 | cDXOH | Heat Rejection | 0 | 0
Existing | CZ13 | cDXOH | Humidification | 0 | 0
Existing | CZ13 | cDXOH | Heat Recovery | 0 | 0
Existing | CZ13 | cDXOH | Water Systems | 0 | 240934.88
Existing | CZ13 | cDXOH | Refrigeration | 0 | 0
Existing | CZ13 | cDXOH | Generators | 0 | 0
Existing | CZ13 | cDXOH | Total End Uses | 8620544.68 | 240934.88
Existing | CZ14 | cDXOH | Heating | 0 | 0
Existing | CZ14 | cDXOH | Cooling | 2791677.88 | 0
Existing | CZ14 | cDXOH | Interior Lighting | 2902444.9 | 0
Existing | CZ14 | cDXOH | Exterior Lighting | 0 | 0
Existing | CZ14 | cDXOH | Interior Equipment | 1533301.25 | 0
Existing | CZ14 | cDXOH | Exterior Equipment | 0 | 0
Existing | CZ14 | cDXOH | Fans | 2054472.67 | 0
Existing | CZ14 | cDXOH | Pumps | 0 | 0
Existing | CZ14 | cDXOH | Heat Rejection | 0 | 0
Existing | CZ14 | cDXOH | Humidification | 0 | 0
Existing | CZ14 | cDXOH | Heat Recovery | 0 | 0
Existing | CZ14 | cDXOH | Water Systems | 0 | 228748.13
Existing | CZ14 | cDXOH | Refrigeration | 0 | 0
Existing | CZ14 | cDXOH | Generators | 0 | 0
Existing | CZ14 | cDXOH | Total End Uses | 9281896.7 | 228748.13
Existing | CZ15 | cDXOH | Heating | 0 | 0
Existing | CZ15 | cDXOH | Cooling | 4001448.08 | 0
Existing | CZ15 | cDXOH | Interior Lighting | 2902444.9 | 0
Existing | CZ15 | cDXOH | Exterior Lighting | 0 | 0
Existing | CZ15 | cDXOH | Interior Equipment | 1533301.25 | 0
Existing | CZ15 | cDXOH | Exterior Equipment | 0 | 0
Existing | CZ15 | cDXOH | Fans | 2134487.96 | 0
Existing | CZ15 | cDXOH | Pumps | 0 | 0
Existing | CZ15 | cDXOH | Heat Rejection | 0 | 0
Existing | CZ15 | cDXOH | Humidification | 0 | 0
Existing | CZ15 | cDXOH | Heat Recovery | 0 | 0
Existing | CZ15 | cDXOH | Water Systems | 0 | 203156.48
Existing | CZ15 | cDXOH | Refrigeration | 0 | 0
Existing | CZ15 | cDXOH | Generators | 0 | 0
Existing | CZ15 | cDXOH | Total End Uses | 10571682.19 | 203156.48
Existing | CZ16 | cDXOH | Heating | 0 | 0
Existing | CZ16 | cDXOH | Cooling | 1764979.66 | 0
Existing | CZ16 | cDXOH | Interior Lighting | 2902444.9 | 0
Existing | CZ16 | cDXOH | Exterior Lighting | 0 | 0
Existing | CZ16 | cDXOH | Interior Equipment | 1533301.25 | 0
Existing | CZ16 | cDXOH | Exterior Equipment | 0 | 0
Existing | CZ16 | cDXOH | Fans | 2554207.44 | 0
Existing | CZ16 | cDXOH | Pumps | 0 | 0
Existing | CZ16 | cDXOH | Heat Rejection | 0 | 0
Existing | CZ16 | cDXOH | Humidification | 0 | 0
Existing | CZ16 | cDXOH | Heat Recovery | 0 | 0
Existing | CZ16 | cDXOH | Water Systems | 0 | 269695.49
Existing | CZ16 | cDXOH | Refrigeration | 0 | 0
Existing | CZ16 | cDXOH | Generators | 0 | 0
Existing | CZ16 | cDXOH | Total End Uses | 8754933.24 | 269695.49
New Construction | CZ01 | cDXOH | Heating | 0 | 0
New Construction | CZ01 | cDXOH | Cooling | 1384.92 | 0
New Construction | CZ01 | cDXOH | Interior Lighting | 1951474.32 | 0
New Construction | CZ01 | cDXOH | Exterior Lighting | 0 | 0
New Construction | CZ01 | cDXOH | Interior Equipment | 1533301.25 | 0
New Construction | CZ01 | cDXOH | Exterior Equipment | 0 | 0
New Construction | CZ01 | cDXOH | Fans | 1295604.39 | 0
New Construction | CZ01 | cDXOH | Pumps | 0 | 0
New Construction | CZ01 | cDXOH | Heat Rejection | 0 | 0
New Construction | CZ01 | cDXOH | Humidification | 0 | 0
New Construction | CZ01 | cDXOH | Heat Recovery | 0 | 0
New Construction | CZ01 | cDXOH | Water Systems | 0 | 298027.05
New Construction | CZ01 | cDXOH | Refrigeration | 0 | 0
New Construction | CZ01 | cDXOH | Generators | 0 | 0
New Construction | CZ01 | cDXOH | Total End Uses | 4781764.88 | 298027.05
New Construction | CZ02 | cDXOH | Heating | 0 | 0
New Construction | CZ02 | cDXOH | Cooling | 335109.12 | 0
New Construction | CZ02 | cDXOH | Interior Lighting | 1951474.32 | 0
New Construction | CZ02 | cDXOH | Exterior Lighting | 0 | 0
New Construction | CZ02 | cDXOH | Interior Equipment | 1533301.25 | 0
New Construction | CZ02 | cDXOH | Exterior Equipment | 0 | 0
New Construction | CZ02 | cDXOH | Fans | 1271413.26 | 0
New Construction | CZ02 | cDXOH | Pumps | 0 | 0
New Construction | CZ02 | cDXOH | Heat Rejection | 0 | 0
New Construction | CZ02 | cDXOH | Humidification | 0 | 0
New Construction | CZ02 | cDXOH | Heat Recovery | 0 | 0
New Construction | CZ02 | cDXOH | Water Systems | 0 | 274018.26
New Construction | CZ02 | cDXOH | Refrigeration | 0 | 0
New Construction | CZ02 | cDXOH | Generators | 0 | 0
New Construction | CZ02 | cDXOH | Total End Uses | 5091297.95 | 274018.26
New Construction | CZ03 | cDXOH | Heating | 0 | 0
New Construction | CZ03 | cDXOH | Cooling | 124996.06 | 0
New Construction | CZ03 | cDXOH | Interior Lighting | 1951474.32 | 0
New Construction | CZ03 | cDXOH | Exterior Lighting | 0 | 0
New Construction | CZ03 | cDXOH | Interior Equipment | 1533301.25 | 0
New Construction | CZ03 | cDXOH | Exterior Equipment | 0 | 0
New Construction | CZ03 | cDXOH | Fans | 1233959.46 | 0
New Construction | CZ03 | cDXOH | Pumps | 0 | 0
New Construction | CZ03 | cDXOH | Heat Rejection | 0 | 0
New Construction | CZ03 | cDXOH | Humidification | 0 | 0
New Construction | CZ03 | cDXOH | Heat Recovery | 0 | 0
New Construction | CZ03 | cDXOH | Water Systems | 0 | 272974.09
New Construction | CZ03 | cDXOH | Refrigeration | 0 | 0
New Construction | CZ03 | cDXOH | Generators | 0 | 0
New Construction | CZ03 | cDXOH | Total End Uses | 4843731.1 | 272974.09
New Construction | CZ04 | cDXOH | Heating | 0 | 0
New Construction | CZ04 | cDXOH | Cooling | 512327.46 | 0
New Construction | CZ04 | cDXOH | Interior Lighting | 1951474.32 | 0
New Construction | CZ04 | cDXOH | Exterior Lighting | 0 | 0
New Construction | CZ04 | cDXOH | Interior Equipment | 1533301.25 | 0
New Construction | CZ04 | cDXOH | Exterior Equipment | 0 | 0
New Construction | CZ04 | cDXOH | Fans | 1221015.09 | 0
New Construction | CZ04 | cDXOH | Pumps | 0 | 0
New Construction | CZ04 | cDXOH | Heat Rejection | 0 | 0
New Construction | CZ04 | cDXOH | Humidification | 0 | 0
New Construction | CZ04 | cDXOH | Heat Recovery | 0 | 0
New Construction | CZ04 | cDXOH | Water Systems | 0 | 263573.79
New Construction | CZ04 | cDXOH | Refrigeration | 0 | 0
New Construction | CZ04 | cDXOH | Generators | 0 | 0
New Construction | CZ04 | cDXOH | Total End Uses | 5218118.12 | 263573.79
New Construction | CZ05 | cDXOH | Heating | 0 | 0
New Construction | CZ05 | cDXOH | Cooling | 144780.45 | 0
New Construction | CZ05 | cDXOH | Interior Lighting | 1951474.32 | 0
New Construction | CZ05 | cDXOH | Exterior Lighting | 0 | 0
New Construction | CZ05 | cDXOH | Interior Equipment | 1533301.25 | 0
New Construction | CZ05 | cDXOH | Exterior Equipment | 0 | 0
New Construction | CZ05 | cDXOH | Fans | 1215497.82 | 0
New Construction | CZ05 | cDXOH | Pumps | 0 | 0
New Construction | CZ05 | cDXOH | Heat Rejection | 0 | 0
New Construction | CZ05 | cDXOH | Humidification | 0 | 0
New Construction | CZ05 | cDXOH | Heat Recovery | 0 | 0
New Construction | CZ05 | cDXOH | Water Systems | 0 | 272961.75
New Construction | CZ05 | cDXOH | Refrigeration | 0 | 0
New Construction | CZ05 | cDXOH | Generators | 0 | 0
New Construction | CZ05 | cDXOH | Total End Uses | 4845053.84 | 272961.75
New Construction | CZ06 | cDXOH | Heating | 0 | 0
New Construction | CZ06 | cDXOH | Cooling | 495961.98 | 0
New Construction | CZ06 | cDXOH | Interior Lighting | 1951474.32 | 0
New Construction | CZ06 | cDXOH | Exterior Lighting | 0 | 0
New Construction | CZ06 | cDXOH | Interior Equipment | 1533301.25 | 0
New Construction | CZ06 | cDXOH | Exterior Equipment | 0 | 0
New Construction | CZ06 | cDXOH | Fans | 1205312.08 | 0
New Construction | CZ06 | cDXOH | Pumps | 0 | 0
New Construction | CZ06 | cDXOH | Heat Rejection | 0 | 0
New Construction | CZ06 | cDXOH | Humidification | 0 | 0
New Construction | CZ06 | cDXOH | Heat Recovery | 0 | 0
New Construction | CZ06 | cDXOH | Water Systems | 0 | 251601.1
New Construction | CZ06 | cDXOH | Refrigeration | 0 | 0
New Construction | CZ06 | cDXOH | Generators | 0 | 0
New Construction | CZ06 | cDXOH | Total End Uses | 5186049.63 | 251601.1
New Construction | CZ07 | cDXOH | Heating | 0 | 0
New Construction | CZ07 | cDXOH | Cooling | 595162.29 | 0
New Construction | CZ07 | cDXOH | Interior Lighting | 1951474.32 | 0
New Construction | CZ07 | cDXOH | Exterior Lighting | 0 | 0
New Construction | CZ07 | cDXOH | Interior Equipment | 1533301.25 | 0
New Construction | CZ07 | cDXOH | Exterior Equipment | 0 | 0
New Construction | CZ07 | cDXOH | Fans | 1205312.08 | 0
New Construction | CZ07 | cDXOH | Pumps | 0 | 0
New Construction | CZ07 | cDXOH | Heat Rejection | 0 | 0
New Construction | CZ07 | cDXOH | Humidification | 0 | 0
New Construction | CZ07 | cDXOH | Heat Recovery | 0 | 0
New Construction | CZ07 | cDXOH | Water Systems | 0 | 248338.7
New Construction | CZ07 | cDXOH | Refrigeration | 0 | 0
New Construction | CZ07 | cDXOH | Generators | 0 | 0
New Construction | CZ07 | cDXOH | Total End Uses | 5285249.94 | 248338.7
New Construction | CZ08 | cDXOH | Heating | 0 | 0
New Construction | CZ08 | cDXOH | Cooling | 802515.56 | 0
New Construction | CZ08 | cDXOH | Interior Lighting | 1951474.32 | 0
New Construction | CZ08 | cDXOH | Exterior Lighting | 0 | 0
New Construction | CZ08 | cDXOH | Interior Equipment | 1533301.25 | 0
New Construction | CZ08 | cDXOH | Exterior Equipment | 0 | 0
New Construction | CZ08 | cDXOH | Fans | 1205312.08 | 0
New Construction | CZ08 | cDXOH | Pumps | 0 | 0
New Construction | CZ08 | cDXOH | Heat Rejection | 0 | 0
New Construction | CZ08 | cDXOH | Humidification | 0 | 0
New Construction | CZ08 | cDXOH | Heat Recovery | 0 | 0
New Construction | CZ08 | cDXOH | Water Systems | 0 | 247966.36
New Construction | CZ08 | cDXOH | Refrigeration | 0 | 0
New Construction | CZ08 | cDXOH | Generators | 0 | 0
New Construction | CZ08 | cDXOH | Total End Uses | 5492603.21 | 247966.36
New Construction | CZ09 | cDXOH | Heating | 0 | 0
New Construction | CZ09 | cDXOH | Cooling | 1049741.16 | 0
New Construction | CZ09 | cDXOH | Interior Lighting | 1951474.32 | 0
New Construction | CZ09 | cDXOH | Exterior Lighting | 0 | 0
New Construction | CZ09 | cDXOH | Interior Equipment | 1533301.25 | 0
New Construction | CZ09 | cDXOH | Exterior Equipment | 0 | 0
New Construction | CZ09 | cDXOH | Fans | 1205630.39 | 0
New Construction | CZ09 | cDXOH | Pumps | 0 | 0
New Construction | CZ09 | cDXOH | Heat Rejection | 0 | 0
New Construction | CZ09 | cDXOH | Humidification | 0 | 0
New Construction | CZ09 | cDXOH | Heat Recovery | 0 | 0
New Construction | CZ09 | cDXOH | Water Systems | 0 | 244595.8
New Construction | CZ09 | cDXOH | Refrigeration | 0 | 0
New Construction | CZ09 | cDXOH | Generators | 0 | 0
New Construction | CZ09 | cDXOH | Total End Uses | 5740147.12 | 244595.8
New Construction | CZ10 | cDXOH | Heating | 0 | 0
New Construction | CZ10 | cDXOH | Cooling | 1307762.63 | 0
New Construction | CZ10 | cDXOH | Interior Lighting | 1951474.32 | 0
New Construction | CZ10 | cDXOH | Exterior Lighting | 0 | 0
New Construction | CZ10 | cDXOH | Interior Equipment | 1533301.25 | 0
New Construction | CZ10 | cDXOH | Exterior Equipment | 0 | 0
New Construction | CZ10 | cDXOH | Fans | 1214755.11 | 0
New Construction | CZ10 | cDXOH | Pumps | 0 | 0
New Construction | CZ10 | cDXOH | Heat Rejection | 0 | 0
New Construction | CZ10 | cDXOH | Humidification | 0 | 0
New Construction | CZ10 | cDXOH | Heat Recovery | 0 | 0
New Construction | CZ10 | cDXOH | Water Systems | 0 | 242554.87
New Construction | CZ10 | cDXOH | Refrigeration | 0 | 0
New Construction | CZ10 | cDXOH | Generators | 0 | 0
New Construction | CZ10 | cDXOH | Total End Uses | 6007293.31 | 242554.87
New Construction | CZ11 | cDXOH | Heating | 0 | 0
New Construction | CZ11 | cDXOH | Cooling | 1415390.43 | 0
New Construction | CZ11 | cDXOH | Interior Lighting | 1951474.32 | 0
New Construction | CZ11 | cDXOH | Exterior Lighting | 0 | 0
New Construction | CZ11 | cDXOH | Interior Equipment | 1533301.25 | 0
New Construction | CZ11 | cDXOH | Exterior Equipment | 0 | 0
New Construction | CZ11 | cDXOH | Fans | 1271837.67 | 0
New Construction | CZ11 | cDXOH | Pumps | 0 | 0
New Construction | CZ11 | cDXOH | Heat Rejection | 0 | 0
New Construction | CZ11 | cDXOH | Humidification | 0 | 0
New Construction | CZ11 | cDXOH | Heat Recovery | 0 | 0
New Construction | CZ11 | cDXOH | Water Systems | 0 | 247840.3
New Construction | CZ11 | cDXOH | Refrigeration | 0 | 0
New Construction | CZ11 | cDXOH | Generators | 0 | 0
New Construction | CZ11 | cDXOH | Total End Uses | 6172003.67 | 247840.3
New Construction | CZ12 | cDXOH | Heating | 0 | 0
New Construction | CZ12 | cDXOH | Cooling | 1118917.82 | 0
New Construction | CZ12 | cDXOH | Interior Lighting | 1951474.32 | 0
New Construction | CZ12 | cDXOH | Exterior Lighting | 0 | 0
New Construction | CZ12 | cDXOH | Interior Equipment | 1533301.25 | 0
New Construction | CZ12 | cDXOH | Exterior Equipment | 0 | 0
New Construction | CZ12 | cDXOH | Fans | 1265577.69 | 0
New Construction | CZ12 | cDXOH | Pumps | 0 | 0
New Construction | CZ12 | cDXOH | Heat Rejection | 0 | 0
New Construction | CZ12 | cDXOH | Humidification | 0 | 0
New Construction | CZ12 | cDXOH | Heat Recovery | 0 | 0
New Construction | CZ12 | cDXOH | Water Systems | 0 | 254937.07
New Construction | CZ12 | cDXOH | Refrigeration | 0 | 0
New Construction | CZ12 | cDXOH | Generators | 0 | 0
New Construction | CZ12 | cDXOH | Total End Uses | 5869271.08 | 254937.07
New Construction | CZ13 | cDXOH | Heating | 0 | 0
New Construction | CZ13 | cDXOH | Cooling | 1626256.9 | 0
New Construction | CZ13 | cDXOH | Interior Lighting | 1951474.32 | 0
New Construction | CZ13 | cDXOH | Exterior Lighting | 0 | 0
New Construction | CZ13 | cDXOH | Interior Equipment | 1533301.25 | 0
New Construction | CZ13 | cDXOH | Exterior Equipment | 0 | 0
New Construction | CZ13 | cDXOH | Fans | 1265736.84 | 0
New Construction | CZ13 | cDXOH | Pumps | 0 | 0
New Construction | CZ13 | cDXOH | Heat Rejection | 0 | 0
New Construction | CZ13 | cDXOH | Humidification | 0 | 0
New Construction | CZ13 | cDXOH | Heat Recovery | 0 | 0
New Construction | CZ13 | cDXOH | Water Systems | 0 | 240655.71
New Construction | CZ13 | cDXOH | Refrigeration | 0 | 0
New Construction | CZ13 | cDXOH | Generators | 0 | 0
New Construction | CZ13 | cDXOH | Total End Uses | 6376769.31 | 240655.71
New Construction | CZ14 | cDXOH | Heating | 0 | 0
New Construction | CZ14 | cDXOH | Cooling | 1899903.56 | 0
New Construction | CZ14 | cDXOH | Interior Lighting | 1951474.32 | 0
New Construction | CZ14 | cDXOH | Exterior Lighting | 0 | 0
New Construction | CZ14 | cDXOH | Interior Equipment | 1533301.25 | 0
New Construction | CZ14 | cDXOH | Exterior Equipment | 0 | 0
New Construction | CZ14 | cDXOH | Fans | 1236930.3 | 0
New Construction | CZ14 | cDXOH | Pumps | 0 | 0
New Construction | CZ14 | cDXOH | Heat Rejection | 0 | 0
New Construction | CZ14 | cDXOH | Humidification | 0 | 0
New Construction | CZ14 | cDXOH | Heat Recovery | 0 | 0
New Construction | CZ14 | cDXOH | Water Systems | 0 | 228551.67
New Construction | CZ14 | cDXOH | Refrigeration | 0 | 0
New Construction | CZ14 | cDXOH | Generators | 0 | 0
New Construction | CZ14 | cDXOH | Total End Uses | 6621609.44 | 228551.67
New Construction | CZ15 | cDXOH | Heating | 0 | 0
New Construction | CZ15 | cDXOH | Cooling | 2616891.95 | 0
New Construction | CZ15 | cDXOH | Interior Lighting | 1951474.32 | 0
New Construction | CZ15 | cDXOH | Exterior Lighting | 0 | 0
New Construction | CZ15 | cDXOH | Interior Equipment | 1533301.25 | 0
New Construction | CZ15 | cDXOH | Exterior Equipment | 0 | 0
New Construction | CZ15 | cDXOH | Fans | 1265610.49 | 0
New Construction | CZ15 | cDXOH | Pumps | 0 | 0
New Construction | CZ15 | cDXOH | Heat Rejection | 0 | 0
New Construction | CZ15 | cDXOH | Humidification | 0 | 0
New Construction | CZ15 | cDXOH | Heat Recovery | 0 | 0
New Construction | CZ15 | cDXOH | Water Systems | 0 | 202941.78
New Construction | CZ15 | cDXOH | Refrigeration | 0 | 0
New Construction | CZ15 | cDXOH | Generators | 0 | 0
New Construction | CZ15 | cDXOH | Total End Uses | 7367278.01 | 202941.78
New Construction | CZ16 | cDXOH | Heating | 0 | 0
New Construction | CZ16 | cDXOH | Cooling | 1259032.65 | 0
New Construction | CZ16 | cDXOH | Interior Lighting | 1951474.32 | 0
New Construction | CZ16 | cDXOH | Exterior Lighting | 0 | 0
New Construction | CZ16 | cDXOH | Interior Equipment | 1533301.25 | 0
New Construction | CZ16 | cDXOH | Exterior Equipment | 0 | 0
New Construction | CZ16 | cDXOH | Fans | 1453501.85 | 0
New Construction | CZ16 | cDXOH | Pumps | 0 | 0
New Construction | CZ16 | cDXOH | Heat Rejection | 0 | 0
New Construction | CZ16 | cDXOH | Humidification | 0 | 0
New Construction | CZ16 | cDXOH | Heat Recovery | 0 | 0
New Construction | CZ16 | cDXOH | Water Systems | 0 | 269544.47
New Construction | CZ16 | cDXOH | Refrigeration | 0 | 0
New Construction | CZ16 | cDXOH | Generators | 0 | 0
New Construction | CZ16 | cDXOH | Total End Uses | 6197310.08 | 269544.47
Existing | CZ01 | cPVVG | Heating | 0 | 8417699.6
Existing | CZ01 | cPVVG | Cooling | 4166.04 | 0
Existing | CZ01 | cPVVG | Interior Lighting | 2902444.9 | 0
Existing | CZ01 | cPVVG | Exterior Lighting | 0 | 0
Existing | CZ01 | cPVVG | Interior Equipment | 1533301.25 | 0
Existing | CZ01 | cPVVG | Exterior Equipment | 0 | 0
Existing | CZ01 | cPVVG | Fans | 943206.31 | 0
Existing | CZ01 | cPVVG | Pumps | 0 | 0
Existing | CZ01 | cPVVG | Heat Rejection | 0 | 0
Existing | CZ01 | cPVVG | Humidification | 0 | 0
Existing | CZ01 | cPVVG | Heat Recovery | 0 | 0
Existing | CZ01 | cPVVG | Water Systems | 0 | 298336.45
Existing | CZ01 | cPVVG | Refrigeration | 0 | 0
Existing | CZ01 | cPVVG | Generators | 0 | 0
Existing | CZ01 | cPVVG | Total End Uses | 5383118.5 | 8716036.05
Existing | CZ02 | cPVVG | Heating | 0 | 4910196.73
Existing | CZ02 | cPVVG | Cooling | 475931.43 | 0
Existing | CZ02 | cPVVG | Interior Lighting | 2902444.9 | 0
Existing | CZ02 | cPVVG | Exterior Lighting | 0 | 0
Existing | CZ02 | cPVVG | Interior Equipment | 1533301.25 | 0
Existing | CZ02 | cPVVG | Exterior Equipment | 0 | 0
Existing | CZ02 | cPVVG | Fans | 808590.43 | 0
Existing | CZ02 | cPVVG | Pumps | 0 | 0
Existing | CZ02 | cPVVG | Heat Rejection | 0 | 0
Existing | CZ02 | cPVVG | Humidification | 0 | 0
Existing | CZ02 | cPVVG | Heat Recovery | 0 | 0
Existing | CZ02 | cPVVG | Water Systems | 0 | 274236.08
Existing | CZ02 | cPVVG | Refrigeration | 0 | 0
Existing | CZ02 | cPVVG | Generators | 0 | 0
Existing | CZ02 | cPVVG | Total End Uses | 5720268.02 | 5184432.81
Existing | CZ03 | cPVVG | Heating | 0 | 3690118.28
Existing | CZ03 | cPVVG | Cooling | 229966.71 | 0
Existing | CZ03 | cPVVG | Interior Lighting | 2902444.9 | 0
Existing | CZ03 | cPVVG | Exterior Lighting | 0 | 0
Existing | CZ03 | cPVVG | Interior Equipment | 1533301.25 | 0
Existing | CZ03 | cPVVG | Exterior Equipment | 0 | 0
Existing | CZ03 | cPVVG | Fans | 979245.81 | 0
Existing | CZ03 | cPVVG | Pumps | 0 | 0
Existing | CZ03 | cPVVG | Heat Rejection | 0 | 0
Existing | CZ03 | cPVVG | Humidification | 0 | 0
Existing | CZ03 | cPVVG | Heat Recovery | 0 | 0
Existing | CZ03 | cPVVG | Water Systems | 0 | 273172.3
Existing | CZ03 | cPVVG | Refrigeration | 0 | 0
Existing | CZ03 | cPVVG | Generators | 0 | 0
Existing | CZ03 | cPVVG | Total End Uses | 5644958.67 | 3963290.57
Existing | CZ04 | cPVVG | Heating | 0 | 3248340.81
Existing | CZ04 | cPVVG | Cooling | 746170.67 | 0
Existing | CZ04 | cPVVG | Interior Lighting | 2902444.9 | 0
Existing | CZ04 | cPVVG | Exterior Lighting | 0 | 0
Existing | CZ04 | cPVVG | Interior Equipment | 1533301.25 | 0
Existing | CZ04 | cPVVG | Exterior Equipment | 0 | 0
Existing | CZ04 | cPVVG | Fans | 945655.65 | 0
Existing | CZ04 | cPVVG | Pumps | 0 | 0
Existing | CZ04 | cPVVG | Heat Rejection | 0 | 0
Existing | CZ04 | cPVVG | Humidification | 0 | 0
Existing | CZ04 | cPVVG | Heat Recovery | 0 | 0
Existing | CZ04 | cPVVG | Water Systems | 0 | 263802.09
Existing | CZ04 | cPVVG | Refrigeration | 0 | 0
Existing | CZ04 | cPVVG | Generators | 0 | 0
Existing | CZ04 | cPVVG | Total End Uses | 6127572.47 | 3512142.9
Existing | CZ05 | cPVVG | Heating | 0 | 3281806.12
Existing | CZ05 | cPVVG | Cooling | 264013.6 | 0
Existing | CZ05 | cPVVG | Interior Lighting | 2902444.9 | 0
Existing | CZ05 | cPVVG | Exterior Lighting | 0 | 0
Existing | CZ05 | cPVVG | Interior Equipment | 1533301.25 | 0
Existing | CZ05 | cPVVG | Exterior Equipment | 0 | 0
Existing | CZ05 | cPVVG | Fans | 834151.63 | 0
Existing | CZ05 | cPVVG | Pumps | 0 | 0
Existing | CZ05 | cPVVG | Heat Rejection | 0 | 0
Existing | CZ05 | cPVVG | Humidification | 0 | 0
Existing | CZ05 | cPVVG | Heat Recovery | 0 | 0
Existing | CZ05 | cPVVG | Water Systems | 0 | 273162.43
Existing | CZ05 | cPVVG | Refrigeration | 0 | 0
Existing | CZ05 | cPVVG | Generators | 0 | 0
Existing | CZ05 | cPVVG | Total End Uses | 5533911.38 | 3554968.55
Existing | CZ06 | cPVVG | Heating | 0 | 1089794.8
Existing | CZ06 | cPVVG | Cooling | 842768.71 | 0
Existing | CZ06 | cPVVG | Interior Lighting | 2902444.9 | 0
Existing | CZ06 | cPVVG | Exterior Lighting | 0 | 0
Existing | CZ06 | cPVVG | Interior Equipment | 1533301.25 | 0
Existing | CZ06 | cPVVG | Exterior Equipment | 0 | 0
Existing | CZ06 | cPVVG | Fans | 1102198.65 | 0
Existing | CZ06 | cPVVG | Pumps | 0 | 0
Existing | CZ06 | cPVVG | Heat Rejection | 0 | 0
Existing | CZ06 | cPVVG | Humidification | 0 | 0
Existing | CZ06 | cPVVG | Heat Recovery | 0 | 0
Existing | CZ06 | cPVVG | Water Systems | 0 | 251722.28
Existing | CZ06 | cPVVG | Refrigeration | 0 | 0
Existing | CZ06 | cPVVG | Generators | 0 | 0
Existing | CZ06 | cPVVG | Total End Uses | 6380713.52 | 1341517.08
Existing | CZ07 | cPVVG | Heating | 0 | 1026982.33
Existing | CZ07 | cPVVG | Cooling | 947266.76 | 0
Existing | CZ07 | cPVVG | Interior Lighting | 2902444.9 | 0
Existing | CZ07 | cPVVG | Exterior Lighting | 0 | 0
Existing | CZ07 | cPVVG | Interior Equipment | 1533301.25 | 0
Existing | CZ07 | cPVVG | Exterior Equipment | 0 | 0
Existing | CZ07 | cPVVG | Fans | 1142604.85 | 0
Existing | CZ07 | cPVVG | Pumps | 0 | 0
Existing | CZ07 | cPVVG | Heat Rejection | 0 | 0
Existing | CZ07 | cPVVG | Humidification | 0 | 0
Existing | CZ07 | cPVVG | Heat Recovery | 0 | 0
Existing | CZ07 | cPVVG | Water Systems | 0 | 248503.45
Existing | CZ07 | cPVVG | Refrigeration | 0 | 0
Existing | CZ07 | cPVVG | Generators | 0 | 0
Existing | CZ07 | cPVVG | Total End Uses | 6525617.75 | 1275485.78
Existing | CZ08 | cPVVG | Heating | 0 | 1410092.67
Existing | CZ08 | cPVVG | Cooling | 1203567.55 | 0
Existing | CZ08 | cPVVG | Interior Lighting | 2902444.9 | 0
Existing | CZ08 | cPVVG | Exterior Lighting | 0 | 0
Existing | CZ08 | cPVVG | Interior Equipment | 1533301.25 | 0
Existing | CZ08 | cPVVG | Exterior Equipment | 0 | 0
Existing | CZ08 | cPVVG | Fans | 1010104.67 | 0
Existing | CZ08 | cPVVG | Pumps | 0 | 0
Existing | CZ08 | cPVVG | Heat Rejection | 0 | 0
Existing | CZ08 | cPVVG | Humidification | 0 | 0
Existing | CZ08 | cPVVG | Heat Recovery | 0 | 0
Existing | CZ08 | cPVVG | Water Systems | 0 | 248168.46
Existing | CZ08 | cPVVG | Refrigeration | 0 | 0
Existing | CZ08 | cPVVG | Generators | 0 | 0
Existing | CZ08 | cPVVG | Total End Uses | 6649418.37 | 1658261.13
Existing | CZ09 | cPVVG | Heating | 0 | 1327189.82
Existing | CZ09 | cPVVG | Cooling | 1500118.2 | 0
Existing | CZ09 | cPVVG | Interior Lighting | 2902444.9 | 0
Existing | CZ09 | cPVVG | Exterior Lighting | 0 | 0
Existing | CZ09 | cPVVG | Interior Equipment | 1533301.25 | 0
Existing | CZ09 | cPVVG | Exterior Equipment | 0 | 0
Existing | CZ09 | cPVVG | Fans | 947332.46 | 0
Existing | CZ09 | cPVVG | Pumps | 0 | 0
Existing | CZ09 | cPVVG | Heat Rejection | 0 | 0
Existing | CZ09 | cPVVG | Humidification | 0 | 0
Existing | CZ09 | cPVVG | Heat Recovery | 0 | 0
Existing | CZ09 | cPVVG | Water Systems | 0 | 244732.66
Existing | CZ09 | cPVVG | Refrigeration | 0 | 0
Existing | CZ09 | cPVVG | Generators | 0 | 0
Existing | CZ09 | cPVVG | Total End Uses | 6883196.81 | 1571922.48
Existing | CZ10 | cPVVG | Heating | 0 | 2038382.72
Existing | CZ10 | cPVVG | Cooling | 1745894.36 | 0
Existing | CZ10 | cPVVG | Interior Lighting | 2902444.9 | 0
Existing | CZ10 | cPVVG | Exterior Lighting | 0 | 0
Existing | CZ10 | cPVVG | Interior Equipment | 1533301.25 | 0
Existing | CZ10 | cPVVG | Exterior Equipment | 0 | 0
Existing | CZ10 | cPVVG | Fans | 1008055.78 | 0
Existing | CZ10 | cPVVG | Pumps | 0 | 0
Existing | CZ10 | cPVVG | Heat Rejection | 0 | 0
Existing | CZ10 | cPVVG | Humidification | 0 | 0
Existing | CZ10 | cPVVG | Heat Recovery | 0 | 0
Existing | CZ10 | cPVVG | Water Systems | 0 | 242749.22
Existing | CZ10 | cPVVG | Refrigeration | 0 | 0
Existing | CZ10 | cPVVG | Generators | 0 | 0
Existing | CZ10 | cPVVG | Total End Uses | 7189696.29 | 2281131.93
Existing | CZ11 | cPVVG | Heating | 0 | 4846895.78
Existing | CZ11 | cPVVG | Cooling | 1932129.26 | 0
Existing | CZ11 | cPVVG | Interior Lighting | 2902444.9 | 0
Existing | CZ11 | cPVVG | Exterior Lighting | 0 | 0
Existing | CZ11 | cPVVG | Interior Equipment | 1533301.25 | 0
Existing | CZ11 | cPVVG | Exterior Equipment | 0 | 0
Existing | CZ11 | cPVVG | Fans | 1048612.24 | 0
Existing | CZ11 | cPVVG | Pumps | 0 | 0
Existing | CZ11 | cPVVG | Heat Rejection | 0 | 0
Existing | CZ11 | cPVVG | Humidification | 0 | 0
Existing | CZ11 | cPVVG | Heat Recovery | 0 | 0
Existing | CZ11 | cPVVG | Water Systems | 0 | 248129.34
Existing | CZ11 | cPVVG | Refrigeration | 0 | 0
Existing | CZ11 | cPVVG | Generators | 0 | 0
Existing | CZ11 | cPVVG | Total End Uses | 7416487.65 | 5095025.12
Existing | CZ12 | cPVVG | Heating | 0 | 4369523.6
Existing | CZ12 | cPVVG | Cooling | 1475190 | 0
Existing | CZ12 | cPVVG | Interior Lighting | 2902444.9 | 0
Existing | CZ12 | cPVVG | Exterior Lighting | 0 | 0
Existing | CZ12 | cPVVG | Interior Equipment | 1533301.25 | 0
Existing | CZ12 | cPVVG | Exterior Equipment | 0 | 0
Existing | CZ12 | cPVVG | Fans | 1009391.93 | 0
Existing | CZ12 | cPVVG | Pumps | 0 | 0
Existing | CZ12 | cPVVG | Heat Rejection | 0 | 0
Existing | CZ12 | cPVVG | Humidification | 0 | 0
Existing | CZ12 | cPVVG | Heat Recovery | 0 | 0
Existing | CZ12 | cPVVG | Water Systems | 0 | 255106.39
Existing | CZ12 | cPVVG | Refrigeration | 0 | 0
Existing | CZ12 | cPVVG | Generators | 0 | 0
Existing | CZ12 | cPVVG | Total End Uses | 6920328.08 | 4624629.98
Existing | CZ13 | cPVVG | Heating | 0 | 3766914.53
Existing | CZ13 | cPVVG | Cooling | 2233373.04 | 0
Existing | CZ13 | cPVVG | Interior Lighting | 2902444.9 | 0
Existing | CZ13 | cPVVG | Exterior Lighting | 0 | 0
Existing | CZ13 | cPVVG | Interior Equipment | 1533301.25 | 0
Existing | CZ13 | cPVVG | Exterior Equipment | 0 | 0
Existing | CZ13 | cPVVG | Fans | 1075479.74 | 0
Existing | CZ13 | cPVVG | Pumps | 0 | 0
Existing | CZ13 | cPVVG | Heat Rejection | 0 | 0
Existing | CZ13 | cPVVG | Humidification | 0 | 0
Existing | CZ13 | cPVVG | Heat Recovery | 0 | 0
Existing | CZ13 | cPVVG | Water Systems | 0 | 240933.04
Existing | CZ13 | cPVVG | Refrigeration | 0 | 0
Existing | CZ13 | cPVVG | Generators | 0 | 0
Existing | CZ13 | cPVVG | Total End Uses | 7744598.93 | 4007847.57
Existing | CZ14 | cPVVG | Heating | 0 | 2850127.41
Existing | CZ14 | cPVVG | Cooling | 2741959.81 | 0
Existing | CZ14 | cPVVG | Interior Lighting | 2902444.9 | 0
Existing | CZ14 | cPVVG | Exterior Lighting | 0 | 0
Existing | CZ14 | cPVVG | Interior Equipment | 1533301.25 | 0
Existing | CZ14 | cPVVG | Exterior Equipment | 0 | 0
Existing | CZ14 | cPVVG | Fans | 1205054.45 | 0
Existing | CZ14 | cPVVG | Pumps | 0 | 0
Existing | CZ14 | cPVVG | Heat Rejection | 0 | 0
Existing | CZ14 | cPVVG | Humidification | 0 | 0
Existing | CZ14 | cPVVG | Heat Recovery | 0 | 0
Existing | CZ14 | cPVVG | Water Systems | 0 | 228733.15
Existing | CZ14 | cPVVG | Refrigeration | 0 | 0
Existing | CZ14 | cPVVG | Generators | 0 | 0
Existing | CZ14 | cPVVG | Total End Uses | 8382760.41 | 3078860.57
Existing | CZ15 | cPVVG | Heating | 0 | 864428.79
Existing | CZ15 | cPVVG | Cooling | 3932155.45 | 0
Existing | CZ15 | cPVVG | Interior Lighting | 2902444.9 | 0
Existing | CZ15 | cPVVG | Exterior Lighting | 0 | 0
Existing | CZ15 | cPVVG | Interior Equipment | 1533301.25 | 0
Existing | CZ15 | cPVVG | Exterior Equipment | 0 | 0
Existing | CZ15 | cPVVG | Fans | 1409871.93 | 0
Existing | CZ15 | cPVVG | Pumps | 0 | 0
Existing | CZ15 | cPVVG | Heat Rejection | 0 | 0
Existing | CZ15 | cPVVG | Humidification | 0 | 0
Existing | CZ15 | cPVVG | Heat Recovery | 0 | 0
Existing | CZ15 | cPVVG | Water Systems | 0 | 203147.64
Existing | CZ15 | cPVVG | Refrigeration | 0 | 0
Existing | CZ15 | cPVVG | Generators | 0 | 0
Existing | CZ15 | cPVVG | Total End Uses | 9777773.52 | 1067576.43
Existing | CZ16 | cPVVG | Heating | 0 | 6206337.98
Existing | CZ16 | cPVVG | Cooling | 1563634.36 | 0
Existing | CZ16 | cPVVG | Interior Lighting | 2902444.9 | 0
Existing | CZ16 | cPVVG | Exterior Lighting | 0 | 0
Existing | CZ16 | cPVVG | Interior Equipment | 1533301.25 | 0
Existing | CZ16 | cPVVG | Exterior Equipment | 0 | 0
Existing | CZ16 | cPVVG | Fans | 840127.37 | 0
Existing | CZ16 | cPVVG | Pumps | 0 | 0
Existing | CZ16 | cPVVG | Heat Rejection | 0 | 0
Existing | CZ16 | cPVVG | Humidification | 0 | 0
Existing | CZ16 | cPVVG | Heat Recovery | 0 | 0
Existing | CZ16 | cPVVG | Water Systems | 0 | 269697.4
Existing | CZ16 | cPVVG | Refrigeration | 0 | 0
Existing | CZ16 | cPVVG | Generators | 0 | 0
Existing | CZ16 | cPVVG | Total End Uses | 6839507.88 | 6476035.38
New Construction | CZ01 | cPVVG | Heating | 0 | 7019093.91
New Construction | CZ01 | cPVVG | Cooling | 1833.25 | 0
New Construction | CZ01 | cPVVG | Interior Lighting | 1951474.32 | 0
New Construction | CZ01 | cPVVG | Exterior Lighting | 0 | 0
New Construction | CZ01 | cPVVG | Interior Equipment | 1533301.25 | 0
New Construction | CZ01 | cPVVG | Exterior Equipment | 0 | 0
New Construction | CZ01 | cPVVG | Fans | 1157473 | 0
New Construction | CZ01 | cPVVG | Pumps | 0 | 0
New Construction | CZ01 | cPVVG | Heat Rejection | 0 | 0
New Construction | CZ01 | cPVVG | Humidification | 0 | 0
New Construction | CZ01 | cPVVG | Heat Recovery | 0 | 0
New Construction | CZ01 | cPVVG | Water Systems | 0 | 297977.61
New Construction | CZ01 | cPVVG | Refrigeration | 0 | 0
New Construction | CZ01 | cPVVG | Generators | 0 | 0
New Construction | CZ01 | cPVVG | Total End Uses | 4644081.82 | 7317071.53
New Construction | CZ02 | cPVVG | Heating | 0 | 3846615.55
New Construction | CZ02 | cPVVG | Cooling | 345244.11 | 0
New Construction | CZ02 | cPVVG | Interior Lighting | 1951474.32 | 0
New Construction | CZ02 | cPVVG | Exterior Lighting | 0 | 0
New Construction | CZ02 | cPVVG | Interior Equipment | 1533301.25 | 0
New Construction | CZ02 | cPVVG | Exterior Equipment | 0 | 0
New Construction | CZ02 | cPVVG | Fans | 1156358.3 | 0
New Construction | CZ02 | cPVVG | Pumps | 0 | 0
New Construction | CZ02 | cPVVG | Heat Rejection | 0 | 0
New Construction | CZ02 | cPVVG | Humidification | 0 | 0
New Construction | CZ02 | cPVVG | Heat Recovery | 0 | 0
New Construction | CZ02 | cPVVG | Water Systems | 0 | 274016.97
New Construction | CZ02 | cPVVG | Refrigeration | 0 | 0
New Construction | CZ02 | cPVVG | Generators | 0 | 0
New Construction | CZ02 | cPVVG | Total End Uses | 4986377.98 | 4120632.52
New Construction | CZ03 | cPVVG | Heating | 0 | 3068316.6
New Construction | CZ03 | cPVVG | Cooling | 130190.56 | 0
New Construction | CZ03 | cPVVG | Interior Lighting | 1951474.32 | 0
New Construction | CZ03 | cPVVG | Exterior Lighting | 0 | 0
New Construction | CZ03 | cPVVG | Interior Equipment | 1533301.25 | 0
New Construction | CZ03 | cPVVG | Exterior Equipment | 0 | 0
New Construction | CZ03 | cPVVG | Fans | 1149875.75 | 0
New Construction | CZ03 | cPVVG | Pumps | 0 | 0
New Construction | CZ03 | cPVVG | Heat Rejection | 0 | 0
New Construction | CZ03 | cPVVG | Humidification | 0 | 0
New Construction | CZ03 | cPVVG | Heat Recovery | 0 | 0
New Construction | CZ03 | cPVVG | Water Systems | 0 | 272920.83
New Construction | CZ03 | cPVVG | Refrigeration | 0 | 0
New Construction | CZ03 | cPVVG | Generators | 0 | 0
New Construction | CZ03 | cPVVG | Total End Uses | 4764841.89 | 3341237.43
New Construction | CZ04 | cPVVG | Heating | 0 | 2577689.4
New Construction | CZ04 | cPVVG | Cooling | 519236.71 | 0
New Construction | CZ04 | cPVVG | Interior Lighting | 1951474.32 | 0
New Construction | CZ04 | cPVVG | Exterior Lighting | 0 | 0
New Construction | CZ04 | cPVVG | Interior Equipment | 1533301.25 | 0
New Construction | CZ04 | cPVVG | Exterior Equipment | 0 | 0
New Construction | CZ04 | cPVVG | Fans | 1157539.61 | 0
New Construction | CZ04 | cPVVG | Pumps | 0 | 0
New Construction | CZ04 | cPVVG | Heat Rejection | 0 | 0
New Construction | CZ04 | cPVVG | Humidification | 0 | 0
New Construction | CZ04 | cPVVG | Heat Recovery | 0 | 0
New Construction | CZ04 | cPVVG | Water Systems | 0 | 263628.58
New Construction | CZ04 | cPVVG | Refrigeration | 0 | 0
New Construction | CZ04 | cPVVG | Generators | 0 | 0
New Construction | CZ04 | cPVVG | Total End Uses | 5161551.9 | 2841317.98
New Construction | CZ05 | cPVVG | Heating | 0 | 2535338.02
New Construction | CZ05 | cPVVG | Cooling | 157286.26 | 0
New Construction | CZ05 | cPVVG | Interior Lighting | 1951474.32 | 0
New Construction | CZ05 | cPVVG | Exterior Lighting | 0 | 0
New Construction | CZ05 | cPVVG | Interior Equipment | 1533301.25 | 0
New Construction | CZ05 | cPVVG | Exterior Equipment | 0 | 0
New Construction | CZ05 | cPVVG | Fans | 1132032.66 | 0
New Construction | CZ05 | cPVVG | Pumps | 0 | 0
New Construction | CZ05 | cPVVG | Heat Rejection | 0 | 0
New Construction | CZ05 | cPVVG | Humidification | 0 | 0
New Construction | CZ05 | cPVVG | Heat Recovery | 0 | 0
New Construction | CZ05 | cPVVG | Water Systems | 0 | 272918.12
New Construction | CZ05 | cPVVG | Refrigeration | 0 | 0
New Construction | CZ05 | cPVVG | Generators | 0 | 0
New Construction | CZ05 | cPVVG | Total End Uses | 4774094.49 | 2808256.13
New Construction | CZ06 | cPVVG | Heating | 0 | 844685.49
New Construction | CZ06 | cPVVG | Cooling | 497920.78 | 0
New Construction | CZ06 | cPVVG | Interior Lighting | 1951474.32 | 0
New Construction | CZ06 | cPVVG | Exterior Lighting | 0 | 0
New Construction | CZ06 | cPVVG | Interior Equipment | 1533301.25 | 0
New Construction | CZ06 | cPVVG | Exterior Equipment | 0 | 0
New Construction | CZ06 | cPVVG | Fans | 1128205.44 | 0
New Construction | CZ06 | cPVVG | Pumps | 0 | 0
New Construction | CZ06 | cPVVG | Heat Rejection | 0 | 0
New Construction | CZ06 | cPVVG | Humidification | 0 | 0
New Construction | CZ06 | cPVVG | Heat Recovery | 0 | 0
New Construction | CZ06 | cPVVG | Water Systems | 0 | 251619.34
New Construction | CZ06 | cPVVG | Refrigeration | 0 | 0
New Construction | CZ06 | cPVVG | Generators | 0 | 0
New Construction | CZ06 | cPVVG | Total End Uses | 5110901.79 | 1096304.83
New Construction | CZ07 | cPVVG | Heating | 0 | 803316.7
New Construction | CZ07 | cPVVG | Cooling | 596611.74 | 0
New Construction | CZ07 | cPVVG | Interior Lighting | 1951474.32 | 0
New Construction | CZ07 | cPVVG | Exterior Lighting | 0 | 0
New Construction | CZ07 | cPVVG | Interior Equipment | 1533301.25 | 0
New Construction | CZ07 | cPVVG | Exterior Equipment | 0 | 0
New Construction | CZ07 | cPVVG | Fans | 1157215.77 | 0
New Construction | CZ07 | cPVVG | Pumps | 0 | 0
New Construction | CZ07 | cPVVG | Heat Rejection | 0 | 0
New Construction | CZ07 | cPVVG | Humidification | 0 | 0
New Construction | CZ07 | cPVVG | Heat Recovery | 0 | 0
New Construction | CZ07 | cPVVG | Water Systems | 0 | 248373.21
New Construction | CZ07 | cPVVG | Refrigeration | 0 | 0
New Construction | CZ07 | cPVVG | Generators | 0 | 0
New Construction | CZ07 | cPVVG | Total End Uses | 5238603.08 | 1051689.91
New Construction | CZ08 | cPVVG | Heating | 0 | 1009717.27
New Construction | CZ08 | cPVVG | Cooling | 809179.87 | 0
New Construction | CZ08 | cPVVG | Interior Lighting | 1951474.32 | 0
New Construction | CZ08 | cPVVG | Exterior Lighting | 0 | 0
New Construction | CZ08 | cPVVG | Interior Equipment | 1533301.25 | 0
New Construction | CZ08 | cPVVG | Exterior Equipment | 0 | 0
New Construction | CZ08 | cPVVG | Fans | 1157993.77 | 0
New Construction | CZ08 | cPVVG | Pumps | 0 | 0
New Construction | CZ08 | cPVVG | Heat Rejection | 0 | 0
New Construction | CZ08 | cPVVG | Humidification | 0 | 0
New Construction | CZ08 | cPVVG | Heat Recovery | 0 | 0
New Construction | CZ08 | cPVVG | Water Systems | 0 | 247967.52
New Construction | CZ08 | cPVVG | Refrigeration | 0 | 0
New Construction | CZ08 | cPVVG | Generators | 0 | 0
New Construction | CZ08 | cPVVG | Total End Uses | 5451949.21 | 1257684.8
New Construction | CZ09 | cPVVG | Heating | 0 | 877303.85
New Construction | CZ09 | cPVVG | Cooling | 1060578.97 | 0
New Construction | CZ09 | cPVVG | Interior Lighting | 1951474.32 | 0
New Construction | CZ09 | cPVVG | Exterior Lighting | 0 | 0
New Construction | CZ09 | cPVVG | Interior Equipment | 1533301.25 | 0
New Construction | CZ09 | cPVVG | Exterior Equipment | 0 | 0
New Construction | CZ09 | cPVVG | Fans | 1149602.49 | 0
New Construction | CZ09 | cPVVG | Pumps | 0 | 0
New Construction | CZ09 | cPVVG | Heat Rejection | 0 | 0
New Construction | CZ09 | cPVVG | Humidification | 0 | 0
New Construction | CZ09 | cPVVG | Heat Recovery | 0 | 0
New Construction | CZ09 | cPVVG | Water Systems | 0 | 244605.91
New Construction | CZ09 | cPVVG | Refrigeration | 0 | 0
New Construction | CZ09 | cPVVG | Generators | 0 | 0
New Construction | CZ09 | cPVVG | Total End Uses | 5694957.04 | 1121909.76
New Construction | CZ10 | cPVVG | Heating | 0 | 1533787.88
New Construction | CZ10 | cPVVG | Cooling | 1317978.43 | 0
New Construction | CZ10 | cPVVG | Interior Lighting | 1951474.32 | 0
New Construction | CZ10 | cPVVG | Exterior Lighting | 0 | 0
New Construction | CZ10 | cPVVG | Interior Equipment | 1533301.25 | 0
New Construction | CZ10 | cPVVG | Exterior Equipment | 0 | 0
New Construction | CZ10 | cPVVG | Fans | 1111165.84 | 0
New Construction | CZ10 | cPVVG | Pumps | 0 | 0
New Construction | CZ10 | cPVVG | Heat Rejection | 0 | 0
New Construction | CZ10 | cPVVG | Humidification | 0 | 0
New Construction | CZ10 | cPVVG | Heat Recovery | 0 | 0
New Construction | CZ10 | cPVVG | Water Systems | 0 | 242590.32
New Construction | CZ10 | cPVVG | Refrigeration | 0 | 0
New Construction | CZ10 | cPVVG | Generators | 0 | 0
New Construction | CZ10 | cPVVG | Total End Uses | 5913919.84 | 1776378.2
New Construction | CZ11 | cPVVG | Heating | 0 | 3716962.05
New Construction | CZ11 | cPVVG | Cooling | 1423082.14 | 0
New Construction | CZ11 | cPVVG | Interior Lighting | 1951474.32 | 0
New Construction | CZ11 | cPVVG | Exterior Lighting | 0 | 0
New Construction | CZ11 | cPVVG | Interior Equipment | 1533301.25 | 0
New Construction | CZ11 | cPVVG | Exterior Equipment | 0 | 0
New Construction | CZ11 | cPVVG | Fans | 1151611.91 | 0
New Construction | CZ11 | cPVVG | Pumps | 0 | 0
New Construction | CZ11 | cPVVG | Heat Rejection | 0 | 0
New Construction | CZ11 | cPVVG | Humidification | 0 | 0
New Construction | CZ11 | cPVVG | Heat Recovery | 0 | 0
New Construction | CZ11 | cPVVG | Water Systems | 0 | 247875.17
New Construction | CZ11 | cPVVG | Refrigeration | 0 | 0
New Construction | CZ11 | cPVVG | Generators | 0 | 0
New Construction | CZ11 | cPVVG | Total End Uses | 6059469.62 | 3964837.22
New Construction | CZ12 | cPVVG | Heating | 0 | 3440927
New Construction | CZ12 | cPVVG | Cooling | 1127445.48 | 0
New Construction | CZ12 | cPVVG | Interior Lighting | 1951474.32 | 0
New Construction | CZ12 | cPVVG | Exterior Lighting | 0 | 0
New Construction | CZ12 | cPVVG | Interior Equipment | 1533301.25 | 0
New Construction | CZ12 | cPVVG | Exterior Equipment | 0 | 0
New Construction | CZ12 | cPVVG | Fans | 1168691.08 | 0
New Construction | CZ12 | cPVVG | Pumps | 0 | 0
New Construction | CZ12 | cPVVG | Heat Rejection | 0 | 0
New Construction | CZ12 | cPVVG | Humidification | 0 | 0
New Construction | CZ12 | cPVVG | Heat Recovery | 0 | 0
New Construction | CZ12 | cPVVG | Water Systems | 0 | 254969.85
New Construction | CZ12 | cPVVG | Refrigeration | 0 | 0
New Construction | CZ12 | cPVVG | Generators | 0 | 0
New Construction | CZ12 | cPVVG | Total End Uses | 5780912.13 | 3695896.85
New Construction | CZ13 | cPVVG | Heating | 0 | 2956190.11
New Construction | CZ13 | cPVVG | Cooling | 1630939.04 | 0
New Construction | CZ13 | cPVVG | Interior Lighting | 1951474.32 | 0
New Construction | CZ13 | cPVVG | Exterior Lighting | 0 | 0
New Construction | CZ13 | cPVVG | Interior Equipment | 1533301.25 | 0
New Construction | CZ13 | cPVVG | Exterior Equipment | 0 | 0
New Construction | CZ13 | cPVVG | Fans | 1156249.12 | 0
New Construction | CZ13 | cPVVG | Pumps | 0 | 0
New Construction | CZ13 | cPVVG | Heat Rejection | 0 | 0
New Construction | CZ13 | cPVVG | Humidification | 0 | 0
New Construction | CZ13 | cPVVG | Heat Recovery | 0 | 0
New Construction | CZ13 | cPVVG | Water Systems | 0 | 240734.02
New Construction | CZ13 | cPVVG | Refrigeration | 0 | 0
New Construction | CZ13 | cPVVG | Generators | 0 | 0
New Construction | CZ13 | cPVVG | Total End Uses | 6271963.73 | 3196924.12
New Construction | CZ14 | cPVVG | Heating | 0 | 2131691.48
New Construction | CZ14 | cPVVG | Cooling | 1900621.26 | 0
New Construction | CZ14 | cPVVG | Interior Lighting | 1951474.32 | 0
New Construction | CZ14 | cPVVG | Exterior Lighting | 0 | 0
New Construction | CZ14 | cPVVG | Interior Equipment | 1533301.25 | 0
New Construction | CZ14 | cPVVG | Exterior Equipment | 0 | 0
New Construction | CZ14 | cPVVG | Fans | 1075219.17 | 0
New Construction | CZ14 | cPVVG | Pumps | 0 | 0
New Construction | CZ14 | cPVVG | Heat Rejection | 0 | 0
New Construction | CZ14 | cPVVG | Humidification | 0 | 0
New Construction | CZ14 | cPVVG | Heat Recovery | 0 | 0
New Construction | CZ14 | cPVVG | Water Systems | 0 | 228539.45
New Construction | CZ14 | cPVVG | Refrigeration | 0 | 0
New Construction | CZ14 | cPVVG | Generators | 0 | 0
New Construction | CZ14 | cPVVG | Total End Uses | 6460616 | 2360230.92
New Construction | CZ15 | cPVVG | Heating | 0 | 593804.4
New Construction | CZ15 | cPVVG | Cooling | 2623709.15 | 0
New Construction | CZ15 | cPVVG | Interior Lighting | 1951474.32 | 0
New Construction | CZ15 | cPVVG | Exterior Lighting | 0 | 0
New Construction | CZ15 | cPVVG | Interior Equipment | 1533301.25 | 0
New Construction | CZ15 | cPVVG | Exterior Equipment | 0 | 0
New Construction | CZ15 | cPVVG | Fans | 1206361.76 | 0
New Construction | CZ15 | cPVVG | Pumps | 0 | 0
New Construction | CZ15 | cPVVG | Heat Rejection | 0 | 0
New Construction | CZ15 | cPVVG | Humidification | 0 | 0
New Construction | CZ15 | cPVVG | Heat Recovery | 0 | 0
New Construction | CZ15 | cPVVG | Water Systems | 0 | 203005.19
New Construction | CZ15 | cPVVG | Refrigeration | 0 | 0
New Construction | CZ15 | cPVVG | Generators | 0 | 0
New Construction | CZ15 | cPVVG | Total End Uses | 7314846.48 | 796809.6
New Construction | CZ16 | cPVVG | Heating | 0 | 4775775.86
New Construction | CZ16 | cPVVG | Cooling | 1194051.95 | 0
New Construction | CZ16 | cPVVG | Interior Lighting | 1951474.32 | 0
New Construction | CZ16 | cPVVG | Exterior Lighting | 0 | 0
New Construction | CZ16 | cPVVG | Interior Equipment | 1533301.25 | 0
New Construction | CZ16 | cPVVG | Exterior Equipment | 0 | 0
New Construction | CZ16 | cPVVG | Fans | 816138.9 | 0
New Construction | CZ16 | cPVVG | Pumps | 0 | 0
New Construction | CZ16 | cPVVG | Heat Rejection | 0 | 0
New Construction | CZ16 | cPVVG | Humidification | 0 | 0
New Construction | CZ16 | cPVVG | Heat Recovery | 0 | 0
New Construction | CZ16 | cPVVG | Water Systems | 0 | 269468.58
New Construction | CZ16 | cPVVG | Refrigeration | 0 | 0
New Construction | CZ16 | cPVVG | Generators | 0 | 0
New Construction | CZ16 | cPVVG | Total End Uses | 5494966.43 | 5045244.44

## PV
PV - Storage - Conditioned (NA)

## EV Charger
EV Charger - Storage - Conditioned (NA)

## Raw_building (hidden)
Building Type | Building Category | Roof Type | Window Wall Ratio (%)
Storage - Conditioned | Nonresidential | Flat Roof | 1

## Raw_windowdimensionsillheight (hidden)
Window Name | Width [ft] | Height [ft] | Sill Height [ft]
EL1 EAST WIN (G.N2.E7.W1) | 32.51 | 5.22 | 3
EL1 NORTH WIN (G.N2.E5.W1) | 65.03 | 5.22 | 3
EL1 WEST WIN (G.N2.E6.W1) | 32.51 | 5.22 | 3
EL1 EAST WIN (G.S1.E2.W1) | 32.51 | 5.22 | 3
EL1 SOUTH WIN (G.S1.E1.W1) | 65.03 | 5.22 | 3
EL1 WEST WIN (G.S1.E3.W1) | 32.51 | 5.22 | 3

## Raw_shadinggeometry (hidden)
Shading Name | Width [ft] | Length [ft]
No Shading

## Raw_zonesummary (hidden)
Vintage | Space | Zone Name | Conditioned | Area (Excluding Plenums and CrawlSpace) (ft2) | Area (Including Plenums and CrawlSpace) (ft2) | Width (ft) | Length (ft) | Volume (ft3) | Multipliers | People (Persons/1000 ft2) | Lighting (Btu/h-ft2) | Plug Loads (Btu/h-ft2) | Outdoor Air Flow per Person (cfm/person) | Outdoor Air Flow per Zone Floor Area (cfm/ft2) | Zone Type | HVAC System Identifier | Schedule Identifier | Height (ft)
Existing | WAREHOUSECOND EL1 NORTH PERIM SPC (G.N2) | WAREHOUSECOND EL1 NORTH PERIM SPC (G.N2) | Yes | 250019.61 | 250019.61 | 707.09 | 353.54 | 12001526.69 | 1 | 1 | 2.0297 | 0.6823 | 0 | 0.15 | Storage_warehouse | Main | Warehouse | 48.0023
Existing | WAREHOUSECOND EL1 SOUTH PERIM SPC (G.S1) | WAREHOUSECOND EL1 SOUTH PERIM SPC (G.S1) | Yes | 250019.61 | 250019.61 | 707.09 | 353.54 | 12001526.69 | 1 | 1 | 2.0297 | 0.6823 | 0 | 0.15 | Storage_warehouse | Main | Warehouse | 48.0023
New Construction | WAREHOUSECOND EL1 NORTH PERIM SPC (G.N2) | WAREHOUSECOND EL1 NORTH PERIM SPC (G.N2) | Yes | 250019.61 | 250019.61 | 707.09 | 353.54 | 12001526.69 | 1 | 1 | 1.3647 | 0.6823 | 0 | 0.15 | Storage_warehouse | Main | Warehouse | 48.0023
New Construction | WAREHOUSECOND EL1 SOUTH PERIM SPC (G.S1) | WAREHOUSECOND EL1 SOUTH PERIM SPC (G.S1) | Yes | 250019.61 | 250019.61 | 707.09 | 353.54 | 12001526.69 | 1 | 1 | 1.3647 | 0.6823 | 0 | 0.15 | Storage_warehouse | Main | Warehouse | 48.0023