## Geometry Summary (hidden)
Abbreviation | Building Type | Shape | Number of Floors | Aspect Ratio | Zone Height_1 | Zone Height_2 | Zone Height_3 | Plenum Height | Floor to Floor Height (feet) | Floor to Ceiling Height (feet)
Asm | Assembly | #VALUE! | 1 | 1 | 12.0006 | na | na | 3.0001 | 12.0006 | 15.0007
ECC | Education - Community College | #VALUE! | 3 | 5.7 | 9.0004 | 13.0006 | na | 4.0002 | 9 / 13 | 13 / 17
EPr | Education - Primary School | #VALUE! | 1 | 2 | 9.0004 | 12.0006 | na | 3.0001 | 9 / 12 | 12 / 15
ERC | Education - Relocatable Classroom | #VALUE! | 1 | 1.7 | 9.0004 | na | na | 3.0001 | 9.0004 | 12.0006
ESe | Education - Secondary School | #VALUE! | 2 | 2.5/1.0 | 9.0004 | 13.0006 | na | 4.0002 | 9 / 13 | 13 / 17
EUn | Education - University | #VALUE! | 4 | 2.0/15.0 | 10.0005 | 9.0004 | 14.0007 | 4.0002 | 9 / 10 / 14 | 13 / 14 / 18
Fin | Financial buildings, incl. banks | #VALUE! | 1 | 1 | 11.0005 | na | na | na | 11.0005 | 11.0005
Gro | Grocery | #VALUE! | 1 | 1 | 25.0012 | na | na | na | 25.0012 | 25.0012
Hsp | Health/Medical - Hospital | #VALUE! | 3 | 1 | 10.007 | 12.9927 | na | 2.9857 | 10 / 13 | 13 / 16
Htl | Lodging - Hotel | #VALUE! | 4 | 6.6 | 8.0004 | 10.5005 | na | 1.5001 | 8 / 11 | 10 / 12
Lib | Libraries | #VALUE! | 1 | 1 | 13.0006 | na | na | na | 13.0006 | 13.0006
MBT | Manufacturing Biotech | #VALUE! | 1 | 6 | 9.0004 | na | na | 6.0003 | 9.0004 | 15.0008
MLI | Manufacturing Light Industrial | #VALUE! | 1 | 1 | 35.0017 | na | na | na | 35.0017 | 35.0017
Mtl | Lodging - Motel | #VALUE! | 2 | 5.1 | 9.0004 | na | na | na | 9.0004 | 9.0004
Nrs | Health/Medical - Nursing Home | #VALUE! | 2 | 10.3 | 12.9986 | 9.0005 | na | 4.0055 | 9 / 13 | 13 / 17
OfL | Office - Large | #VALUE! | 3 | 1.5 | 9.0004 | na | na | 3.0001 | 9.0004 | 12.0006
OfS | Office - Small | #VALUE! | 2 | 1.5 | 9.0004 | na | na | 3.0001 | 9.0004 | 12.0006
Rel | Religious assembly buildings | #VALUE! | 1 | 2.5 | 37.5018 | 15.0007 | na | na | 38 / 15 | 38 / 15
RFF | Restaurant - Fast-Food | #VALUE! | 1 | 1 | 10.0005 | na | na | 3.0002 | 10.0005 | 13.0007
RSD | Restaurant - Sit-Down | #VALUE! | 1 | 1 | 10.0005 | na | na | 3.0001 | 10.0005 | 13.0006
Rt3 | Retail - Multistory Large | #VALUE! | 3 | 1 | 15.0007 | na | na | 5.8002 | 15.0007 | 20.8009
RtL | Retail - Single-Story Large | #VALUE! | 1 | 1 | 20.501 | na | na | na | 20.501 | 20.501
RtS | Retail - Small | #VALUE! | 1 | 1 | 10.0005 | na | na | 2.0001 | 10.0005 | 12.0006
SCn | Storage - Conditioned | #VALUE! | 1 | 1 | 48.0023 | na | na | na | 48.0023 | 48.0023
SUn | Storage - Unconditioned | #VALUE! | 1 | 1 | 48.0023 | na | na | na | 48.0023 | 48.0023
WRf | Warehouse - Refrigerated | #VALUE! | 1 | 1 | 48.0023 | na | na | na | 48.0023 | 48.0023

## Prototype
TRC, Updated Febuary 2026
Warehouse - Refrigerated
Characteristic | Value
Building Type | Warehouse - Refrigerated
Building Category | Nonresidential
Vintages | Two vintages: Existing and New Construction
Shape | #VALUE!
Total Floor Area (ft²) | 500039.22
Aspect Ratio | 1
Number of Floors | 1
Roof Type | Flat Roof
Gross Window to Wall Ratio (%) | 1
Shading Geometry | No Shading
Floor to Floor Height (feet) | 48.0023
Floor to Ceiling Height (feet) | 48.0023
Glazing Sill Height (feet) | 3

## Notes
Prototype Overview
Name | Description
Asm | Assembly
ECC | Education - Community College
EPr | Education - Primary School
ERC | Education - Relocatable Classroom
ESe | Education - Secondary School
EUn | Education - University
Fin | Financial buildings, incl. banks
Gro | Grocery
Hsp | Health/Medical - Hospital
Htl | Lodging - Hotel
Lib | Libraries
MBT | Manufacturing Biotech
MLI | Manufacturing Light Industrial
Mtl | Lodging - Motel
Nrs | Health/Medical - Nursing Home
OfL | Office - Large
OfS | Office - Small
Rel | Religious assembly buildings
RFF | Restaurant - Fast-Food
RSD | Restaurant - Sit-Down
Rt3 | Retail - Multistory Large
RtL | Retail - Single-Story Large
RtS | Retail - Small
SCn | Storage - Conditioned
SUn | Storage - Unconditioned
WRf | Warehouse - Refrigerated
Vintages
Existing | Weighted average of Title 24 requirements based on vintages from 1975 to 2022
New Construction | Title 24 2025
Run Begin Day
Begin Month | Begin Day of Month | Day of Week for Start Day
1 | 1 | Sunday
Special Days
Name | Start Date | Duration (days) | Special Day Type
New Years Day | January 1 | 1 | Holiday
Veterans Day | November 11 | 1 | Holiday
Christmas | December 25 | 1 | Holiday
Independence Day | July 4 | 1 | Holiday
MLK Day | 3rd Monday in January | 1 | Holiday
Presidents Day | 3rd Monday in February | 1 | Holiday
Memorial Day | Last Monday in May | 1 | Holiday
Labor Day | 1st Monday in September | 1 | Holiday
Columbus Day | 2nd Monday in October | 1 | Holiday
Thanksgiving | 4th Thursday in November | 1 | Holiday

## Raw_runbeginday (hidden)
Begin Month | Begin Day of Month | Day of Week for Start Day
1 | 1 | Sunday

## Raw_specialdays (hidden)
Name | Start Day | Duration | Special Day Type
New Years Day | January 1 | 1 | Holiday
Veterans Day | November 11 | 1 | Holiday
Christmas | December 25 | 1 | Holiday
Independence Day | July 4 | 1 | Holiday
MLK Day | 3rd Monday in January | 1 | Holiday
Presidents Day | 3rd Monday in February | 1 | Holiday
Memorial Day | Last Monday in May | 1 | Holiday
Labor Day | 1st Monday in September | 1 | Holiday
Columbus Day | 2nd Monday in October | 1 | Holiday
Thanksgiving | 4th Thursday in November | 1 | Holiday

## Climate Zone
Climate Zones - All Prototypes
Climate Zone | Representative City | Weather File Name
CZ01 | Eureka | CA_EUREKA_725940S_CZ2022.epw
CZ02 | Napa | CA_NAPA-CO_724955S_CZ2022.epw
CZ03 | Oakland | CA_OAKLAND-METRO-AP_724930S_CZ2022.epw
CZ04 | San Jose | CA_SAN-JOSE-IAP_724945S_CZ2022.epw
CZ05 | Santa Maria | CA_SANTA-MARIA-PUBLIC-AP_723940S_CZ2022.epw
CZ06 | Los Angeles | CA_LOS-ANGELES-IAP_722950S_CZ2022.epw
CZ07 | San Diego-Lindbergh | CA_SAN-DIEGO-LINDBERGH-FLD_722900S_CZ2022.epw
CZ08 | Long Beach-Daugherty | CA_LONG-BEACH-DAUGHERTY-FLD_722970S_CZ2022.epw
CZ09 | Los Angeles | CA_LOS-ANGELES-DOWNTOWN-USC_722874S_CZ2022.epw
CZ10 | Riverside | CA_RIVERSIDE-MUNI_722869S_CZ2022.epw
CZ11 | Red Bluff | CA_RED-BLUFF-MUNI-AP_725910S_CZ2022.epw
CZ12 | Stockton | CA_STOCKTON-METRO-AP_724920S_CZ2022.epw
CZ13 | Fresno Yosemite | CA_FRESNO-YOSEMITE-IAP_723890S_CZ2022.epw
CZ14 | Daggett Barstow | CA_DAGGETT-BARSTOW-AP_723815S_CZ2022.epw
CZ15 | El Centro | CA_EL-CENTRO-NAF_722810S_CZ2022.epw
CZ16 | Bishop | CA_BISHOP-AP_724800S_CZ2022.epw
Source: California Energy Commission, https://cecgis-caenergy.opendata.arcgis.com/datasets/CAEnergy::california-building-climate-zones/about

## Zones
Zone Summary - Warehouse - Refrigerated
Space | Zone Name | Conditioned [Y/N] | Zone Type | HVAC System Identifier (Main/Alternative/Customized) | Schedule Identifier | Area Fraction | Area (Excluding Plenums and Crawl Space) (ft²) | Volume (ft³) | Multipliers | People (Persons/1,000 ft²) | Note
WAREHOUSECOND EL1 NORTH PERIM SPC (G.N2) | WAREHOUSECOND EL1 NORTH PERIM SPC (G.N2) | Yes | Storage_warehouse | - | Warehouse | 50% | 250019.61 | 12001526.69 | 1 | 1
WAREHOUSECOND EL1 SOUTH PERIM SPC (G.S1) | WAREHOUSECOND EL1 SOUTH PERIM SPC (G.S1) | Yes | Storage_warehouse | - | Warehouse | 50% | 250019.61 | 12001526.69 | 1 | 1
Total (2 Space) | Total (2 Space) | Total (2 Conditioned zones, 0 Unconditioned Zones) |  |  |  |  | 500039.22

## Envelope
Envelope - Warehouse - Refrigerated
Element | Prototype | Assembly Type | Construction | Unit | Vintage | Selected T24 | Note | CZ01 | CZ02 | CZ03 | CZ04 | CZ05 | CZ06 | CZ07 | CZ08 | CZ09 | CZ10 | CZ11 | CZ12 | CZ13 | CZ14 | CZ15 | CZ16
External Wall | Warehouse - Refrigerated | - | Stucco+Wall Continuous Insulation+Gypsum 5/8in | U-value IP | Existing | Weighted average |  | 0.393 | 0.609 | 0.577 | 0.629 | 0.615 | 0.623 | 0.73 | 0.626 | 0.621 | 0.884 | 0.497 | 0.533 | 0.509 | 0.384 | 0.378 | 0.357
External Wall | Warehouse - Refrigerated | - | Stucco+Wall Continuous Insulation+Gypsum 5/8in | U-value IP | New Construction | 2025 |  | 0.257 | 1.452 | 1.452 | 1.452 | 1.452 | 1.515 | 1.515 | 1.515 | 1.515 | 1.452 | 0.185 | 0.257 | 0.218 | 0.185 | 0.185 | 0.176
Roof | Warehouse - Refrigerated | - | Roof Membrane+Roof Continuous Insulation+Metal Decking | U-value IP | Existing | Weighted average |  | 0.067 | 0.066 | 0.067 | 0.065 | 0.067 | 0.074 | 0.073 | 0.073 | 0.07 | 0.061 | 0.063 | 0.063 | 0.063 | 0.061 | 0.059 | 0.061
Roof | Warehouse - Refrigerated | - | Roof Membrane+Roof Continuous Insulation+Metal Decking | U-value IP | New Construction | 2025 |  | 0.028 | 0.028 | 0.028 | 0.028 | 0.028 | 0.048 | 0.048 | 0.048 | 0.028 | 0.028 | 0.028 | 0.028 | 0.028 | 0.028 | 0.028 | 0.028
Windows | Warehouse - Refrigerated | - | Theoretical Glazing | U-value IP | Existing | Weighted average |  | 1.024 | 1.078 | 1.131 | 1.108 | 1.109 | 1.115 | 1.075 | 1.114 | 1.112 | 0.875 | 0.942 | 0.94 | 0.929 | 0.886 | 0.831 | 0.885
Windows | Warehouse - Refrigerated | - | Theoretical Glazing | U-value IP | New Construction | 2025 |  | 0.36 | 0.36 | 0.36 | 0.36 | 0.36 | 0.36 | 0.36 | 0.36 | 0.34 | 0.36 | 0.34 | 0.34 | 0.34 | 0.34 | 0.34 | 0.36
Windows | Warehouse - Refrigerated | - | Theoretical Glazing | SHGC | Existing | Weighted average |  | 0.70708 | 0.70715 | 0.73753 | 0.71836 | 0.75308 | 0.7254 | 0.72673 | 0.7241 | 0.72365 | 0.5734 | 0.64366 | 0.64394 | 0.6358 | 0.60724 | 0.57129 | 0.62767
Windows | Warehouse - Refrigerated | - | Theoretical Glazing | SHGC | New Construction | 2025 |  | 0.25 | 0.25 | 0.25 | 0.25 | 0.25 | 0.25 | 0.25 | 0.25 | 0.22 | 0.25 | 0.22 | 0.22 | 0.22 | 0.22 | 0.22 | 0.25
Windows | Warehouse - Refrigerated | - | Theoretical Glazing | Visible Transmittance | Existing | Weighted average |  | 0.26089 | 0.26141 | 0.26004 | 0.26231 | 0.26223 | 0.26197 | 0.26576 | 0.26213 | 0.26228 | 0.27816 | 0.26665 | 0.26607 | 0.26793 | 0.27125 | 0.27583 | 0.27139
Windows | Warehouse - Refrigerated | - | Theoretical Glazing | Visible Transmittance | New Construction | 2025 |  | 0.42 | 0.42 | 0.42 | 0.42 | 0.42 | 0.42 | 0.42 | 0.42 | 0.42 | 0.42 | 0.42 | 0.42 | 0.42 | 0.42 | 0.42 | 0.42
Infiltration - Warehouse - Refrigerated
|  |  |  | Element | Unit | Vintage | Note | CZ01 | CZ02 | CZ03 | CZ04 | CZ05 | CZ06 | CZ07 | CZ08 | CZ09 | CZ10 | CZ11 | CZ12 | CZ13 | CZ14 | CZ15 | CZ16
|  |  |  | Infiltration Rate | CFM/ft2 | Existing | Infiltration rate is flow rate per exterior surface area at 10 mph wind speed, modeled proportionally to wind speed. | 0.044801 | 0.044801 | 0.044801 | 0.044801 | 0.044801 | 0.044801 | 0.044801 | 0.044801 | 0.044801 | 0.044801 | 0.044801 | 0.044801 | 0.044801 | 0.044801 | 0.044801 | 0.044801
[6 empty] | New Construction |  | 0.044801 | 0.044801 | 0.044801 | 0.044801 | 0.044801 | 0.044801 | 0.044801 | 0.044801 | 0.044801 | 0.044801 | 0.044801 | 0.044801 | 0.044801 | 0.044801 | 0.044801 | 0.044801

## Raw_envelope (hidden)
Climate Zone | Vintage | Exterior Roof Layers | Roof U-Value [Btu/h-ft2-F] | Exterior Wall Layers | Wall U-Value [Btu/h-ft2-F] | Exterior Window Layers | Window U-Value [Btu/h-ft2-F] | Window SHGC | Window VT
CZ01 | Existing | Roof Membrane+Roof Continuous Insulation+Metal Decking | 0.067 | Stucco+Wall Continuous Insulation+Gypsum 5/8in | 0.393 | Theoretical Glazing | 1.024 | 0.70708 | 0.26089
CZ02 | Existing | Roof Membrane+Roof Continuous Insulation+Metal Decking | 0.066 | Stucco+Wall Continuous Insulation+Gypsum 5/8in | 0.609 | Theoretical Glazing | 1.078 | 0.70715 | 0.26141
CZ03 | Existing | Roof Membrane+Roof Continuous Insulation+Metal Decking | 0.067 | Stucco+Wall Continuous Insulation+Gypsum 5/8in | 0.577 | Theoretical Glazing | 1.131 | 0.73753 | 0.26004
CZ04 | Existing | Roof Membrane+Roof Continuous Insulation+Metal Decking | 0.065 | Stucco+Wall Continuous Insulation+Gypsum 5/8in | 0.629 | Theoretical Glazing | 1.108 | 0.71836 | 0.26231
CZ05 | Existing | Roof Membrane+Roof Continuous Insulation+Metal Decking | 0.067 | Stucco+Wall Continuous Insulation+Gypsum 5/8in | 0.615 | Theoretical Glazing | 1.109 | 0.75308 | 0.26223
CZ06 | Existing | Roof Membrane+Roof Continuous Insulation+Metal Decking | 0.074 | Stucco+Wall Continuous Insulation+Gypsum 5/8in | 0.623 | Theoretical Glazing | 1.115 | 0.7254 | 0.26197
CZ07 | Existing | Roof Membrane+Roof Continuous Insulation+Metal Decking | 0.073 | Stucco+Wall Continuous Insulation+Gypsum 5/8in | 0.73 | Theoretical Glazing | 1.075 | 0.72673 | 0.26576
CZ08 | Existing | Roof Membrane+Roof Continuous Insulation+Metal Decking | 0.073 | Stucco+Wall Continuous Insulation+Gypsum 5/8in | 0.626 | Theoretical Glazing | 1.114 | 0.7241 | 0.26213
CZ09 | Existing | Roof Membrane+Roof Continuous Insulation+Metal Decking | 0.07 | Stucco+Wall Continuous Insulation+Gypsum 5/8in | 0.621 | Theoretical Glazing | 1.112 | 0.72365 | 0.26228
CZ10 | Existing | Roof Membrane+Roof Continuous Insulation+Metal Decking | 0.061 | Stucco+Wall Continuous Insulation+Gypsum 5/8in | 0.884 | Theoretical Glazing | 0.875 | 0.5734 | 0.27816
CZ11 | Existing | Roof Membrane+Roof Continuous Insulation+Metal Decking | 0.063 | Stucco+Wall Continuous Insulation+Gypsum 5/8in | 0.497 | Theoretical Glazing | 0.942 | 0.64366 | 0.26665
CZ12 | Existing | Roof Membrane+Roof Continuous Insulation+Metal Decking | 0.063 | Stucco+Wall Continuous Insulation+Gypsum 5/8in | 0.533 | Theoretical Glazing | 0.94 | 0.64394 | 0.26607
CZ13 | Existing | Roof Membrane+Roof Continuous Insulation+Metal Decking | 0.063 | Stucco+Wall Continuous Insulation+Gypsum 5/8in | 0.509 | Theoretical Glazing | 0.929 | 0.6358 | 0.26793
CZ14 | Existing | Roof Membrane+Roof Continuous Insulation+Metal Decking | 0.061 | Stucco+Wall Continuous Insulation+Gypsum 5/8in | 0.384 | Theoretical Glazing | 0.886 | 0.60724 | 0.27125
CZ15 | Existing | Roof Membrane+Roof Continuous Insulation+Metal Decking | 0.059 | Stucco+Wall Continuous Insulation+Gypsum 5/8in | 0.378 | Theoretical Glazing | 0.831 | 0.57129 | 0.27583
CZ16 | Existing | Roof Membrane+Roof Continuous Insulation+Metal Decking | 0.061 | Stucco+Wall Continuous Insulation+Gypsum 5/8in | 0.357 | Theoretical Glazing | 0.885 | 0.62767 | 0.27139
CZ01 | New Construction | Roof Membrane+Roof Continuous Insulation+Metal Decking | 0.028 | Stucco+Wall Continuous Insulation+Gypsum 5/8in | 0.257 | Theoretical Glazing | 0.36 | 0.25 | 0.42
CZ02 | New Construction | Roof Membrane+Roof Continuous Insulation+Metal Decking | 0.028 | Stucco+Wall Continuous Insulation+Gypsum 5/8in | 1.452 | Theoretical Glazing | 0.36 | 0.25 | 0.42
CZ03 | New Construction | Roof Membrane+Roof Continuous Insulation+Metal Decking | 0.028 | Stucco+Wall Continuous Insulation+Gypsum 5/8in | 1.452 | Theoretical Glazing | 0.36 | 0.25 | 0.42
CZ04 | New Construction | Roof Membrane+Roof Continuous Insulation+Metal Decking | 0.028 | Stucco+Wall Continuous Insulation+Gypsum 5/8in | 1.452 | Theoretical Glazing | 0.36 | 0.25 | 0.42
CZ05 | New Construction | Roof Membrane+Roof Continuous Insulation+Metal Decking | 0.028 | Stucco+Wall Continuous Insulation+Gypsum 5/8in | 1.452 | Theoretical Glazing | 0.36 | 0.25 | 0.42
CZ06 | New Construction | Roof Membrane+Roof Continuous Insulation+Metal Decking | 0.048 | Stucco+Wall Continuous Insulation+Gypsum 5/8in | 1.515 | Theoretical Glazing | 0.36 | 0.25 | 0.42
CZ07 | New Construction | Roof Membrane+Roof Continuous Insulation+Metal Decking | 0.048 | Stucco+Wall Continuous Insulation+Gypsum 5/8in | 1.515 | Theoretical Glazing | 0.36 | 0.25 | 0.42
CZ08 | New Construction | Roof Membrane+Roof Continuous Insulation+Metal Decking | 0.048 | Stucco+Wall Continuous Insulation+Gypsum 5/8in | 1.515 | Theoretical Glazing | 0.36 | 0.25 | 0.42
CZ09 | New Construction | Roof Membrane+Roof Continuous Insulation+Metal Decking | 0.028 | Stucco+Wall Continuous Insulation+Gypsum 5/8in | 1.515 | Theoretical Glazing | 0.34 | 0.22 | 0.42
CZ10 | New Construction | Roof Membrane+Roof Continuous Insulation+Metal Decking | 0.028 | Stucco+Wall Continuous Insulation+Gypsum 5/8in | 1.452 | Theoretical Glazing | 0.36 | 0.25 | 0.42
CZ11 | New Construction | Roof Membrane+Roof Continuous Insulation+Metal Decking | 0.028 | Stucco+Wall Continuous Insulation+Gypsum 5/8in | 0.185 | Theoretical Glazing | 0.34 | 0.22 | 0.42
CZ12 | New Construction | Roof Membrane+Roof Continuous Insulation+Metal Decking | 0.028 | Stucco+Wall Continuous Insulation+Gypsum 5/8in | 0.257 | Theoretical Glazing | 0.34 | 0.22 | 0.42
CZ13 | New Construction | Roof Membrane+Roof Continuous Insulation+Metal Decking | 0.028 | Stucco+Wall Continuous Insulation+Gypsum 5/8in | 0.218 | Theoretical Glazing | 0.34 | 0.22 | 0.42
CZ14 | New Construction | Roof Membrane+Roof Continuous Insulation+Metal Decking | 0.028 | Stucco+Wall Continuous Insulation+Gypsum 5/8in | 0.185 | Theoretical Glazing | 0.34 | 0.22 | 0.42
CZ15 | New Construction | Roof Membrane+Roof Continuous Insulation+Metal Decking | 0.028 | Stucco+Wall Continuous Insulation+Gypsum 5/8in | 0.185 | Theoretical Glazing | 0.34 | 0.22 | 0.42
CZ16 | New Construction | Roof Membrane+Roof Continuous Insulation+Metal Decking | 0.028 | Stucco+Wall Continuous Insulation+Gypsum 5/8in | 0.176 | Theoretical Glazing | 0.36 | 0.25 | 0.42

## Raw_infiltrationcfmft (hidden)
Vintage | CZ01 | CZ02 | CZ03 | CZ04 | CZ05 | CZ06 | CZ07 | CZ08 | CZ09 | CZ10 | CZ11 | CZ12 | CZ13 | CZ14 | CZ15 | CZ16
Existing | 0.044801 | 0.044801 | 0.044801 | 0.044801 | 0.044801 | 0.044801 | 0.044801 | 0.044801 | 0.044801 | 0.044801 | 0.044801 | 0.044801 | 0.044801 | 0.044801 | 0.044801 | 0.044801
New Construction | 0.044801 | 0.044801 | 0.044801 | 0.044801 | 0.044801 | 0.044801 | 0.044801 | 0.044801 | 0.044801 | 0.044801 | 0.044801 | 0.044801 | 0.044801 | 0.044801 | 0.044801 | 0.044801

## Thermostat
Thermostat Setpoints - Warehouse - Refrigerated | [18 empty] | Zone Type
Schedule Identifier | Setpoint | CZ01 | CZ02 | CZ03 | CZ04 | CZ05 | CZ06 | CZ07 | CZ08 | CZ09 | CZ10 | CZ11 | CZ12 | CZ13 | CZ14 | CZ15 | CZ16 | Notes | Warehouse
Warehouse | Heating Setpoint (F) | 0 | 0 | 0 | 0 | 0 | 0 | 0 | 0 | 0 | 0 | 0 | 0 | 0 | 0 | 0 | 0
Warehouse | Heating Setback (F) | 0 | 0 | 0 | 0 | 0 | 0 | 0 | 0 | 0 | 0 | 0 | 0 | 0 | 0 | 0 | 0
Warehouse | Cooling Setpoint (F) | 0 | 0 | 0 | 0 | 0 | 0 | 0 | 0 | 0 | 0 | 0 | 0 | 0 | 0 | 0 | 0
Warehouse | Cooling Setback (F) | 0 | 0 | 0 | 0 | 0 | 0 | 0 | 0 | 0 | 0 | 0 | 0 | 0 | 0 | 0 | 0

## Raw_thermostatsetpoints (hidden)
Climate Zone | Schedule Identifier | Heating Setpoint (F) | Heating Setback (F) | Cooling Setpoint (F) | Cooling Setback (F)
CZ01 | Warehouse
CZ02 | Warehouse
CZ03 | Warehouse
CZ04 | Warehouse
CZ05 | Warehouse
CZ06 | Warehouse
CZ07 | Warehouse
CZ08 | Warehouse
CZ09 | Warehouse
CZ10 | Warehouse
CZ11 | Warehouse
CZ12 | Warehouse
CZ13 | Warehouse
CZ14 | Warehouse
CZ15 | Warehouse
CZ16 | Warehouse

## HVAC System
HVAC system - Warehouse - Refrigerated
Vintage | System Name | Category | Heating Type* | Cooling Type* | Air Distribution | Heating Efficiency | Cooling Efficiency | Note
Existing | cDXGF | Main | Furnace (gas) | DX-AIR | SZ-CAV | 0.8 | 3.65
Existing | cDXGF | Alternative | - | - | - | - | -
Existing | cDXGF | Customized | - | - | - | - | -
New Construction | cDXGF | Main | Furnace (gas) | DX-AIR | SZ-CAV | 0.8 | 3.65
New Construction | cDXGF | Alternative | - | - | - | - | -
New Construction | cDXGF | Customized | - | - | - | - | -
Existing | cDXHP | Main | DX-AIR | DX-AIR | SZ-CAV | 3.738 | 3.65
Existing | cDXHP | Alternative | - | - | - | - | -
Existing | cDXHP | Customized | - | - | - | - | -
New Construction | cDXHP | Main | DX-AIR | DX-AIR | SZ-CAV | 3.738 | 3.65
New Construction | cDXHP | Alternative | - | - | - | - | -
New Construction | cDXHP | Customized | - | - | - | - | -
Existing | cAVVG | Main | Boiler (gas) | Chiller system | MZ-VAV | 0.805 | 3.05
Existing | cAVVG | Alternative | - | - | - | - | -
Existing | cAVVG | Customized | - | - | - | - | -
New Construction | cAVVG | Main | Boiler (gas) | Chiller system | MZ-VAV | 0.805 | 3.05
New Construction | cAVVG | Alternative | - | - | - | - | -
New Construction | cAVVG | Customized | - | - | - | - | -
Existing | cDXOH | Main | None | DX-AIR | SZ-CAV | - | 3.65
Existing | cDXOH | Alternative | - | - | - | - | -
Existing | cDXOH | Customized | - | - | - | - | -
New Construction | cDXOH | Main | None | DX-AIR | SZ-CAV | - | 3.65
New Construction | cDXOH | Alternative | - | - | - | - | -
New Construction | cDXOH | Customized | - | - | - | - | -
Existing | cPVVG | Main | Furnace (gas) | DX-AIR | SZ-VAV | 0.8 | 3.65
Existing | cPVVG | Alternative | - | - | - | - | -
Existing | cPVVG | Customized | - | - | - | - | -
New Construction | cPVVG | Main | Furnace (gas) | DX-AIR | SZ-VAV | 0.8 | 3.65
New Construction | cPVVG | Alternative | - | - | - | - | -
New Construction | cPVVG | Customized | - | - | - | - | -
*DX Heating and cooling COPs are calculated based on coil-only input power and exclude fan power
Fan Power - Warehouse - Refrigerated
Vintage | System Name | HVAC System Identifier | Fan System | Total Static Pressure (TSP) (in w.c.) | Fan Efficiency | Fan Motor and Drive Efficiency | W/cfm | Note
Existing | cAVVG | - | WAREHOUSECOND EL1 NORTH PERIM SPC (G.N2) UNIT HEATER FAN | - | - | - | 0.07
Existing | cAVVG | - | WAREHOUSECOND EL1 SOUTH PERIM SPC (G.S1) UNIT HEATER FAN | - | - | - | 0.07
New Construction | cAVVG | - | WAREHOUSECOND EL1 NORTH PERIM SPC (G.N2) UNIT HEATER FAN | - | - | - | 0.07
New Construction | cAVVG | - | WAREHOUSECOND EL1 SOUTH PERIM SPC (G.S1) UNIT HEATER FAN | - | - | - | 0.07
Existing | cDXGF | - | WAREHOUSECOND EL1 NORTH PERIM SPC (G.N2) UNIT HEATER FAN | - | - | - | 0.07
Existing | cDXGF | - | WAREHOUSECOND EL1 SOUTH PERIM SPC (G.S1) UNIT HEATER FAN | - | - | - | 0.07
New Construction | cDXGF | - | WAREHOUSECOND EL1 NORTH PERIM SPC (G.N2) UNIT HEATER FAN | - | - | - | 0.07
New Construction | cDXGF | - | WAREHOUSECOND EL1 SOUTH PERIM SPC (G.S1) UNIT HEATER FAN | - | - | - | 0.07
Existing | cDXHP | - | WAREHOUSECOND EL1 NORTH PERIM SPC (G.N2) UNIT HEATER FAN | - | - | - | 0.07
Existing | cDXHP | - | WAREHOUSECOND EL1 SOUTH PERIM SPC (G.S1) UNIT HEATER FAN | - | - | - | 0.07
New Construction | cDXHP | - | WAREHOUSECOND EL1 NORTH PERIM SPC (G.N2) UNIT HEATER FAN | - | - | - | 0.07
New Construction | cDXHP | - | WAREHOUSECOND EL1 SOUTH PERIM SPC (G.S1) UNIT HEATER FAN | - | - | - | 0.07
Existing | cDXOH | - | WAREHOUSECOND EL1 NORTH PERIM SPC (G.N2) UNIT HEATER FAN | - | - | - | 0.07
Existing | cDXOH | - | WAREHOUSECOND EL1 SOUTH PERIM SPC (G.S1) UNIT HEATER FAN | - | - | - | 0.07
New Construction | cDXOH | - | WAREHOUSECOND EL1 NORTH PERIM SPC (G.N2) UNIT HEATER FAN | - | - | - | 0.07
New Construction | cDXOH | - | WAREHOUSECOND EL1 SOUTH PERIM SPC (G.S1) UNIT HEATER FAN | - | - | - | 0.07
Existing | cPVVG | - | WAREHOUSECOND EL1 NORTH PERIM SPC (G.N2) UNIT HEATER FAN | - | - | - | 0.07
Existing | cPVVG | - | WAREHOUSECOND EL1 SOUTH PERIM SPC (G.S1) UNIT HEATER FAN | - | - | - | 0.07
New Construction | cPVVG | - | WAREHOUSECOND EL1 NORTH PERIM SPC (G.N2) UNIT HEATER FAN | - | - | - | 0.07
New Construction | cPVVG | - | WAREHOUSECOND EL1 SOUTH PERIM SPC (G.S1) UNIT HEATER FAN | - | - | - | 0.07

## Raw_fanoverview (hidden)
Vintage | HVAC name | System type | HVAC System Identifier | Total Static Pressure (TSP) (in w.c.) | Fan Efficiency | Fan Motor and Drive Efficiency | W/cfm
Existing | cAVVG | WAREHOUSECOND EL1 NORTH PERIM SPC (G.N2) UNIT HEATER FAN |  |  |  |  | 0.07
Existing | cAVVG | WAREHOUSECOND EL1 SOUTH PERIM SPC (G.S1) UNIT HEATER FAN |  |  |  |  | 0.07
New Construction | cAVVG | WAREHOUSECOND EL1 NORTH PERIM SPC (G.N2) UNIT HEATER FAN |  |  |  |  | 0.07
New Construction | cAVVG | WAREHOUSECOND EL1 SOUTH PERIM SPC (G.S1) UNIT HEATER FAN |  |  |  |  | 0.07
Existing | cDXGF | WAREHOUSECOND EL1 NORTH PERIM SPC (G.N2) UNIT HEATER FAN |  |  |  |  | 0.07
Existing | cDXGF | WAREHOUSECOND EL1 SOUTH PERIM SPC (G.S1) UNIT HEATER FAN |  |  |  |  | 0.07
New Construction | cDXGF | WAREHOUSECOND EL1 NORTH PERIM SPC (G.N2) UNIT HEATER FAN |  |  |  |  | 0.07
New Construction | cDXGF | WAREHOUSECOND EL1 SOUTH PERIM SPC (G.S1) UNIT HEATER FAN |  |  |  |  | 0.07
Existing | cDXHP | WAREHOUSECOND EL1 NORTH PERIM SPC (G.N2) UNIT HEATER FAN |  |  |  |  | 0.07
Existing | cDXHP | WAREHOUSECOND EL1 SOUTH PERIM SPC (G.S1) UNIT HEATER FAN |  |  |  |  | 0.07
New Construction | cDXHP | WAREHOUSECOND EL1 NORTH PERIM SPC (G.N2) UNIT HEATER FAN |  |  |  |  | 0.07
New Construction | cDXHP | WAREHOUSECOND EL1 SOUTH PERIM SPC (G.S1) UNIT HEATER FAN |  |  |  |  | 0.07
Existing | cDXOH | WAREHOUSECOND EL1 NORTH PERIM SPC (G.N2) UNIT HEATER FAN |  |  |  |  | 0.07
Existing | cDXOH | WAREHOUSECOND EL1 SOUTH PERIM SPC (G.S1) UNIT HEATER FAN |  |  |  |  | 0.07
New Construction | cDXOH | WAREHOUSECOND EL1 NORTH PERIM SPC (G.N2) UNIT HEATER FAN |  |  |  |  | 0.07
New Construction | cDXOH | WAREHOUSECOND EL1 SOUTH PERIM SPC (G.S1) UNIT HEATER FAN |  |  |  |  | 0.07
Existing | cPVVG | WAREHOUSECOND EL1 NORTH PERIM SPC (G.N2) UNIT HEATER FAN |  |  |  |  | 0.07
Existing | cPVVG | WAREHOUSECOND EL1 SOUTH PERIM SPC (G.S1) UNIT HEATER FAN |  |  |  |  | 0.07
New Construction | cPVVG | WAREHOUSECOND EL1 NORTH PERIM SPC (G.N2) UNIT HEATER FAN |  |  |  |  | 0.07
New Construction | cPVVG | WAREHOUSECOND EL1 SOUTH PERIM SPC (G.S1) UNIT HEATER FAN |  |  |  |  | 0.07

## Raw_hvac (hidden)
Vintage | System Name | HVAC System Identifier | Air Distribution | Heating Efficiency | Cooling Efficiency
Existing | cAVVG | Main | MZ-VAV | 0.805 | 3.05
New Construction | cAVVG | Main | MZ-VAV | 0.805 | 3.05
Existing | cDXGF | Main | SZ-CAV | 0.8 | 3.65
New Construction | cDXGF | Main | SZ-CAV | 0.8 | 3.65
Existing | cDXHP | Main | SZ-CAV | 3.738 | 3.65
New Construction | cDXHP | Main | SZ-CAV | 3.738 | 3.65
Existing | cDXOH | Main | SZ-CAV | - | 3.65
New Construction | cDXOH | Main | SZ-CAV | - | 3.65
Existing | cPVVG | Main | SZ-VAV | 0.8 | 3.65
New Construction | cPVVG | Main | SZ-VAV | 0.8 | 3.65

## Ventilation
Outdoor Airflow Rate - Warehouse - Refrigerated | [19 empty] | Zone Type
Zone Type | Floor area (ft²) | cfm/person | cfm/ft² | cfm | Notes | [14 empty] | Storage_warehouse
Storage_warehouse | 500039.22 | 0 | 0 | 0
OA Controller - Warehouse - Refrigerated
Element | Vintage | Unit | CZ01 | CZ02 | CZ03 | CZ04 | CZ05 | CZ06 | CZ07 | CZ08 | CZ09 | CZ10 | CZ11 | CZ12 | CZ13 | CZ14 | CZ15 | CZ16 | Notes
Economizer Maximum Limit Dry-Bulb Temperature | Existing | °F | 75 | 73 | 75 | 73 | 75 | 71 | 69 | 71 | 71 | 73 | 75 | 75 | 75 | 75 | 75 | 75
| New Construction | °F | 75 | 73 | 75 | 73 | 75 | 71 | 69 | 71 | 71 | 73 | 75 | 75 | 75 | 75 | 75 | 75
Exhaust hood - Warehouse - Refrigerated
Type of Hood | Max Exhaust Flow Rate (cfm/ft) | Hood Length (ft) | Hood Exhaust Rate (cfm) | Note
- | - | - | -

## Raw_outdoorairflowrate (hidden)
Zone Type | Floor Area (ft2) | cfm/person | cfm/ft2
Storage_warehouse | 500039.22 | 0 | 0

## Raw_oacontroller (hidden)
Climate Zone | Vintage | Economizer Maximum Limit Dry-Bulb Temperature (F)
CZ01 | Existing | 75
CZ02 | Existing | 73
CZ03 | Existing | 75
CZ04 | Existing | 73
CZ05 | Existing | 75
CZ06 | Existing | 71
CZ07 | Existing | 69
CZ08 | Existing | 71
CZ09 | Existing | 71
CZ10 | Existing | 73
CZ11 | Existing | 75
CZ12 | Existing | 75
CZ13 | Existing | 75
CZ14 | Existing | 75
CZ15 | Existing | 75
CZ16 | Existing | 75
CZ01 | New Construction | 75
CZ02 | New Construction | 73
CZ03 | New Construction | 75
CZ04 | New Construction | 73
CZ05 | New Construction | 75
CZ06 | New Construction | 71
CZ07 | New Construction | 69
CZ08 | New Construction | 71
CZ09 | New Construction | 71
CZ10 | New Construction | 73
CZ11 | New Construction | 75
CZ12 | New Construction | 75
CZ13 | New Construction | 75
CZ14 | New Construction | 75
CZ15 | New Construction | 75
CZ16 | New Construction | 75

## Water Heater
Water Heater - Warehouse - Refrigerated
Vintage | Fuel type | Burner Efficiency | Maximum Heater Capacity (Btu/hr) | Tank Volume (gallon) | Tank Loss |  | Notes
[5 empty] | Off Cycle (W/K) | On Cycle (W/K)
Existing | Gas | 0.8 | 229524.57 | 48.14 | 1.6282 | 1.6282
New Construction | Gas | 0.8 | 229524.57 | 48.14 | 1.6282 | 1.6282
Peak Hot Water Consumption - Warehouse - Refrigerated
Space | Floor Area (ft²) | Number of People | Hot Water Usage Specification (gal/hr per person) | Peak Hot Water Usage (gal/hr) | Peak Hot Water Usage (gal/min) | Notes
WAREHOUSECOND EL1 NORTH PERIM SPC (G.N2) | 250019.61 | 1 | 90.0071 | 90.0071 | 1.5001
WAREHOUSECOND EL1 SOUTH PERIM SPC (G.S1) | 250019.61 | 1 | 90.0071 | 90.0071 | 1.5001
Total (2 Space)

## Raw_waterheater (hidden)
Vintage | Burner Efficiency | Maximum Heater Capacity (Btu/h) | Tank Volume (ft3) | Tank Loss_Off Cycle (W/K) | Tank Loss_On Cycle (W/K)
Existing | 0.8 | 229524.57 | 48.14 | 1.6282 | 1.6282
New Construction | 0.8 | 229524.57 | 48.14 | 1.6282 | 1.6282

## Raw_dhwpeakflowbyzone (hidden)
Space | Peak hot water usage (gal/hr) | Zone Name
WarehouseCond EL1 North Perim Spc (G.N2) | 90.0071 | WAREHOUSECOND EL1 NORTH PERIM SPC (G.N2)
WarehouseCond EL1 South Perim Spc (G.S1) | 90.0071 | WAREHOUSECOND EL1 SOUTH PERIM SPC (G.S1)

## Interior Lights
Interior Lighting - Warehouse - Refrigerated
Vintage | Method | Zone type | Floor area (ft²) | Lighting Power Density (Watts/ft²) | Additional Lighting Power for Portable Lighting (Watts/ft²) | Technology | Notes
Existing | Space by space | Storage_warehouse | 500039.22 | 0.59485 | NA | NA
New Construction | Space by space | Storage_warehouse | 500039.22 | 0.39995 | NA | NA

## Ext Lighting
Exterior Lighting - Warehouse - Refrigerated
Vintage | Non-Motion Controlled Luminaires (W) | Motion-Controlled Luminaires (W) | Total (W) | Notes
Existing | NA | NA | NA
New Consturction | NA | NA | NA

## Raw_interiorlights (hidden)
Vintage | Zone Type | Floor Area (ft2) | Lighting Power Density(W/ft2)
Existing | Storage_warehouse | 500039.22 | 0.59485
New Construction | Storage_warehouse | 500039.22 | 0.39995

## Equipment
Equipment - Warehouse - Refrigerated
Zone Type | Floor Area (ft²) | Plug Load Intensity (W/ft²) | Gas Power Density (Btu/hr-ft²)
Storage_warehouse | 500039.22 | 0.099996 | 0
Refrigeration - Warehouse - Refrigerated
Refrigeration System Name | Condenser Fan Power | Refrigeration System Working Fluid | Condenser Type
LT_system | 2600 W | NH3 | AirCooled
MT_system | 2600 W | NH3 | AirCooled
Elevator - Warehouse - Refrigerated
Vintage | No. of Elevators | Cab Lighting Power Limit | Lighting Shutoff | Cab Fan Control | Fan Power Limit | Regenerative Drive Threshold | Design load (W) | Note
Existing | - | - | - | - | - | - | -
New Construction | - | - | - | - | - | - | -

## Raw_equipment (hidden)
Vintage | Zone Type | Floor Area (ft2) | Plug Load Intensity (W/ft2)
Existing | Storage_warehouse | 500039.22 | 0.099996
New Construction | Storage_warehouse | 500039.22 | 0.099996

## Raw_gasequipment (hidden)
Vintage | Zone Name | Gas Loads (Btu/h-ft2) | Zone Type
Existing | No GasEquipment found. |  | Unknown
New Construction | No GasEquipment found. |  | Unknown

## Raw_refrigerationsystem (hidden)
Vintage | Refrigeration System Name | Condenser Fan Power | Working fluid | Condenser Type
Existing | LT_system | 2600 W | NH3 | AirCooled
Existing | MT_system | 2600 W | NH3 | AirCooled
New Construction | LT_system | 2600 W | NH3 | AirCooled
New Construction | MT_system | 2600 W | NH3 | AirCooled

## Schedules
Schedule by Hour - Warehouse - Refrigerated
Schedule Identifier | Space type | Type | Notes | Hour
|  |  |  | 1 | 2 | 3 | 4 | 5 | 6 | 7 | 8 | 9 | 10 | 11 | 12 | 13 | 14 | 15 | 16 | 17 | 18 | 19 | 20 | 21 | 22 | 23 | 24
DHW Sch | Warehouse | AllOtherDays | Cooling/Heating setpoints are in °F; others are intensity (0–100%) | 0 | 0 | 0 | 0 | 0 | 0 | 0 | 0 | 0 | 0 | 0 | 0 | 0 | 0 | 0 | 0 | 0 | 0 | 0 | 0 | 0 | 0 | 0 | 0
DHW Sch | Warehouse | Weekdays Weekends |  | 0.02 | 0.02 | 0.02 | 0.02 | 0.05 | 0.07 | 0.07 | 0.1 | 0.3 | 0.36 | 0.36 | 0.46 | 0.57 | 0.43 | 0.57 | 0.43 | 0.38 | 0.4 | 0.3 | 0.4 | 0.3 | 0.18 | 0.03 | 0.03
Elec Equip Sch | Warehouse | AllOtherDays |  | 0 | 0 | 0 | 0 | 0 | 0 | 0 | 0 | 0 | 0 | 0 | 0 | 0 | 0 | 0 | 0 | 0 | 0 | 0 | 0 | 0 | 0 | 0 | 0
Elec Equip Sch | Warehouse | Weekdays Weekends |  | 0.05 | 0.05 | 0.05 | 0.05 | 0.05 | 0.05 | 0.05 | 0.4 | 0.7 | 0.9 | 0.9 | 0.9 | 0.9 | 0.9 | 0.9 | 0.9 | 0.9 | 0.9 | 0.9 | 0.9 | 0.9 | 0.3 | 0.05 | 0.05
Infiltration Schedule | Warehouse | AllDays | bar: Hour 1 to Hour 24
Lighting Schedule | Warehouse | AllOtherDays |  | 0 | 0 | 0 | 0 | 0 | 0 | 0 | 0 | 0 | 0 | 0 | 0 | 0 | 0 | 0 | 0 | 0 | 0 | 0 | 0 | 0 | 0 | 0 | 0
Lighting Schedule | Warehouse | Weekdays Weekends |  | 0.05 | 0.05 | 0.05 | 0.05 | 0.05 | 0.05 | 0.05 | 0.25 | 0.45 | 0.55 | 0.55 | 0.55 | 0.55 | 0.55 | 0.55 | 0.55 | 0.55 | 0.55 | 0.55 | 0.55 | 0.55 | 0.3 | 0.05 | 0.05
Occupant Sch | Warehouse | AllOtherDays |  | 0 | 0 | 0 | 0 | 0 | 0 | 0 | 0 | 0 | 0 | 0 | 0 | 0 | 0 | 0 | 0 | 0 | 0 | 0 | 0 | 0 | 0 | 0 | 0
Occupant Sch | Warehouse | Weekdays Weekends |  | 0 | 0 | 0 | 0 | 0 | 0 | 0 | 0.15 | 0.7 | 0.9 | 0.9 | 0.9 | 0.5 | 0.85 | 0.85 | 0.85 | 0.85 | 0.85 | 0.85 | 0.85 | 0.85 | 0.2 | 0 | 0

## Schedule_Figures
Schedule Figures (linked to Schedules tab)

## Raw_schedule (hidden)
Schedule Identifier | Schedule Name | Type | 1 | 2 | 3 | 4 | 5 | 6 | 7 | 8 | 9 | 10 | 11 | 12 | 13 | 14 | 15 | 16 | 17 | 18 | 19 | 20 | 21 | 22 | 23 | 24
Warehouse | DHW Sch | AllOtherDays | 0 | 0 | 0 | 0 | 0 | 0 | 0 | 0 | 0 | 0 | 0 | 0 | 0 | 0 | 0 | 0 | 0 | 0 | 0 | 0 | 0 | 0 | 0 | 0
Warehouse | DHW Sch | Weekdays Weekends | 0.02 | 0.02 | 0.02 | 0.02 | 0.05 | 0.07 | 0.07 | 0.1 | 0.3 | 0.36 | 0.36 | 0.46 | 0.57 | 0.43 | 0.57 | 0.43 | 0.38 | 0.4 | 0.3 | 0.4 | 0.3 | 0.18 | 0.03 | 0.03
Warehouse | Elec Equip Sch | AllOtherDays | 0 | 0 | 0 | 0 | 0 | 0 | 0 | 0 | 0 | 0 | 0 | 0 | 0 | 0 | 0 | 0 | 0 | 0 | 0 | 0 | 0 | 0 | 0 | 0
Warehouse | Elec Equip Sch | Weekdays Weekends | 0.05 | 0.05 | 0.05 | 0.05 | 0.05 | 0.05 | 0.05 | 0.4 | 0.7 | 0.9 | 0.9 | 0.9 | 0.9 | 0.9 | 0.9 | 0.9 | 0.9 | 0.9 | 0.9 | 0.9 | 0.9 | 0.3 | 0.05 | 0.05
Warehouse | Infiltration Schedule | AllDays | 1 | 1 | 1 | 1 | 1 | 1 | 1 | 1 | 1 | 1 | 1 | 1 | 1 | 1 | 1 | 1 | 1 | 1 | 1 | 1 | 1 | 1 | 1 | 1
Warehouse | Lighting Schedule | AllOtherDays | 0 | 0 | 0 | 0 | 0 | 0 | 0 | 0 | 0 | 0 | 0 | 0 | 0 | 0 | 0 | 0 | 0 | 0 | 0 | 0 | 0 | 0 | 0 | 0
Warehouse | Lighting Schedule | Weekdays Weekends | 0.05 | 0.05 | 0.05 | 0.05 | 0.05 | 0.05 | 0.05 | 0.25 | 0.45 | 0.55 | 0.55 | 0.55 | 0.55 | 0.55 | 0.55 | 0.55 | 0.55 | 0.55 | 0.55 | 0.55 | 0.55 | 0.3 | 0.05 | 0.05
Warehouse | Occupant Sch | AllOtherDays | 0 | 0 | 0 | 0 | 0 | 0 | 0 | 0 | 0 | 0 | 0 | 0 | 0 | 0 | 0 | 0 | 0 | 0 | 0 | 0 | 0 | 0 | 0 | 0
Warehouse | Occupant Sch | Weekdays Weekends | 0 | 0 | 0 | 0 | 0 | 0 | 0 | 0.15 | 0.7 | 0.9 | 0.9 | 0.9 | 0.5 | 0.85 | 0.85 | 0.85 | 0.85 | 0.85 | 0.85 | 0.85 | 0.85 | 0.2 | 0 | 0

## Energy Usage
Energy Consumption - Warehouse - Refrigerated
Climate Zone | HVAC Type | Vintage | Total Floorspace (Excluding Plenums and Crawl Space) (ft²) | Annual Electricity Intensity (kBtu/ft²) | Annual Gas Intensity (kBtu/ft²) | Notes
CZ01 | cAVVG | Existing | 500039.22 | 51.9139 | 0.59671
CZ01 | cAVVG | New Construction | 500039.22 | 36.3917 | 0.59555
CZ01 | cDXGF | Existing | 500039.22 | 51.9139 | 0.59671
CZ01 | cDXGF | New Construction | 500039.22 | 36.3917 | 0.59555
CZ01 | cDXHP | Existing | 500039.22 | 51.9139 | 0.59671
CZ01 | cDXHP | New Construction | 500039.22 | 36.3917 | 0.59555
CZ01 | cDXOH | Existing | 500039.22 | 51.9139 | 0.59671
CZ01 | cDXOH | New Construction | 500039.22 | 36.3917 | 0.59555
CZ01 | cPVVG | Existing | 500039.22 | 51.9139 | 0.59671
CZ01 | cPVVG | New Construction | 500039.22 | 36.3917 | 0.59555
CZ02 | cAVVG | Existing | 500039.22 | 64.4758 | 0.54844
CZ02 | cAVVG | New Construction | 500039.22 | 65.2681 | 0.54785
CZ02 | cDXGF | Existing | 500039.22 | 64.4758 | 0.54844
CZ02 | cDXGF | New Construction | 500039.22 | 65.2681 | 0.54785
CZ02 | cDXHP | Existing | 500039.22 | 64.4758 | 0.54844
CZ02 | cDXHP | New Construction | 500039.22 | 65.2681 | 0.54785
CZ02 | cDXOH | Existing | 500039.22 | 64.4758 | 0.54844
CZ02 | cDXOH | New Construction | 500039.22 | 65.2681 | 0.54785
CZ02 | cPVVG | Existing | 500039.22 | 64.4758 | 0.54844
CZ02 | cPVVG | New Construction | 500039.22 | 65.2681 | 0.54785
CZ03 | cAVVG | Existing | 500039.22 | 64.6924 | 0.54635
CZ03 | cAVVG | New Construction | 500039.22 | 66.1071 | 0.54591
CZ03 | cDXGF | Existing | 500039.22 | 64.6924 | 0.54635
CZ03 | cDXGF | New Construction | 500039.22 | 66.1071 | 0.54591
CZ03 | cDXHP | Existing | 500039.22 | 64.6924 | 0.54635
CZ03 | cDXHP | New Construction | 500039.22 | 66.1071 | 0.54591
CZ03 | cDXOH | Existing | 500039.22 | 64.6924 | 0.54635
CZ03 | cDXOH | New Construction | 500039.22 | 66.1071 | 0.54591
CZ03 | cPVVG | Existing | 500039.22 | 64.6924 | 0.54635
CZ03 | cPVVG | New Construction | 500039.22 | 66.1071 | 0.54591
CZ04 | cAVVG | Existing | 500039.22 | 68.4942 | 0.52766
CZ04 | cAVVG | New Construction | 500039.22 | 69.0132 | 0.52711
CZ04 | cDXGF | Existing | 500039.22 | 68.4942 | 0.52766
CZ04 | cDXGF | New Construction | 500039.22 | 69.0132 | 0.52711
CZ04 | cDXHP | Existing | 500039.22 | 68.4942 | 0.52766
CZ04 | cDXHP | New Construction | 500039.22 | 69.0132 | 0.52711
CZ04 | cDXOH | Existing | 500039.22 | 68.4942 | 0.52766
CZ04 | cDXOH | New Construction | 500039.22 | 69.0132 | 0.52711
CZ04 | cPVVG | Existing | 500039.22 | 68.4942 | 0.52766
CZ04 | cPVVG | New Construction | 500039.22 | 69.0132 | 0.52711
CZ05 | cAVVG | Existing | 500039.22 | 65.5419 | 0.54636
CZ05 | cAVVG | New Construction | 500039.22 | 66.0092 | 0.54569
CZ05 | cDXGF | Existing | 500039.22 | 65.5419 | 0.54636
CZ05 | cDXGF | New Construction | 500039.22 | 66.0092 | 0.54569
CZ05 | cDXHP | Existing | 500039.22 | 65.5419 | 0.54636
CZ05 | cDXHP | New Construction | 500039.22 | 66.0092 | 0.54569
CZ05 | cDXOH | Existing | 500039.22 | 65.5419 | 0.54636
CZ05 | cDXOH | New Construction | 500039.22 | 66.0092 | 0.54569
CZ05 | cPVVG | Existing | 500039.22 | 65.5419 | 0.54636
CZ05 | cPVVG | New Construction | 500039.22 | 66.0092 | 0.54569
CZ06 | cAVVG | Existing | 500039.22 | 74.5798 | 0.50346
CZ06 | cAVVG | New Construction | 500039.22 | 79.5183 | 0.50288
CZ06 | cDXGF | Existing | 500039.22 | 74.5798 | 0.50346
CZ06 | cDXGF | New Construction | 500039.22 | 79.5183 | 0.50288
CZ06 | cDXHP | Existing | 500039.22 | 74.5798 | 0.50346
CZ06 | cDXHP | New Construction | 500039.22 | 79.5183 | 0.50288
CZ06 | cDXOH | Existing | 500039.22 | 74.5798 | 0.50346
CZ06 | cDXOH | New Construction | 500039.22 | 79.5183 | 0.50288
CZ06 | cPVVG | Existing | 500039.22 | 74.5798 | 0.50346
CZ06 | cPVVG | New Construction | 500039.22 | 79.5183 | 0.50288
CZ07 | cAVVG | Existing | 500039.22 | 76.7394 | 0.49702
CZ07 | cAVVG | New Construction | 500039.22 | 79.1081 | 0.4967
CZ07 | cDXGF | Existing | 500039.22 | 76.7394 | 0.49702
CZ07 | cDXGF | New Construction | 500039.22 | 79.1081 | 0.4967
CZ07 | cDXHP | Existing | 500039.22 | 76.7394 | 0.49702
CZ07 | cDXHP | New Construction | 500039.22 | 79.1081 | 0.4967
CZ07 | cDXOH | Existing | 500039.22 | 76.7394 | 0.49702
CZ07 | cDXOH | New Construction | 500039.22 | 79.1081 | 0.4967
CZ07 | cPVVG | Existing | 500039.22 | 76.7394 | 0.49702
CZ07 | cPVVG | New Construction | 500039.22 | 79.1081 | 0.4967
CZ08 | cAVVG | Existing | 500039.22 | 74.6154 | 0.49632
CZ08 | cAVVG | New Construction | 500039.22 | 79.4004 | 0.49595
CZ08 | cDXGF | Existing | 500039.22 | 74.6154 | 0.49632
CZ08 | cDXGF | New Construction | 500039.22 | 79.4004 | 0.49595
CZ08 | cDXHP | Existing | 500039.22 | 74.6154 | 0.49632
CZ08 | cDXHP | New Construction | 500039.22 | 79.4004 | 0.49595
CZ08 | cDXOH | Existing | 500039.22 | 74.6154 | 0.49632
CZ08 | cDXOH | New Construction | 500039.22 | 79.4004 | 0.49595
CZ08 | cPVVG | Existing | 500039.22 | 74.6154 | 0.49632
CZ08 | cPVVG | New Construction | 500039.22 | 79.4004 | 0.49595
CZ09 | cAVVG | Existing | 500039.22 | 74.5872 | 0.48948
CZ09 | cAVVG | New Construction | 500039.22 | 74.5492 | 0.48905
CZ09 | cDXGF | Existing | 500039.22 | 74.5872 | 0.48948
CZ09 | cDXGF | New Construction | 500039.22 | 74.5492 | 0.48905
CZ09 | cDXHP | Existing | 500039.22 | 74.5872 | 0.48948
CZ09 | cDXHP | New Construction | 500039.22 | 74.5492 | 0.48905
CZ09 | cDXOH | Existing | 500039.22 | 74.5872 | 0.48948
CZ09 | cDXOH | New Construction | 500039.22 | 74.5492 | 0.48905
CZ09 | cPVVG | Existing | 500039.22 | 74.5872 | 0.48948
CZ09 | cPVVG | New Construction | 500039.22 | 74.5492 | 0.48905
CZ10 | cAVVG | Existing | 500039.22 | 78.8921 | 0.48558
CZ10 | cAVVG | New Construction | 500039.22 | 75.1302 | 0.48516
CZ10 | cDXGF | Existing | 500039.22 | 78.8921 | 0.48558
CZ10 | cDXGF | New Construction | 500039.22 | 75.1302 | 0.48516
CZ10 | cDXHP | Existing | 500039.22 | 78.8921 | 0.48558
CZ10 | cDXHP | New Construction | 500039.22 | 75.1302 | 0.48516
CZ10 | cDXOH | Existing | 500039.22 | 78.8921 | 0.48558
CZ10 | cDXOH | New Construction | 500039.22 | 75.1302 | 0.48516
CZ10 | cPVVG | Existing | 500039.22 | 78.8921 | 0.48558
CZ10 | cPVVG | New Construction | 500039.22 | 75.1302 | 0.48516
CZ11 | cAVVG | Existing | 500039.22 | 67.4604 | 0.49626
CZ11 | cAVVG | New Construction | 500039.22 | 40.7727 | 0.49568
CZ11 | cDXGF | Existing | 500039.22 | 67.4604 | 0.49626
CZ11 | cDXGF | New Construction | 500039.22 | 40.7727 | 0.49568
CZ11 | cDXHP | Existing | 500039.22 | 67.4604 | 0.49626
CZ11 | cDXHP | New Construction | 500039.22 | 40.7727 | 0.49568
CZ11 | cDXOH | Existing | 500039.22 | 67.4604 | 0.49626
CZ11 | cDXOH | New Construction | 500039.22 | 40.7727 | 0.49568
CZ11 | cPVVG | Existing | 500039.22 | 67.4604 | 0.49626
CZ11 | cPVVG | New Construction | 500039.22 | 40.7727 | 0.49568
CZ12 | cAVVG | Existing | 500039.22 | 67.3115 | 0.51025
CZ12 | cAVVG | New Construction | 500039.22 | 43.8897 | 0.50972
CZ12 | cDXGF | Existing | 500039.22 | 67.3115 | 0.51025
CZ12 | cDXGF | New Construction | 500039.22 | 43.8897 | 0.50972
CZ12 | cDXHP | Existing | 500039.22 | 67.3115 | 0.51025
CZ12 | cDXHP | New Construction | 500039.22 | 43.8897 | 0.50972
CZ12 | cDXOH | Existing | 500039.22 | 67.3115 | 0.51025
CZ12 | cDXOH | New Construction | 500039.22 | 43.8897 | 0.50972
CZ12 | cPVVG | Existing | 500039.22 | 67.3115 | 0.51025
CZ12 | cPVVG | New Construction | 500039.22 | 43.8897 | 0.50972
CZ13 | cAVVG | Existing | 500039.22 | 71.3976 | 0.48189
CZ13 | cAVVG | New Construction | 500039.22 | 44.5845 | 0.48144
CZ13 | cDXGF | Existing | 500039.22 | 71.3976 | 0.48189
CZ13 | cDXGF | New Construction | 500039.22 | 44.5845 | 0.48144
CZ13 | cDXHP | Existing | 500039.22 | 71.3976 | 0.48189
CZ13 | cDXHP | New Construction | 500039.22 | 44.5845 | 0.48144
CZ13 | cDXOH | Existing | 500039.22 | 71.3976 | 0.48189
CZ13 | cDXOH | New Construction | 500039.22 | 44.5845 | 0.48144
CZ13 | cPVVG | Existing | 500039.22 | 71.3976 | 0.48189
CZ13 | cPVVG | New Construction | 500039.22 | 44.5845 | 0.48144
CZ14 | cAVVG | Existing | 500039.22 | 68.9775 | 0.45751
CZ14 | cAVVG | New Construction | 500039.22 | 44.2512 | 0.45704
CZ14 | cDXGF | Existing | 500039.22 | 68.9775 | 0.45751
CZ14 | cDXGF | New Construction | 500039.22 | 44.2512 | 0.45704
CZ14 | cDXHP | Existing | 500039.22 | 68.9775 | 0.45751
CZ14 | cDXHP | New Construction | 500039.22 | 44.2512 | 0.45704
CZ14 | cDXOH | Existing | 500039.22 | 68.9775 | 0.45751
CZ14 | cDXOH | New Construction | 500039.22 | 44.2512 | 0.45704
CZ14 | cPVVG | Existing | 500039.22 | 68.9775 | 0.45751
CZ14 | cPVVG | New Construction | 500039.22 | 44.2512 | 0.45704
CZ15 | cAVVG | Existing | 500039.22 | 73.8818 | 0.40638
CZ15 | cAVVG | New Construction | 500039.22 | 47.5083 | 0.40591
CZ15 | cDXGF | Existing | 500039.22 | 73.8818 | 0.40638
CZ15 | cDXGF | New Construction | 500039.22 | 47.5083 | 0.40591
CZ15 | cDXHP | Existing | 500039.22 | 73.8818 | 0.40638
CZ15 | cDXHP | New Construction | 500039.22 | 47.5083 | 0.40591
CZ15 | cDXOH | Existing | 500039.22 | 73.8818 | 0.40638
CZ15 | cDXOH | New Construction | 500039.22 | 47.5083 | 0.40591
CZ15 | cPVVG | Existing | 500039.22 | 73.8818 | 0.40638
CZ15 | cPVVG | New Construction | 500039.22 | 47.5083 | 0.40591
CZ16 | cAVVG | Existing | 500039.22 | 58.3814 | 0.53941
CZ16 | cAVVG | New Construction | 500039.22 | 38.1395 | 0.53883
CZ16 | cDXGF | Existing | 500039.22 | 58.3814 | 0.53941
CZ16 | cDXGF | New Construction | 500039.22 | 38.1395 | 0.53883
CZ16 | cDXHP | Existing | 500039.22 | 58.3814 | 0.53941
CZ16 | cDXHP | New Construction | 500039.22 | 38.1395 | 0.53883
CZ16 | cDXOH | Existing | 500039.22 | 58.3814 | 0.53941
CZ16 | cDXOH | New Construction | 500039.22 | 38.1395 | 0.53883
CZ16 | cPVVG | Existing | 500039.22 | 58.3814 | 0.53941
CZ16 | cPVVG | New Construction | 500039.22 | 38.1395 | 0.53883

## Energy Usage_Figures
Energy Figures (from 'Energy Usage' Tab)
cAVVG ¦ Annual Electricity Intensity (kBtu/ft²) |  |  | cAVVG ¦ Annual Gas Intensity (kBtu/ft²)
Climate Zone | Existing | New Construction | Climate Zone | Existing | New Construction
CZ01 | 51.9139 | 36.3917 | CZ01 | 0.59671 | 0.59555
CZ02 | 64.4758 | 65.2681 | CZ02 | 0.54844 | 0.54785
CZ03 | 64.6924 | 66.1071 | CZ03 | 0.54635 | 0.54591
CZ04 | 68.4942 | 69.0132 | CZ04 | 0.52766 | 0.52711
CZ05 | 65.5419 | 66.0092 | CZ05 | 0.54636 | 0.54569
CZ06 | 74.5798 | 79.5183 | CZ06 | 0.50346 | 0.50288
CZ07 | 76.7394 | 79.1081 | CZ07 | 0.49702 | 0.4967
CZ08 | 74.6154 | 79.4004 | CZ08 | 0.49632 | 0.49595
CZ09 | 74.5872 | 74.5492 | CZ09 | 0.48948 | 0.48905
CZ10 | 78.8921 | 75.1302 | CZ10 | 0.48558 | 0.48516
CZ11 | 67.4604 | 40.7727 | CZ11 | 0.49626 | 0.49568
CZ12 | 67.3115 | 43.8897 | CZ12 | 0.51025 | 0.50972
CZ13 | 71.3976 | 44.5845 | CZ13 | 0.48189 | 0.48144
CZ14 | 68.9775 | 44.2512 | CZ14 | 0.45751 | 0.45704
CZ15 | 73.8818 | 47.5083 | CZ15 | 0.40638 | 0.40591
CZ16 | 58.3814 | 38.1395 | CZ16 | 0.53941 | 0.53883
cDXGF ¦ Annual Electricity Intensity (kBtu/ft²) |  |  | cDXGF ¦ Annual Gas Intensity (kBtu/ft²)
Climate Zone | Existing | New Construction | Climate Zone | Existing | New Construction
CZ01 | 51.9139 | 36.3917 | CZ01 | 0.59671 | 0.59555
CZ02 | 64.4758 | 65.2681 | CZ02 | 0.54844 | 0.54785
CZ03 | 64.6924 | 66.1071 | CZ03 | 0.54635 | 0.54591
CZ04 | 68.4942 | 69.0132 | CZ04 | 0.52766 | 0.52711
CZ05 | 65.5419 | 66.0092 | CZ05 | 0.54636 | 0.54569
CZ06 | 74.5798 | 79.5183 | CZ06 | 0.50346 | 0.50288
CZ07 | 76.7394 | 79.1081 | CZ07 | 0.49702 | 0.4967
CZ08 | 74.6154 | 79.4004 | CZ08 | 0.49632 | 0.49595
CZ09 | 74.5872 | 74.5492 | CZ09 | 0.48948 | 0.48905
CZ10 | 78.8921 | 75.1302 | CZ10 | 0.48558 | 0.48516
CZ11 | 67.4604 | 40.7727 | CZ11 | 0.49626 | 0.49568
CZ12 | 67.3115 | 43.8897 | CZ12 | 0.51025 | 0.50972
CZ13 | 71.3976 | 44.5845 | CZ13 | 0.48189 | 0.48144
CZ14 | 68.9775 | 44.2512 | CZ14 | 0.45751 | 0.45704
CZ15 | 73.8818 | 47.5083 | CZ15 | 0.40638 | 0.40591
CZ16 | 58.3814 | 38.1395 | CZ16 | 0.53941 | 0.53883
cDXHP ¦ Annual Electricity Intensity (kBtu/ft²) |  |  | cDXHP ¦ Annual Gas Intensity (kBtu/ft²)
Climate Zone | Existing | New Construction | Climate Zone | Existing | New Construction
CZ01 | 51.9139 | 36.3917 | CZ01 | 0.59671 | 0.59555
CZ02 | 64.4758 | 65.2681 | CZ02 | 0.54844 | 0.54785
CZ03 | 64.6924 | 66.1071 | CZ03 | 0.54635 | 0.54591
CZ04 | 68.4942 | 69.0132 | CZ04 | 0.52766 | 0.52711
CZ05 | 65.5419 | 66.0092 | CZ05 | 0.54636 | 0.54569
CZ06 | 74.5798 | 79.5183 | CZ06 | 0.50346 | 0.50288
CZ07 | 76.7394 | 79.1081 | CZ07 | 0.49702 | 0.4967
CZ08 | 74.6154 | 79.4004 | CZ08 | 0.49632 | 0.49595
CZ09 | 74.5872 | 74.5492 | CZ09 | 0.48948 | 0.48905
CZ10 | 78.8921 | 75.1302 | CZ10 | 0.48558 | 0.48516
CZ11 | 67.4604 | 40.7727 | CZ11 | 0.49626 | 0.49568
CZ12 | 67.3115 | 43.8897 | CZ12 | 0.51025 | 0.50972
CZ13 | 71.3976 | 44.5845 | CZ13 | 0.48189 | 0.48144
CZ14 | 68.9775 | 44.2512 | CZ14 | 0.45751 | 0.45704
CZ15 | 73.8818 | 47.5083 | CZ15 | 0.40638 | 0.40591
CZ16 | 58.3814 | 38.1395 | CZ16 | 0.53941 | 0.53883
cDXOH ¦ Annual Electricity Intensity (kBtu/ft²) |  |  | cDXOH ¦ Annual Gas Intensity (kBtu/ft²)
Climate Zone | Existing | New Construction | Climate Zone | Existing | New Construction
CZ01 | 51.9139 | 36.3917 | CZ01 | 0.59671 | 0.59555
CZ02 | 64.4758 | 65.2681 | CZ02 | 0.54844 | 0.54785
CZ03 | 64.6924 | 66.1071 | CZ03 | 0.54635 | 0.54591
CZ04 | 68.4942 | 69.0132 | CZ04 | 0.52766 | 0.52711
CZ05 | 65.5419 | 66.0092 | CZ05 | 0.54636 | 0.54569
CZ06 | 74.5798 | 79.5183 | CZ06 | 0.50346 | 0.50288
CZ07 | 76.7394 | 79.1081 | CZ07 | 0.49702 | 0.4967
CZ08 | 74.6154 | 79.4004 | CZ08 | 0.49632 | 0.49595
CZ09 | 74.5872 | 74.5492 | CZ09 | 0.48948 | 0.48905
CZ10 | 78.8921 | 75.1302 | CZ10 | 0.48558 | 0.48516
CZ11 | 67.4604 | 40.7727 | CZ11 | 0.49626 | 0.49568
CZ12 | 67.3115 | 43.8897 | CZ12 | 0.51025 | 0.50972
CZ13 | 71.3976 | 44.5845 | CZ13 | 0.48189 | 0.48144
CZ14 | 68.9775 | 44.2512 | CZ14 | 0.45751 | 0.45704
CZ15 | 73.8818 | 47.5083 | CZ15 | 0.40638 | 0.40591
CZ16 | 58.3814 | 38.1395 | CZ16 | 0.53941 | 0.53883
cPVVG ¦ Annual Electricity Intensity (kBtu/ft²) |  |  | cPVVG ¦ Annual Gas Intensity (kBtu/ft²)
Climate Zone | Existing | New Construction | Climate Zone | Existing | New Construction
CZ01 | 51.9139 | 36.3917 | CZ01 | 0.59671 | 0.59555
CZ02 | 64.4758 | 65.2681 | CZ02 | 0.54844 | 0.54785
CZ03 | 64.6924 | 66.1071 | CZ03 | 0.54635 | 0.54591
CZ04 | 68.4942 | 69.0132 | CZ04 | 0.52766 | 0.52711
CZ05 | 65.5419 | 66.0092 | CZ05 | 0.54636 | 0.54569
CZ06 | 74.5798 | 79.5183 | CZ06 | 0.50346 | 0.50288
CZ07 | 76.7394 | 79.1081 | CZ07 | 0.49702 | 0.4967
CZ08 | 74.6154 | 79.4004 | CZ08 | 0.49632 | 0.49595
CZ09 | 74.5872 | 74.5492 | CZ09 | 0.48948 | 0.48905
CZ10 | 78.8921 | 75.1302 | CZ10 | 0.48558 | 0.48516
CZ11 | 67.4604 | 40.7727 | CZ11 | 0.49626 | 0.49568
CZ12 | 67.3115 | 43.8897 | CZ12 | 0.51025 | 0.50972
CZ13 | 71.3976 | 44.5845 | CZ13 | 0.48189 | 0.48144
CZ14 | 68.9775 | 44.2512 | CZ14 | 0.45751 | 0.45704
CZ15 | 73.8818 | 47.5083 | CZ15 | 0.40638 | 0.40591
CZ16 | 58.3814 | 38.1395 | CZ16 | 0.53941 | 0.53883

## Raw_totalendusesannual (hidden)
Vintage | Climate Zone | HVAC System | Electricity (kBtu) | Natural Gas (kBtu)
Existing | CZ01 | cAVVG | 25958964.17 | 298376.33
Existing | CZ02 | cAVVG | 32240444.56 | 274241.85
Existing | CZ03 | cAVVG | 32348746.3 | 273194.92
Existing | CZ04 | cAVVG | 34249796.92 | 263850.58
Existing | CZ05 | cAVVG | 32773503.9 | 273202.62
Existing | CZ06 | cAVVG | 37292809.81 | 251751.03
Existing | CZ07 | cAVVG | 38372698.76 | 248531.42
Existing | CZ08 | cAVVG | 37310639.98 | 248177.39
Existing | CZ09 | cAVVG | 37296508.24 | 244761.05
Existing | CZ10 | cAVVG | 39449120.72 | 242806.8
Existing | CZ11 | cAVVG | 33732836.31 | 248147.76
Existing | CZ12 | cAVVG | 33658380.34 | 255145.01
Existing | CZ13 | cAVVG | 35701575.41 | 240962.55
Existing | CZ14 | cAVVG | 34491431.42 | 228772.96
Existing | CZ15 | cAVVG | 36943789.61 | 203207.01
Existing | CZ16 | cAVVG | 29192971.17 | 269724.67
New Construction | CZ01 | cAVVG | 18197300.26 | 297797.71
New Construction | CZ02 | cAVVG | 32636596.53 | 273947.96
New Construction | CZ03 | cAVVG | 33056152.66 | 272978.11
New Construction | CZ04 | cAVVG | 34509316.41 | 263574.39
New Construction | CZ05 | cAVVG | 33007208.24 | 272867.93
New Construction | CZ06 | cAVVG | 39762272 | 251462.2
New Construction | CZ07 | cAVVG | 39557176.91 | 248369.06
New Construction | CZ08 | cAVVG | 39703318.74 | 247995.67
New Construction | CZ09 | cAVVG | 37277544.15 | 244543
New Construction | CZ10 | cAVVG | 37568065.38 | 242600.59
New Construction | CZ11 | cAVVG | 20387945.57 | 247861.66
New Construction | CZ12 | cAVVG | 21946586.26 | 254880.49
New Construction | CZ13 | cAVVG | 22293979.22 | 240736.46
New Construction | CZ14 | cAVVG | 22127337.55 | 228540.09
New Construction | CZ15 | cAVVG | 23755991.78 | 202971.05
New Construction | CZ16 | cAVVG | 19071266.95 | 269434.02
Existing | CZ01 | cDXGF | 25958964.17 | 298376.33
Existing | CZ02 | cDXGF | 32240444.56 | 274241.85
Existing | CZ03 | cDXGF | 32348746.3 | 273194.92
Existing | CZ04 | cDXGF | 34249796.92 | 263850.58
Existing | CZ05 | cDXGF | 32773503.9 | 273202.62
Existing | CZ06 | cDXGF | 37292809.81 | 251751.03
Existing | CZ07 | cDXGF | 38372698.76 | 248531.42
Existing | CZ08 | cDXGF | 37310639.98 | 248177.39
Existing | CZ09 | cDXGF | 37296508.24 | 244761.05
Existing | CZ10 | cDXGF | 39449120.72 | 242806.8
Existing | CZ11 | cDXGF | 33732836.31 | 248147.76
Existing | CZ12 | cDXGF | 33658380.34 | 255145.01
Existing | CZ13 | cDXGF | 35701575.41 | 240962.55
Existing | CZ14 | cDXGF | 34491431.42 | 228772.96
Existing | CZ15 | cDXGF | 36943789.61 | 203207.01
Existing | CZ16 | cDXGF | 29192971.17 | 269724.67
New Construction | CZ01 | cDXGF | 18197300.26 | 297797.71
New Construction | CZ02 | cDXGF | 32636596.53 | 273947.96
New Construction | CZ03 | cDXGF | 33056152.66 | 272978.11
New Construction | CZ04 | cDXGF | 34509316.41 | 263574.39
New Construction | CZ05 | cDXGF | 33007208.24 | 272867.93
New Construction | CZ06 | cDXGF | 39762272 | 251462.2
New Construction | CZ07 | cDXGF | 39557176.91 | 248369.06
New Construction | CZ08 | cDXGF | 39703318.74 | 247995.67
New Construction | CZ09 | cDXGF | 37277544.15 | 244543
New Construction | CZ10 | cDXGF | 37568065.38 | 242600.59
New Construction | CZ11 | cDXGF | 20387945.57 | 247861.66
New Construction | CZ12 | cDXGF | 21946586.26 | 254880.49
New Construction | CZ13 | cDXGF | 22293979.22 | 240736.46
New Construction | CZ14 | cDXGF | 22127337.55 | 228540.09
New Construction | CZ15 | cDXGF | 23755991.78 | 202971.05
New Construction | CZ16 | cDXGF | 19071266.95 | 269434.02
Existing | CZ01 | cDXHP | 25958964.17 | 298376.33
Existing | CZ02 | cDXHP | 32240444.56 | 274241.85
Existing | CZ03 | cDXHP | 32348746.3 | 273194.92
Existing | CZ04 | cDXHP | 34249796.92 | 263850.58
Existing | CZ05 | cDXHP | 32773503.9 | 273202.62
Existing | CZ06 | cDXHP | 37292809.81 | 251751.03
Existing | CZ07 | cDXHP | 38372698.76 | 248531.42
Existing | CZ08 | cDXHP | 37310639.98 | 248177.39
Existing | CZ09 | cDXHP | 37296508.24 | 244761.05
Existing | CZ10 | cDXHP | 39449120.72 | 242806.8
Existing | CZ11 | cDXHP | 33732836.31 | 248147.76
Existing | CZ12 | cDXHP | 33658380.34 | 255145.01
Existing | CZ13 | cDXHP | 35701575.41 | 240962.55
Existing | CZ14 | cDXHP | 34491431.42 | 228772.96
Existing | CZ15 | cDXHP | 36943789.61 | 203207.01
Existing | CZ16 | cDXHP | 29192971.17 | 269724.67
New Construction | CZ01 | cDXHP | 18197300.26 | 297797.71
New Construction | CZ02 | cDXHP | 32636596.53 | 273947.96
New Construction | CZ03 | cDXHP | 33056152.66 | 272978.11
New Construction | CZ04 | cDXHP | 34509316.41 | 263574.39
New Construction | CZ05 | cDXHP | 33007208.24 | 272867.93
New Construction | CZ06 | cDXHP | 39762272 | 251462.2
New Construction | CZ07 | cDXHP | 39557176.91 | 248369.06
New Construction | CZ08 | cDXHP | 39703318.74 | 247995.67
New Construction | CZ09 | cDXHP | 37277544.15 | 244543
New Construction | CZ10 | cDXHP | 37568065.38 | 242600.59
New Construction | CZ11 | cDXHP | 20387945.57 | 247861.66
New Construction | CZ12 | cDXHP | 21946586.26 | 254880.49
New Construction | CZ13 | cDXHP | 22293979.22 | 240736.46
New Construction | CZ14 | cDXHP | 22127337.55 | 228540.09
New Construction | CZ15 | cDXHP | 23755991.78 | 202971.05
New Construction | CZ16 | cDXHP | 19071266.95 | 269434.02
Existing | CZ01 | cDXOH | 25958964.17 | 298376.33
Existing | CZ02 | cDXOH | 32240444.56 | 274241.85
Existing | CZ03 | cDXOH | 32348746.3 | 273194.92
Existing | CZ04 | cDXOH | 34249796.92 | 263850.58
Existing | CZ05 | cDXOH | 32773503.9 | 273202.62
Existing | CZ06 | cDXOH | 37292809.81 | 251751.03
Existing | CZ07 | cDXOH | 38372698.76 | 248531.42
Existing | CZ08 | cDXOH | 37310639.98 | 248177.39
Existing | CZ09 | cDXOH | 37296508.24 | 244761.05
Existing | CZ10 | cDXOH | 39449120.72 | 242806.8
Existing | CZ11 | cDXOH | 33732836.31 | 248147.76
Existing | CZ12 | cDXOH | 33658380.34 | 255145.01
Existing | CZ13 | cDXOH | 35701575.41 | 240962.55
Existing | CZ14 | cDXOH | 34491431.42 | 228772.96
Existing | CZ15 | cDXOH | 36943789.61 | 203207.01
Existing | CZ16 | cDXOH | 29192971.17 | 269724.67
New Construction | CZ01 | cDXOH | 18197300.26 | 297797.71
New Construction | CZ02 | cDXOH | 32636596.53 | 273947.96
New Construction | CZ03 | cDXOH | 33056152.66 | 272978.11
New Construction | CZ04 | cDXOH | 34509316.41 | 263574.39
New Construction | CZ05 | cDXOH | 33007208.24 | 272867.93
New Construction | CZ06 | cDXOH | 39762272 | 251462.2
New Construction | CZ07 | cDXOH | 39557176.91 | 248369.06
New Construction | CZ08 | cDXOH | 39703318.74 | 247995.67
New Construction | CZ09 | cDXOH | 37277544.15 | 244543
New Construction | CZ10 | cDXOH | 37568065.38 | 242600.59
New Construction | CZ11 | cDXOH | 20387945.57 | 247861.66
New Construction | CZ12 | cDXOH | 21946586.26 | 254880.49
New Construction | CZ13 | cDXOH | 22293979.22 | 240736.46
New Construction | CZ14 | cDXOH | 22127337.55 | 228540.09
New Construction | CZ15 | cDXOH | 23755991.78 | 202971.05
New Construction | CZ16 | cDXOH | 19071266.95 | 269434.02
Existing | CZ01 | cPVVG | 25958964.17 | 298376.33
Existing | CZ02 | cPVVG | 32240444.56 | 274241.85
Existing | CZ03 | cPVVG | 32348746.3 | 273194.92
Existing | CZ04 | cPVVG | 34249796.92 | 263850.58
Existing | CZ05 | cPVVG | 32773503.9 | 273202.62
Existing | CZ06 | cPVVG | 37292809.81 | 251751.03
Existing | CZ07 | cPVVG | 38372698.76 | 248531.42
Existing | CZ08 | cPVVG | 37310639.98 | 248177.39
Existing | CZ09 | cPVVG | 37296508.24 | 244761.05
Existing | CZ10 | cPVVG | 39449120.72 | 242806.8
Existing | CZ11 | cPVVG | 33732836.31 | 248147.76
Existing | CZ12 | cPVVG | 33658380.34 | 255145.01
Existing | CZ13 | cPVVG | 35701575.41 | 240962.55
Existing | CZ14 | cPVVG | 34491431.42 | 228772.96
Existing | CZ15 | cPVVG | 36943789.61 | 203207.01
Existing | CZ16 | cPVVG | 29192971.17 | 269724.67
New Construction | CZ01 | cPVVG | 18197300.26 | 297797.71
New Construction | CZ02 | cPVVG | 32636596.53 | 273947.96
New Construction | CZ03 | cPVVG | 33056152.66 | 272978.11
New Construction | CZ04 | cPVVG | 34509316.41 | 263574.39
New Construction | CZ05 | cPVVG | 33007208.24 | 272867.93
New Construction | CZ06 | cPVVG | 39762272 | 251462.2
New Construction | CZ07 | cPVVG | 39557176.91 | 248369.06
New Construction | CZ08 | cPVVG | 39703318.74 | 247995.67
New Construction | CZ09 | cPVVG | 37277544.15 | 244543
New Construction | CZ10 | cPVVG | 37568065.38 | 242600.59
New Construction | CZ11 | cPVVG | 20387945.57 | 247861.66
New Construction | CZ12 | cPVVG | 21946586.26 | 254880.49
New Construction | CZ13 | cPVVG | 22293979.22 | 240736.46
New Construction | CZ14 | cPVVG | 22127337.55 | 228540.09
New Construction | CZ15 | cPVVG | 23755991.78 | 202971.05
New Construction | CZ16 | cPVVG | 19071266.95 | 269434.02

## Energy Usage by End Use
Energy Consumption by End Use - Warehouse - Refrigerated
Climate Zone | HVAC System | Vintage | End Use | Electricity (kBtu) | Natural Gas (kBtu) | Note
CZ01 | cAVVG | Existing | Heating | 0 | 0
CZ01 | cAVVG | Existing | Cooling | 0 | 0
CZ01 | cAVVG | Existing | Interior Lighting | 2902444.9 | 0
CZ01 | cAVVG | Existing | Exterior Lighting | 0 | 0
CZ01 | cAVVG | Existing | Interior Equipment | 766650.63 | 0
CZ01 | cAVVG | Existing | Exterior Equipment | 0 | 0
CZ01 | cAVVG | Existing | Fans | 3758.38 | 0
CZ01 | cAVVG | Existing | Pumps | 0 | 0
CZ01 | cAVVG | Existing | Heat Rejection | 0 | 0
CZ01 | cAVVG | Existing | Humidification | 0 | 0
CZ01 | cAVVG | Existing | Heat Recovery | 0 | 0
CZ01 | cAVVG | Existing | Water Systems | 0 | 298376.33
CZ01 | cAVVG | Existing | Refrigeration | 22286110.27 | 0
CZ01 | cAVVG | Existing | Generators | 0 | 0
CZ01 | cAVVG | Existing | Total End Uses | 25958964.17 | 298376.33
CZ02 | cAVVG | Existing | Heating | 0 | 0
CZ02 | cAVVG | Existing | Cooling | 0 | 0
CZ02 | cAVVG | Existing | Interior Lighting | 2902444.9 | 0
CZ02 | cAVVG | Existing | Exterior Lighting | 0 | 0
CZ02 | cAVVG | Existing | Interior Equipment | 766650.63 | 0
CZ02 | cAVVG | Existing | Exterior Equipment | 0 | 0
CZ02 | cAVVG | Existing | Fans | 3758.38 | 0
CZ02 | cAVVG | Existing | Pumps | 0 | 0
CZ02 | cAVVG | Existing | Heat Rejection | 0 | 0
CZ02 | cAVVG | Existing | Humidification | 0 | 0
CZ02 | cAVVG | Existing | Heat Recovery | 0 | 0
CZ02 | cAVVG | Existing | Water Systems | 0 | 274241.85
CZ02 | cAVVG | Existing | Refrigeration | 28567590.67 | 0
CZ02 | cAVVG | Existing | Generators | 0 | 0
CZ02 | cAVVG | Existing | Total End Uses | 32240444.56 | 274241.85
CZ03 | cAVVG | Existing | Heating | 0 | 0
CZ03 | cAVVG | Existing | Cooling | 0 | 0
CZ03 | cAVVG | Existing | Interior Lighting | 2902444.9 | 0
CZ03 | cAVVG | Existing | Exterior Lighting | 0 | 0
CZ03 | cAVVG | Existing | Interior Equipment | 766650.63 | 0
CZ03 | cAVVG | Existing | Exterior Equipment | 0 | 0
CZ03 | cAVVG | Existing | Fans | 3758.38 | 0
CZ03 | cAVVG | Existing | Pumps | 0 | 0
CZ03 | cAVVG | Existing | Heat Rejection | 0 | 0
CZ03 | cAVVG | Existing | Humidification | 0 | 0
CZ03 | cAVVG | Existing | Heat Recovery | 0 | 0
CZ03 | cAVVG | Existing | Water Systems | 0 | 273194.92
CZ03 | cAVVG | Existing | Refrigeration | 28675892.4 | 0
CZ03 | cAVVG | Existing | Generators | 0 | 0
CZ03 | cAVVG | Existing | Total End Uses | 32348746.3 | 273194.92
CZ04 | cAVVG | Existing | Heating | 0 | 0
CZ04 | cAVVG | Existing | Cooling | 0 | 0
CZ04 | cAVVG | Existing | Interior Lighting | 2902444.9 | 0
CZ04 | cAVVG | Existing | Exterior Lighting | 0 | 0
CZ04 | cAVVG | Existing | Interior Equipment | 766650.63 | 0
CZ04 | cAVVG | Existing | Exterior Equipment | 0 | 0
CZ04 | cAVVG | Existing | Fans | 3758.38 | 0
CZ04 | cAVVG | Existing | Pumps | 0 | 0
CZ04 | cAVVG | Existing | Heat Rejection | 0 | 0
CZ04 | cAVVG | Existing | Humidification | 0 | 0
CZ04 | cAVVG | Existing | Heat Recovery | 0 | 0
CZ04 | cAVVG | Existing | Water Systems | 0 | 263850.58
CZ04 | cAVVG | Existing | Refrigeration | 30576943.02 | 0
CZ04 | cAVVG | Existing | Generators | 0 | 0
CZ04 | cAVVG | Existing | Total End Uses | 34249796.92 | 263850.58
CZ05 | cAVVG | Existing | Heating | 0 | 0
CZ05 | cAVVG | Existing | Cooling | 0 | 0
CZ05 | cAVVG | Existing | Interior Lighting | 2902444.9 | 0
CZ05 | cAVVG | Existing | Exterior Lighting | 0 | 0
CZ05 | cAVVG | Existing | Interior Equipment | 766650.63 | 0
CZ05 | cAVVG | Existing | Exterior Equipment | 0 | 0
CZ05 | cAVVG | Existing | Fans | 3758.38 | 0
CZ05 | cAVVG | Existing | Pumps | 0 | 0
CZ05 | cAVVG | Existing | Heat Rejection | 0 | 0
CZ05 | cAVVG | Existing | Humidification | 0 | 0
CZ05 | cAVVG | Existing | Heat Recovery | 0 | 0
CZ05 | cAVVG | Existing | Water Systems | 0 | 273202.62
CZ05 | cAVVG | Existing | Refrigeration | 29100650 | 0
CZ05 | cAVVG | Existing | Generators | 0 | 0
CZ05 | cAVVG | Existing | Total End Uses | 32773503.9 | 273202.62
CZ06 | cAVVG | Existing | Heating | 0 | 0
CZ06 | cAVVG | Existing | Cooling | 0 | 0
CZ06 | cAVVG | Existing | Interior Lighting | 2902444.9 | 0
CZ06 | cAVVG | Existing | Exterior Lighting | 0 | 0
CZ06 | cAVVG | Existing | Interior Equipment | 766650.63 | 0
CZ06 | cAVVG | Existing | Exterior Equipment | 0 | 0
CZ06 | cAVVG | Existing | Fans | 3758.38 | 0
CZ06 | cAVVG | Existing | Pumps | 0 | 0
CZ06 | cAVVG | Existing | Heat Rejection | 0 | 0
CZ06 | cAVVG | Existing | Humidification | 0 | 0
CZ06 | cAVVG | Existing | Heat Recovery | 0 | 0
CZ06 | cAVVG | Existing | Water Systems | 0 | 251751.03
CZ06 | cAVVG | Existing | Refrigeration | 33619955.91 | 0
CZ06 | cAVVG | Existing | Generators | 0 | 0
CZ06 | cAVVG | Existing | Total End Uses | 37292809.81 | 251751.03
CZ07 | cAVVG | Existing | Heating | 0 | 0
CZ07 | cAVVG | Existing | Cooling | 0 | 0
CZ07 | cAVVG | Existing | Interior Lighting | 2902444.9 | 0
CZ07 | cAVVG | Existing | Exterior Lighting | 0 | 0
CZ07 | cAVVG | Existing | Interior Equipment | 766650.63 | 0
CZ07 | cAVVG | Existing | Exterior Equipment | 0 | 0
CZ07 | cAVVG | Existing | Fans | 3758.38 | 0
CZ07 | cAVVG | Existing | Pumps | 0 | 0
CZ07 | cAVVG | Existing | Heat Rejection | 0 | 0
CZ07 | cAVVG | Existing | Humidification | 0 | 0
CZ07 | cAVVG | Existing | Heat Recovery | 0 | 0
CZ07 | cAVVG | Existing | Water Systems | 0 | 248531.42
CZ07 | cAVVG | Existing | Refrigeration | 34699844.86 | 0
CZ07 | cAVVG | Existing | Generators | 0 | 0
CZ07 | cAVVG | Existing | Total End Uses | 38372698.76 | 248531.42
CZ08 | cAVVG | Existing | Heating | 0 | 0
CZ08 | cAVVG | Existing | Cooling | 0 | 0
CZ08 | cAVVG | Existing | Interior Lighting | 2902444.9 | 0
CZ08 | cAVVG | Existing | Exterior Lighting | 0 | 0
CZ08 | cAVVG | Existing | Interior Equipment | 766650.63 | 0
CZ08 | cAVVG | Existing | Exterior Equipment | 0 | 0
CZ08 | cAVVG | Existing | Fans | 3758.38 | 0
CZ08 | cAVVG | Existing | Pumps | 0 | 0
CZ08 | cAVVG | Existing | Heat Rejection | 0 | 0
CZ08 | cAVVG | Existing | Humidification | 0 | 0
CZ08 | cAVVG | Existing | Heat Recovery | 0 | 0
CZ08 | cAVVG | Existing | Water Systems | 0 | 248177.39
CZ08 | cAVVG | Existing | Refrigeration | 33637786.09 | 0
CZ08 | cAVVG | Existing | Generators | 0 | 0
CZ08 | cAVVG | Existing | Total End Uses | 37310639.98 | 248177.39
CZ09 | cAVVG | Existing | Heating | 0 | 0
CZ09 | cAVVG | Existing | Cooling | 0 | 0
CZ09 | cAVVG | Existing | Interior Lighting | 2902444.9 | 0
CZ09 | cAVVG | Existing | Exterior Lighting | 0 | 0
CZ09 | cAVVG | Existing | Interior Equipment | 766650.63 | 0
CZ09 | cAVVG | Existing | Exterior Equipment | 0 | 0
CZ09 | cAVVG | Existing | Fans | 3758.38 | 0
CZ09 | cAVVG | Existing | Pumps | 0 | 0
CZ09 | cAVVG | Existing | Heat Rejection | 0 | 0
CZ09 | cAVVG | Existing | Humidification | 0 | 0
CZ09 | cAVVG | Existing | Heat Recovery | 0 | 0
CZ09 | cAVVG | Existing | Water Systems | 0 | 244761.05
CZ09 | cAVVG | Existing | Refrigeration | 33623654.34 | 0
CZ09 | cAVVG | Existing | Generators | 0 | 0
CZ09 | cAVVG | Existing | Total End Uses | 37296508.24 | 244761.05
CZ10 | cAVVG | Existing | Heating | 0 | 0
CZ10 | cAVVG | Existing | Cooling | 0 | 0
CZ10 | cAVVG | Existing | Interior Lighting | 2902444.9 | 0
CZ10 | cAVVG | Existing | Exterior Lighting | 0 | 0
CZ10 | cAVVG | Existing | Interior Equipment | 766650.63 | 0
CZ10 | cAVVG | Existing | Exterior Equipment | 0 | 0
CZ10 | cAVVG | Existing | Fans | 3758.38 | 0
CZ10 | cAVVG | Existing | Pumps | 0 | 0
CZ10 | cAVVG | Existing | Heat Rejection | 0 | 0
CZ10 | cAVVG | Existing | Humidification | 0 | 0
CZ10 | cAVVG | Existing | Heat Recovery | 0 | 0
CZ10 | cAVVG | Existing | Water Systems | 0 | 242806.8
CZ10 | cAVVG | Existing | Refrigeration | 35776266.82 | 0
CZ10 | cAVVG | Existing | Generators | 0 | 0
CZ10 | cAVVG | Existing | Total End Uses | 39449120.72 | 242806.8
CZ11 | cAVVG | Existing | Heating | 0 | 0
CZ11 | cAVVG | Existing | Cooling | 0 | 0
CZ11 | cAVVG | Existing | Interior Lighting | 2902444.9 | 0
CZ11 | cAVVG | Existing | Exterior Lighting | 0 | 0
CZ11 | cAVVG | Existing | Interior Equipment | 766650.63 | 0
CZ11 | cAVVG | Existing | Exterior Equipment | 0 | 0
CZ11 | cAVVG | Existing | Fans | 3758.38 | 0
CZ11 | cAVVG | Existing | Pumps | 0 | 0
CZ11 | cAVVG | Existing | Heat Rejection | 0 | 0
CZ11 | cAVVG | Existing | Humidification | 0 | 0
CZ11 | cAVVG | Existing | Heat Recovery | 0 | 0
CZ11 | cAVVG | Existing | Water Systems | 0 | 248147.76
CZ11 | cAVVG | Existing | Refrigeration | 30059982.41 | 0
CZ11 | cAVVG | Existing | Generators | 0 | 0
CZ11 | cAVVG | Existing | Total End Uses | 33732836.31 | 248147.76
CZ12 | cAVVG | Existing | Heating | 0 | 0
CZ12 | cAVVG | Existing | Cooling | 0 | 0
CZ12 | cAVVG | Existing | Interior Lighting | 2902444.9 | 0
CZ12 | cAVVG | Existing | Exterior Lighting | 0 | 0
CZ12 | cAVVG | Existing | Interior Equipment | 766650.63 | 0
CZ12 | cAVVG | Existing | Exterior Equipment | 0 | 0
CZ12 | cAVVG | Existing | Fans | 3758.38 | 0
CZ12 | cAVVG | Existing | Pumps | 0 | 0
CZ12 | cAVVG | Existing | Heat Rejection | 0 | 0
CZ12 | cAVVG | Existing | Humidification | 0 | 0
CZ12 | cAVVG | Existing | Heat Recovery | 0 | 0
CZ12 | cAVVG | Existing | Water Systems | 0 | 255145.01
CZ12 | cAVVG | Existing | Refrigeration | 29985526.44 | 0
CZ12 | cAVVG | Existing | Generators | 0 | 0
CZ12 | cAVVG | Existing | Total End Uses | 33658380.34 | 255145.01
CZ13 | cAVVG | Existing | Heating | 0 | 0
CZ13 | cAVVG | Existing | Cooling | 0 | 0
CZ13 | cAVVG | Existing | Interior Lighting | 2902444.9 | 0
CZ13 | cAVVG | Existing | Exterior Lighting | 0 | 0
CZ13 | cAVVG | Existing | Interior Equipment | 766650.63 | 0
CZ13 | cAVVG | Existing | Exterior Equipment | 0 | 0
CZ13 | cAVVG | Existing | Fans | 3758.38 | 0
CZ13 | cAVVG | Existing | Pumps | 0 | 0
CZ13 | cAVVG | Existing | Heat Rejection | 0 | 0
CZ13 | cAVVG | Existing | Humidification | 0 | 0
CZ13 | cAVVG | Existing | Heat Recovery | 0 | 0
CZ13 | cAVVG | Existing | Water Systems | 0 | 240962.55
CZ13 | cAVVG | Existing | Refrigeration | 32028721.51 | 0
CZ13 | cAVVG | Existing | Generators | 0 | 0
CZ13 | cAVVG | Existing | Total End Uses | 35701575.41 | 240962.55
CZ14 | cAVVG | Existing | Heating | 0 | 0
CZ14 | cAVVG | Existing | Cooling | 0 | 0
CZ14 | cAVVG | Existing | Interior Lighting | 2902444.9 | 0
CZ14 | cAVVG | Existing | Exterior Lighting | 0 | 0
CZ14 | cAVVG | Existing | Interior Equipment | 766650.63 | 0
CZ14 | cAVVG | Existing | Exterior Equipment | 0 | 0
CZ14 | cAVVG | Existing | Fans | 3758.38 | 0
CZ14 | cAVVG | Existing | Pumps | 0 | 0
CZ14 | cAVVG | Existing | Heat Rejection | 0 | 0
CZ14 | cAVVG | Existing | Humidification | 0 | 0
CZ14 | cAVVG | Existing | Heat Recovery | 0 | 0
CZ14 | cAVVG | Existing | Water Systems | 0 | 228772.96
CZ14 | cAVVG | Existing | Refrigeration | 30818577.53 | 0
CZ14 | cAVVG | Existing | Generators | 0 | 0
CZ14 | cAVVG | Existing | Total End Uses | 34491431.42 | 228772.96
CZ15 | cAVVG | Existing | Heating | 0 | 0
CZ15 | cAVVG | Existing | Cooling | 0 | 0
CZ15 | cAVVG | Existing | Interior Lighting | 2902444.9 | 0
CZ15 | cAVVG | Existing | Exterior Lighting | 0 | 0
CZ15 | cAVVG | Existing | Interior Equipment | 766650.63 | 0
CZ15 | cAVVG | Existing | Exterior Equipment | 0 | 0
CZ15 | cAVVG | Existing | Fans | 3758.38 | 0
CZ15 | cAVVG | Existing | Pumps | 0 | 0
CZ15 | cAVVG | Existing | Heat Rejection | 0 | 0
CZ15 | cAVVG | Existing | Humidification | 0 | 0
CZ15 | cAVVG | Existing | Heat Recovery | 0 | 0
CZ15 | cAVVG | Existing | Water Systems | 0 | 203207.01
CZ15 | cAVVG | Existing | Refrigeration | 33270935.71 | 0
CZ15 | cAVVG | Existing | Generators | 0 | 0
CZ15 | cAVVG | Existing | Total End Uses | 36943789.61 | 203207.01
CZ16 | cAVVG | Existing | Heating | 15164.99 | 0
CZ16 | cAVVG | Existing | Cooling | 0 | 0
CZ16 | cAVVG | Existing | Interior Lighting | 2902444.9 | 0
CZ16 | cAVVG | Existing | Exterior Lighting | 0 | 0
CZ16 | cAVVG | Existing | Interior Equipment | 766650.63 | 0
CZ16 | cAVVG | Existing | Exterior Equipment | 0 | 0
CZ16 | cAVVG | Existing | Fans | 3758.38 | 0
CZ16 | cAVVG | Existing | Pumps | 0 | 0
CZ16 | cAVVG | Existing | Heat Rejection | 0 | 0
CZ16 | cAVVG | Existing | Humidification | 0 | 0
CZ16 | cAVVG | Existing | Heat Recovery | 0 | 0
CZ16 | cAVVG | Existing | Water Systems | 0 | 269724.67
CZ16 | cAVVG | Existing | Refrigeration | 25504952.28 | 0
CZ16 | cAVVG | Existing | Generators | 0 | 0
CZ16 | cAVVG | Existing | Total End Uses | 29192971.17 | 269724.67
CZ01 | cAVVG | New Construction | Heating | 0 | 0
CZ01 | cAVVG | New Construction | Cooling | 0 | 0
CZ01 | cAVVG | New Construction | Interior Lighting | 1951474.32 | 0
CZ01 | cAVVG | New Construction | Exterior Lighting | 0 | 0
CZ01 | cAVVG | New Construction | Interior Equipment | 766650.63 | 0
CZ01 | cAVVG | New Construction | Exterior Equipment | 0 | 0
CZ01 | cAVVG | New Construction | Fans | 3758.38 | 0
CZ01 | cAVVG | New Construction | Pumps | 0 | 0
CZ01 | cAVVG | New Construction | Heat Rejection | 0 | 0
CZ01 | cAVVG | New Construction | Humidification | 0 | 0
CZ01 | cAVVG | New Construction | Heat Recovery | 0 | 0
CZ01 | cAVVG | New Construction | Water Systems | 0 | 297797.71
CZ01 | cAVVG | New Construction | Refrigeration | 15475416.94 | 0
CZ01 | cAVVG | New Construction | Generators | 0 | 0
CZ01 | cAVVG | New Construction | Total End Uses | 18197300.26 | 297797.71
CZ02 | cAVVG | New Construction | Heating | 0 | 0
CZ02 | cAVVG | New Construction | Cooling | 0 | 0
CZ02 | cAVVG | New Construction | Interior Lighting | 1951474.32 | 0
CZ02 | cAVVG | New Construction | Exterior Lighting | 0 | 0
CZ02 | cAVVG | New Construction | Interior Equipment | 766650.63 | 0
CZ02 | cAVVG | New Construction | Exterior Equipment | 0 | 0
CZ02 | cAVVG | New Construction | Fans | 3758.38 | 0
CZ02 | cAVVG | New Construction | Pumps | 0 | 0
CZ02 | cAVVG | New Construction | Heat Rejection | 0 | 0
CZ02 | cAVVG | New Construction | Humidification | 0 | 0
CZ02 | cAVVG | New Construction | Heat Recovery | 0 | 0
CZ02 | cAVVG | New Construction | Water Systems | 0 | 273947.96
CZ02 | cAVVG | New Construction | Refrigeration | 29914713.21 | 0
CZ02 | cAVVG | New Construction | Generators | 0 | 0
CZ02 | cAVVG | New Construction | Total End Uses | 32636596.53 | 273947.96
CZ03 | cAVVG | New Construction | Heating | 0 | 0
CZ03 | cAVVG | New Construction | Cooling | 0 | 0
CZ03 | cAVVG | New Construction | Interior Lighting | 1951474.32 | 0
CZ03 | cAVVG | New Construction | Exterior Lighting | 0 | 0
CZ03 | cAVVG | New Construction | Interior Equipment | 766650.63 | 0
CZ03 | cAVVG | New Construction | Exterior Equipment | 0 | 0
CZ03 | cAVVG | New Construction | Fans | 3758.38 | 0
CZ03 | cAVVG | New Construction | Pumps | 0 | 0
CZ03 | cAVVG | New Construction | Heat Rejection | 0 | 0
CZ03 | cAVVG | New Construction | Humidification | 0 | 0
CZ03 | cAVVG | New Construction | Heat Recovery | 0 | 0
CZ03 | cAVVG | New Construction | Water Systems | 0 | 272978.11
CZ03 | cAVVG | New Construction | Refrigeration | 30334269.34 | 0
CZ03 | cAVVG | New Construction | Generators | 0 | 0
CZ03 | cAVVG | New Construction | Total End Uses | 33056152.66 | 272978.11
CZ04 | cAVVG | New Construction | Heating | 0 | 0
CZ04 | cAVVG | New Construction | Cooling | 0 | 0
CZ04 | cAVVG | New Construction | Interior Lighting | 1951474.32 | 0
CZ04 | cAVVG | New Construction | Exterior Lighting | 0 | 0
CZ04 | cAVVG | New Construction | Interior Equipment | 766650.63 | 0
CZ04 | cAVVG | New Construction | Exterior Equipment | 0 | 0
CZ04 | cAVVG | New Construction | Fans | 3758.38 | 0
CZ04 | cAVVG | New Construction | Pumps | 0 | 0
CZ04 | cAVVG | New Construction | Heat Rejection | 0 | 0
CZ04 | cAVVG | New Construction | Humidification | 0 | 0
CZ04 | cAVVG | New Construction | Heat Recovery | 0 | 0
CZ04 | cAVVG | New Construction | Water Systems | 0 | 263574.39
CZ04 | cAVVG | New Construction | Refrigeration | 31787433.09 | 0
CZ04 | cAVVG | New Construction | Generators | 0 | 0
CZ04 | cAVVG | New Construction | Total End Uses | 34509316.41 | 263574.39
CZ05 | cAVVG | New Construction | Heating | 0 | 0
CZ05 | cAVVG | New Construction | Cooling | 0 | 0
CZ05 | cAVVG | New Construction | Interior Lighting | 1951474.32 | 0
CZ05 | cAVVG | New Construction | Exterior Lighting | 0 | 0
CZ05 | cAVVG | New Construction | Interior Equipment | 766650.63 | 0
CZ05 | cAVVG | New Construction | Exterior Equipment | 0 | 0
CZ05 | cAVVG | New Construction | Fans | 3758.38 | 0
CZ05 | cAVVG | New Construction | Pumps | 0 | 0
CZ05 | cAVVG | New Construction | Heat Rejection | 0 | 0
CZ05 | cAVVG | New Construction | Humidification | 0 | 0
CZ05 | cAVVG | New Construction | Heat Recovery | 0 | 0
CZ05 | cAVVG | New Construction | Water Systems | 0 | 272867.93
CZ05 | cAVVG | New Construction | Refrigeration | 30285324.92 | 0
CZ05 | cAVVG | New Construction | Generators | 0 | 0
CZ05 | cAVVG | New Construction | Total End Uses | 33007208.24 | 272867.93
CZ06 | cAVVG | New Construction | Heating | 0 | 0
CZ06 | cAVVG | New Construction | Cooling | 0 | 0
CZ06 | cAVVG | New Construction | Interior Lighting | 1951474.32 | 0
CZ06 | cAVVG | New Construction | Exterior Lighting | 0 | 0
CZ06 | cAVVG | New Construction | Interior Equipment | 766650.63 | 0
CZ06 | cAVVG | New Construction | Exterior Equipment | 0 | 0
CZ06 | cAVVG | New Construction | Fans | 3758.38 | 0
CZ06 | cAVVG | New Construction | Pumps | 0 | 0
CZ06 | cAVVG | New Construction | Heat Rejection | 0 | 0
CZ06 | cAVVG | New Construction | Humidification | 0 | 0
CZ06 | cAVVG | New Construction | Heat Recovery | 0 | 0
CZ06 | cAVVG | New Construction | Water Systems | 0 | 251462.2
CZ06 | cAVVG | New Construction | Refrigeration | 37040388.67 | 0
CZ06 | cAVVG | New Construction | Generators | 0 | 0
CZ06 | cAVVG | New Construction | Total End Uses | 39762272 | 251462.2
CZ07 | cAVVG | New Construction | Heating | 0 | 0
CZ07 | cAVVG | New Construction | Cooling | 0 | 0
CZ07 | cAVVG | New Construction | Interior Lighting | 1951474.32 | 0
CZ07 | cAVVG | New Construction | Exterior Lighting | 0 | 0
CZ07 | cAVVG | New Construction | Interior Equipment | 766650.63 | 0
CZ07 | cAVVG | New Construction | Exterior Equipment | 0 | 0
CZ07 | cAVVG | New Construction | Fans | 3758.38 | 0
CZ07 | cAVVG | New Construction | Pumps | 0 | 0
CZ07 | cAVVG | New Construction | Heat Rejection | 0 | 0
CZ07 | cAVVG | New Construction | Humidification | 0 | 0
CZ07 | cAVVG | New Construction | Heat Recovery | 0 | 0
CZ07 | cAVVG | New Construction | Water Systems | 0 | 248369.06
CZ07 | cAVVG | New Construction | Refrigeration | 36835293.59 | 0
CZ07 | cAVVG | New Construction | Generators | 0 | 0
CZ07 | cAVVG | New Construction | Total End Uses | 39557176.91 | 248369.06
CZ08 | cAVVG | New Construction | Heating | 0 | 0
CZ08 | cAVVG | New Construction | Cooling | 0 | 0
CZ08 | cAVVG | New Construction | Interior Lighting | 1951474.32 | 0
CZ08 | cAVVG | New Construction | Exterior Lighting | 0 | 0
CZ08 | cAVVG | New Construction | Interior Equipment | 766650.63 | 0
CZ08 | cAVVG | New Construction | Exterior Equipment | 0 | 0
CZ08 | cAVVG | New Construction | Fans | 3758.38 | 0
CZ08 | cAVVG | New Construction | Pumps | 0 | 0
CZ08 | cAVVG | New Construction | Heat Rejection | 0 | 0
CZ08 | cAVVG | New Construction | Humidification | 0 | 0
CZ08 | cAVVG | New Construction | Heat Recovery | 0 | 0
CZ08 | cAVVG | New Construction | Water Systems | 0 | 247995.67
CZ08 | cAVVG | New Construction | Refrigeration | 36981435.42 | 0
CZ08 | cAVVG | New Construction | Generators | 0 | 0
CZ08 | cAVVG | New Construction | Total End Uses | 39703318.74 | 247995.67
CZ09 | cAVVG | New Construction | Heating | 0 | 0
CZ09 | cAVVG | New Construction | Cooling | 0 | 0
CZ09 | cAVVG | New Construction | Interior Lighting | 1951474.32 | 0
CZ09 | cAVVG | New Construction | Exterior Lighting | 0 | 0
CZ09 | cAVVG | New Construction | Interior Equipment | 766650.63 | 0
CZ09 | cAVVG | New Construction | Exterior Equipment | 0 | 0
CZ09 | cAVVG | New Construction | Fans | 3758.38 | 0
CZ09 | cAVVG | New Construction | Pumps | 0 | 0
CZ09 | cAVVG | New Construction | Heat Rejection | 0 | 0
CZ09 | cAVVG | New Construction | Humidification | 0 | 0
CZ09 | cAVVG | New Construction | Heat Recovery | 0 | 0
CZ09 | cAVVG | New Construction | Water Systems | 0 | 244543
CZ09 | cAVVG | New Construction | Refrigeration | 34555660.83 | 0
CZ09 | cAVVG | New Construction | Generators | 0 | 0
CZ09 | cAVVG | New Construction | Total End Uses | 37277544.15 | 244543
CZ10 | cAVVG | New Construction | Heating | 0 | 0
CZ10 | cAVVG | New Construction | Cooling | 0 | 0
CZ10 | cAVVG | New Construction | Interior Lighting | 1951474.32 | 0
CZ10 | cAVVG | New Construction | Exterior Lighting | 0 | 0
CZ10 | cAVVG | New Construction | Interior Equipment | 766650.63 | 0
CZ10 | cAVVG | New Construction | Exterior Equipment | 0 | 0
CZ10 | cAVVG | New Construction | Fans | 3758.38 | 0
CZ10 | cAVVG | New Construction | Pumps | 0 | 0
CZ10 | cAVVG | New Construction | Heat Rejection | 0 | 0
CZ10 | cAVVG | New Construction | Humidification | 0 | 0
CZ10 | cAVVG | New Construction | Heat Recovery | 0 | 0
CZ10 | cAVVG | New Construction | Water Systems | 0 | 242600.59
CZ10 | cAVVG | New Construction | Refrigeration | 34846182.06 | 0
CZ10 | cAVVG | New Construction | Generators | 0 | 0
CZ10 | cAVVG | New Construction | Total End Uses | 37568065.38 | 242600.59
CZ11 | cAVVG | New Construction | Heating | 0 | 0
CZ11 | cAVVG | New Construction | Cooling | 0 | 0
CZ11 | cAVVG | New Construction | Interior Lighting | 1951474.32 | 0
CZ11 | cAVVG | New Construction | Exterior Lighting | 0 | 0
CZ11 | cAVVG | New Construction | Interior Equipment | 766650.63 | 0
CZ11 | cAVVG | New Construction | Exterior Equipment | 0 | 0
CZ11 | cAVVG | New Construction | Fans | 3758.38 | 0
CZ11 | cAVVG | New Construction | Pumps | 0 | 0
CZ11 | cAVVG | New Construction | Heat Rejection | 0 | 0
CZ11 | cAVVG | New Construction | Humidification | 0 | 0
CZ11 | cAVVG | New Construction | Heat Recovery | 0 | 0
CZ11 | cAVVG | New Construction | Water Systems | 0 | 247861.66
CZ11 | cAVVG | New Construction | Refrigeration | 17666062.25 | 0
CZ11 | cAVVG | New Construction | Generators | 0 | 0
CZ11 | cAVVG | New Construction | Total End Uses | 20387945.57 | 247861.66
CZ12 | cAVVG | New Construction | Heating | 0 | 0
CZ12 | cAVVG | New Construction | Cooling | 0 | 0
CZ12 | cAVVG | New Construction | Interior Lighting | 1951474.32 | 0
CZ12 | cAVVG | New Construction | Exterior Lighting | 0 | 0
CZ12 | cAVVG | New Construction | Interior Equipment | 766650.63 | 0
CZ12 | cAVVG | New Construction | Exterior Equipment | 0 | 0
CZ12 | cAVVG | New Construction | Fans | 3758.38 | 0
CZ12 | cAVVG | New Construction | Pumps | 0 | 0
CZ12 | cAVVG | New Construction | Heat Rejection | 0 | 0
CZ12 | cAVVG | New Construction | Humidification | 0 | 0
CZ12 | cAVVG | New Construction | Heat Recovery | 0 | 0
CZ12 | cAVVG | New Construction | Water Systems | 0 | 254880.49
CZ12 | cAVVG | New Construction | Refrigeration | 19224702.94 | 0
CZ12 | cAVVG | New Construction | Generators | 0 | 0
CZ12 | cAVVG | New Construction | Total End Uses | 21946586.26 | 254880.49
CZ13 | cAVVG | New Construction | Heating | 0 | 0
CZ13 | cAVVG | New Construction | Cooling | 0 | 0
CZ13 | cAVVG | New Construction | Interior Lighting | 1951474.32 | 0
CZ13 | cAVVG | New Construction | Exterior Lighting | 0 | 0
CZ13 | cAVVG | New Construction | Interior Equipment | 766650.63 | 0
CZ13 | cAVVG | New Construction | Exterior Equipment | 0 | 0
CZ13 | cAVVG | New Construction | Fans | 3758.38 | 0
CZ13 | cAVVG | New Construction | Pumps | 0 | 0
CZ13 | cAVVG | New Construction | Heat Rejection | 0 | 0
CZ13 | cAVVG | New Construction | Humidification | 0 | 0
CZ13 | cAVVG | New Construction | Heat Recovery | 0 | 0
CZ13 | cAVVG | New Construction | Water Systems | 0 | 240736.46
CZ13 | cAVVG | New Construction | Refrigeration | 19572095.9 | 0
CZ13 | cAVVG | New Construction | Generators | 0 | 0
CZ13 | cAVVG | New Construction | Total End Uses | 22293979.22 | 240736.46
CZ14 | cAVVG | New Construction | Heating | 209.71 | 0
CZ14 | cAVVG | New Construction | Cooling | 0 | 0
CZ14 | cAVVG | New Construction | Interior Lighting | 1951474.32 | 0
CZ14 | cAVVG | New Construction | Exterior Lighting | 0 | 0
CZ14 | cAVVG | New Construction | Interior Equipment | 766650.63 | 0
CZ14 | cAVVG | New Construction | Exterior Equipment | 0 | 0
CZ14 | cAVVG | New Construction | Fans | 3758.38 | 0
CZ14 | cAVVG | New Construction | Pumps | 0 | 0
CZ14 | cAVVG | New Construction | Heat Rejection | 0 | 0
CZ14 | cAVVG | New Construction | Humidification | 0 | 0
CZ14 | cAVVG | New Construction | Heat Recovery | 0 | 0
CZ14 | cAVVG | New Construction | Water Systems | 0 | 228540.09
CZ14 | cAVVG | New Construction | Refrigeration | 19405244.52 | 0
CZ14 | cAVVG | New Construction | Generators | 0 | 0
CZ14 | cAVVG | New Construction | Total End Uses | 22127337.55 | 228540.09
CZ15 | cAVVG | New Construction | Heating | 0 | 0
CZ15 | cAVVG | New Construction | Cooling | 0 | 0
CZ15 | cAVVG | New Construction | Interior Lighting | 1951474.32 | 0
CZ15 | cAVVG | New Construction | Exterior Lighting | 0 | 0
CZ15 | cAVVG | New Construction | Interior Equipment | 766650.63 | 0
CZ15 | cAVVG | New Construction | Exterior Equipment | 0 | 0
CZ15 | cAVVG | New Construction | Fans | 3758.38 | 0
CZ15 | cAVVG | New Construction | Pumps | 0 | 0
CZ15 | cAVVG | New Construction | Heat Rejection | 0 | 0
CZ15 | cAVVG | New Construction | Humidification | 0 | 0
CZ15 | cAVVG | New Construction | Heat Recovery | 0 | 0
CZ15 | cAVVG | New Construction | Water Systems | 0 | 202971.05
CZ15 | cAVVG | New Construction | Refrigeration | 21034108.46 | 0
CZ15 | cAVVG | New Construction | Generators | 0 | 0
CZ15 | cAVVG | New Construction | Total End Uses | 23755991.78 | 202971.05
CZ16 | cAVVG | New Construction | Heating | 24125.35 | 0
CZ16 | cAVVG | New Construction | Cooling | 0 | 0
CZ16 | cAVVG | New Construction | Interior Lighting | 1951474.32 | 0
CZ16 | cAVVG | New Construction | Exterior Lighting | 0 | 0
CZ16 | cAVVG | New Construction | Interior Equipment | 766650.63 | 0
CZ16 | cAVVG | New Construction | Exterior Equipment | 0 | 0
CZ16 | cAVVG | New Construction | Fans | 3758.38 | 0
CZ16 | cAVVG | New Construction | Pumps | 0 | 0
CZ16 | cAVVG | New Construction | Heat Rejection | 0 | 0
CZ16 | cAVVG | New Construction | Humidification | 0 | 0
CZ16 | cAVVG | New Construction | Heat Recovery | 0 | 0
CZ16 | cAVVG | New Construction | Water Systems | 0 | 269434.02
CZ16 | cAVVG | New Construction | Refrigeration | 16325258.28 | 0
CZ16 | cAVVG | New Construction | Generators | 0 | 0
CZ16 | cAVVG | New Construction | Total End Uses | 19071266.95 | 269434.02
CZ01 | cDXGF | Existing | Heating | 0 | 0
CZ01 | cDXGF | Existing | Cooling | 0 | 0
CZ01 | cDXGF | Existing | Interior Lighting | 2902444.9 | 0
CZ01 | cDXGF | Existing | Exterior Lighting | 0 | 0
CZ01 | cDXGF | Existing | Interior Equipment | 766650.63 | 0
CZ01 | cDXGF | Existing | Exterior Equipment | 0 | 0
CZ01 | cDXGF | Existing | Fans | 3758.38 | 0
CZ01 | cDXGF | Existing | Pumps | 0 | 0
CZ01 | cDXGF | Existing | Heat Rejection | 0 | 0
CZ01 | cDXGF | Existing | Humidification | 0 | 0
CZ01 | cDXGF | Existing | Heat Recovery | 0 | 0
CZ01 | cDXGF | Existing | Water Systems | 0 | 298376.33
CZ01 | cDXGF | Existing | Refrigeration | 22286110.27 | 0
CZ01 | cDXGF | Existing | Generators | 0 | 0
CZ01 | cDXGF | Existing | Total End Uses | 25958964.17 | 298376.33
CZ02 | cDXGF | Existing | Heating | 0 | 0
CZ02 | cDXGF | Existing | Cooling | 0 | 0
CZ02 | cDXGF | Existing | Interior Lighting | 2902444.9 | 0
CZ02 | cDXGF | Existing | Exterior Lighting | 0 | 0
CZ02 | cDXGF | Existing | Interior Equipment | 766650.63 | 0
CZ02 | cDXGF | Existing | Exterior Equipment | 0 | 0
CZ02 | cDXGF | Existing | Fans | 3758.38 | 0
CZ02 | cDXGF | Existing | Pumps | 0 | 0
CZ02 | cDXGF | Existing | Heat Rejection | 0 | 0
CZ02 | cDXGF | Existing | Humidification | 0 | 0
CZ02 | cDXGF | Existing | Heat Recovery | 0 | 0
CZ02 | cDXGF | Existing | Water Systems | 0 | 274241.85
CZ02 | cDXGF | Existing | Refrigeration | 28567590.67 | 0
CZ02 | cDXGF | Existing | Generators | 0 | 0
CZ02 | cDXGF | Existing | Total End Uses | 32240444.56 | 274241.85
CZ03 | cDXGF | Existing | Heating | 0 | 0
CZ03 | cDXGF | Existing | Cooling | 0 | 0
CZ03 | cDXGF | Existing | Interior Lighting | 2902444.9 | 0
CZ03 | cDXGF | Existing | Exterior Lighting | 0 | 0
CZ03 | cDXGF | Existing | Interior Equipment | 766650.63 | 0
CZ03 | cDXGF | Existing | Exterior Equipment | 0 | 0
CZ03 | cDXGF | Existing | Fans | 3758.38 | 0
CZ03 | cDXGF | Existing | Pumps | 0 | 0
CZ03 | cDXGF | Existing | Heat Rejection | 0 | 0
CZ03 | cDXGF | Existing | Humidification | 0 | 0
CZ03 | cDXGF | Existing | Heat Recovery | 0 | 0
CZ03 | cDXGF | Existing | Water Systems | 0 | 273194.92
CZ03 | cDXGF | Existing | Refrigeration | 28675892.4 | 0
CZ03 | cDXGF | Existing | Generators | 0 | 0
CZ03 | cDXGF | Existing | Total End Uses | 32348746.3 | 273194.92
CZ04 | cDXGF | Existing | Heating | 0 | 0
CZ04 | cDXGF | Existing | Cooling | 0 | 0
CZ04 | cDXGF | Existing | Interior Lighting | 2902444.9 | 0
CZ04 | cDXGF | Existing | Exterior Lighting | 0 | 0
CZ04 | cDXGF | Existing | Interior Equipment | 766650.63 | 0
CZ04 | cDXGF | Existing | Exterior Equipment | 0 | 0
CZ04 | cDXGF | Existing | Fans | 3758.38 | 0
CZ04 | cDXGF | Existing | Pumps | 0 | 0
CZ04 | cDXGF | Existing | Heat Rejection | 0 | 0
CZ04 | cDXGF | Existing | Humidification | 0 | 0
CZ04 | cDXGF | Existing | Heat Recovery | 0 | 0
CZ04 | cDXGF | Existing | Water Systems | 0 | 263850.58
CZ04 | cDXGF | Existing | Refrigeration | 30576943.02 | 0
CZ04 | cDXGF | Existing | Generators | 0 | 0
CZ04 | cDXGF | Existing | Total End Uses | 34249796.92 | 263850.58
CZ05 | cDXGF | Existing | Heating | 0 | 0
CZ05 | cDXGF | Existing | Cooling | 0 | 0
CZ05 | cDXGF | Existing | Interior Lighting | 2902444.9 | 0
CZ05 | cDXGF | Existing | Exterior Lighting | 0 | 0
CZ05 | cDXGF | Existing | Interior Equipment | 766650.63 | 0
CZ05 | cDXGF | Existing | Exterior Equipment | 0 | 0
CZ05 | cDXGF | Existing | Fans | 3758.38 | 0
CZ05 | cDXGF | Existing | Pumps | 0 | 0
CZ05 | cDXGF | Existing | Heat Rejection | 0 | 0
CZ05 | cDXGF | Existing | Humidification | 0 | 0
CZ05 | cDXGF | Existing | Heat Recovery | 0 | 0
CZ05 | cDXGF | Existing | Water Systems | 0 | 273202.62
CZ05 | cDXGF | Existing | Refrigeration | 29100650 | 0
CZ05 | cDXGF | Existing | Generators | 0 | 0
CZ05 | cDXGF | Existing | Total End Uses | 32773503.9 | 273202.62
CZ06 | cDXGF | Existing | Heating | 0 | 0
CZ06 | cDXGF | Existing | Cooling | 0 | 0
CZ06 | cDXGF | Existing | Interior Lighting | 2902444.9 | 0
CZ06 | cDXGF | Existing | Exterior Lighting | 0 | 0
CZ06 | cDXGF | Existing | Interior Equipment | 766650.63 | 0
CZ06 | cDXGF | Existing | Exterior Equipment | 0 | 0
CZ06 | cDXGF | Existing | Fans | 3758.38 | 0
CZ06 | cDXGF | Existing | Pumps | 0 | 0
CZ06 | cDXGF | Existing | Heat Rejection | 0 | 0
CZ06 | cDXGF | Existing | Humidification | 0 | 0
CZ06 | cDXGF | Existing | Heat Recovery | 0 | 0
CZ06 | cDXGF | Existing | Water Systems | 0 | 251751.03
CZ06 | cDXGF | Existing | Refrigeration | 33619955.91 | 0
CZ06 | cDXGF | Existing | Generators | 0 | 0
CZ06 | cDXGF | Existing | Total End Uses | 37292809.81 | 251751.03
CZ07 | cDXGF | Existing | Heating | 0 | 0
CZ07 | cDXGF | Existing | Cooling | 0 | 0
CZ07 | cDXGF | Existing | Interior Lighting | 2902444.9 | 0
CZ07 | cDXGF | Existing | Exterior Lighting | 0 | 0
CZ07 | cDXGF | Existing | Interior Equipment | 766650.63 | 0
CZ07 | cDXGF | Existing | Exterior Equipment | 0 | 0
CZ07 | cDXGF | Existing | Fans | 3758.38 | 0
CZ07 | cDXGF | Existing | Pumps | 0 | 0
CZ07 | cDXGF | Existing | Heat Rejection | 0 | 0
CZ07 | cDXGF | Existing | Humidification | 0 | 0
CZ07 | cDXGF | Existing | Heat Recovery | 0 | 0
CZ07 | cDXGF | Existing | Water Systems | 0 | 248531.42
CZ07 | cDXGF | Existing | Refrigeration | 34699844.86 | 0
CZ07 | cDXGF | Existing | Generators | 0 | 0
CZ07 | cDXGF | Existing | Total End Uses | 38372698.76 | 248531.42
CZ08 | cDXGF | Existing | Heating | 0 | 0
CZ08 | cDXGF | Existing | Cooling | 0 | 0
CZ08 | cDXGF | Existing | Interior Lighting | 2902444.9 | 0
CZ08 | cDXGF | Existing | Exterior Lighting | 0 | 0
CZ08 | cDXGF | Existing | Interior Equipment | 766650.63 | 0
CZ08 | cDXGF | Existing | Exterior Equipment | 0 | 0
CZ08 | cDXGF | Existing | Fans | 3758.38 | 0
CZ08 | cDXGF | Existing | Pumps | 0 | 0
CZ08 | cDXGF | Existing | Heat Rejection | 0 | 0
CZ08 | cDXGF | Existing | Humidification | 0 | 0
CZ08 | cDXGF | Existing | Heat Recovery | 0 | 0
CZ08 | cDXGF | Existing | Water Systems | 0 | 248177.39
CZ08 | cDXGF | Existing | Refrigeration | 33637786.09 | 0
CZ08 | cDXGF | Existing | Generators | 0 | 0
CZ08 | cDXGF | Existing | Total End Uses | 37310639.98 | 248177.39
CZ09 | cDXGF | Existing | Heating | 0 | 0
CZ09 | cDXGF | Existing | Cooling | 0 | 0
CZ09 | cDXGF | Existing | Interior Lighting | 2902444.9 | 0
CZ09 | cDXGF | Existing | Exterior Lighting | 0 | 0
CZ09 | cDXGF | Existing | Interior Equipment | 766650.63 | 0
CZ09 | cDXGF | Existing | Exterior Equipment | 0 | 0
CZ09 | cDXGF | Existing | Fans | 3758.38 | 0
CZ09 | cDXGF | Existing | Pumps | 0 | 0
CZ09 | cDXGF | Existing | Heat Rejection | 0 | 0
CZ09 | cDXGF | Existing | Humidification | 0 | 0
CZ09 | cDXGF | Existing | Heat Recovery | 0 | 0
CZ09 | cDXGF | Existing | Water Systems | 0 | 244761.05
CZ09 | cDXGF | Existing | Refrigeration | 33623654.34 | 0
CZ09 | cDXGF | Existing | Generators | 0 | 0
CZ09 | cDXGF | Existing | Total End Uses | 37296508.24 | 244761.05
CZ10 | cDXGF | Existing | Heating | 0 | 0
CZ10 | cDXGF | Existing | Cooling | 0 | 0
CZ10 | cDXGF | Existing | Interior Lighting | 2902444.9 | 0
CZ10 | cDXGF | Existing | Exterior Lighting | 0 | 0
CZ10 | cDXGF | Existing | Interior Equipment | 766650.63 | 0
CZ10 | cDXGF | Existing | Exterior Equipment | 0 | 0
CZ10 | cDXGF | Existing | Fans | 3758.38 | 0
CZ10 | cDXGF | Existing | Pumps | 0 | 0
CZ10 | cDXGF | Existing | Heat Rejection | 0 | 0
CZ10 | cDXGF | Existing | Humidification | 0 | 0
CZ10 | cDXGF | Existing | Heat Recovery | 0 | 0
CZ10 | cDXGF | Existing | Water Systems | 0 | 242806.8
CZ10 | cDXGF | Existing | Refrigeration | 35776266.82 | 0
CZ10 | cDXGF | Existing | Generators | 0 | 0
CZ10 | cDXGF | Existing | Total End Uses | 39449120.72 | 242806.8
CZ11 | cDXGF | Existing | Heating | 0 | 0
CZ11 | cDXGF | Existing | Cooling | 0 | 0
CZ11 | cDXGF | Existing | Interior Lighting | 2902444.9 | 0
CZ11 | cDXGF | Existing | Exterior Lighting | 0 | 0
CZ11 | cDXGF | Existing | Interior Equipment | 766650.63 | 0
CZ11 | cDXGF | Existing | Exterior Equipment | 0 | 0
CZ11 | cDXGF | Existing | Fans | 3758.38 | 0
CZ11 | cDXGF | Existing | Pumps | 0 | 0
CZ11 | cDXGF | Existing | Heat Rejection | 0 | 0
CZ11 | cDXGF | Existing | Humidification | 0 | 0
CZ11 | cDXGF | Existing | Heat Recovery | 0 | 0
CZ11 | cDXGF | Existing | Water Systems | 0 | 248147.76
CZ11 | cDXGF | Existing | Refrigeration | 30059982.41 | 0
CZ11 | cDXGF | Existing | Generators | 0 | 0
CZ11 | cDXGF | Existing | Total End Uses | 33732836.31 | 248147.76
CZ12 | cDXGF | Existing | Heating | 0 | 0
CZ12 | cDXGF | Existing | Cooling | 0 | 0
CZ12 | cDXGF | Existing | Interior Lighting | 2902444.9 | 0
CZ12 | cDXGF | Existing | Exterior Lighting | 0 | 0
CZ12 | cDXGF | Existing | Interior Equipment | 766650.63 | 0
CZ12 | cDXGF | Existing | Exterior Equipment | 0 | 0
CZ12 | cDXGF | Existing | Fans | 3758.38 | 0
CZ12 | cDXGF | Existing | Pumps | 0 | 0
CZ12 | cDXGF | Existing | Heat Rejection | 0 | 0
CZ12 | cDXGF | Existing | Humidification | 0 | 0
CZ12 | cDXGF | Existing | Heat Recovery | 0 | 0
CZ12 | cDXGF | Existing | Water Systems | 0 | 255145.01
CZ12 | cDXGF | Existing | Refrigeration | 29985526.44 | 0
CZ12 | cDXGF | Existing | Generators | 0 | 0
CZ12 | cDXGF | Existing | Total End Uses | 33658380.34 | 255145.01
CZ13 | cDXGF | Existing | Heating | 0 | 0
CZ13 | cDXGF | Existing | Cooling | 0 | 0
CZ13 | cDXGF | Existing | Interior Lighting | 2902444.9 | 0
CZ13 | cDXGF | Existing | Exterior Lighting | 0 | 0
CZ13 | cDXGF | Existing | Interior Equipment | 766650.63 | 0
CZ13 | cDXGF | Existing | Exterior Equipment | 0 | 0
CZ13 | cDXGF | Existing | Fans | 3758.38 | 0
CZ13 | cDXGF | Existing | Pumps | 0 | 0
CZ13 | cDXGF | Existing | Heat Rejection | 0 | 0
CZ13 | cDXGF | Existing | Humidification | 0 | 0
CZ13 | cDXGF | Existing | Heat Recovery | 0 | 0
CZ13 | cDXGF | Existing | Water Systems | 0 | 240962.55
CZ13 | cDXGF | Existing | Refrigeration | 32028721.51 | 0
CZ13 | cDXGF | Existing | Generators | 0 | 0
CZ13 | cDXGF | Existing | Total End Uses | 35701575.41 | 240962.55
CZ14 | cDXGF | Existing | Heating | 0 | 0
CZ14 | cDXGF | Existing | Cooling | 0 | 0
CZ14 | cDXGF | Existing | Interior Lighting | 2902444.9 | 0
CZ14 | cDXGF | Existing | Exterior Lighting | 0 | 0
CZ14 | cDXGF | Existing | Interior Equipment | 766650.63 | 0
CZ14 | cDXGF | Existing | Exterior Equipment | 0 | 0
CZ14 | cDXGF | Existing | Fans | 3758.38 | 0
CZ14 | cDXGF | Existing | Pumps | 0 | 0
CZ14 | cDXGF | Existing | Heat Rejection | 0 | 0
CZ14 | cDXGF | Existing | Humidification | 0 | 0
CZ14 | cDXGF | Existing | Heat Recovery | 0 | 0
CZ14 | cDXGF | Existing | Water Systems | 0 | 228772.96
CZ14 | cDXGF | Existing | Refrigeration | 30818577.53 | 0
CZ14 | cDXGF | Existing | Generators | 0 | 0
CZ14 | cDXGF | Existing | Total End Uses | 34491431.42 | 228772.96
CZ15 | cDXGF | Existing | Heating | 0 | 0
CZ15 | cDXGF | Existing | Cooling | 0 | 0
CZ15 | cDXGF | Existing | Interior Lighting | 2902444.9 | 0
CZ15 | cDXGF | Existing | Exterior Lighting | 0 | 0
CZ15 | cDXGF | Existing | Interior Equipment | 766650.63 | 0
CZ15 | cDXGF | Existing | Exterior Equipment | 0 | 0
CZ15 | cDXGF | Existing | Fans | 3758.38 | 0
CZ15 | cDXGF | Existing | Pumps | 0 | 0
CZ15 | cDXGF | Existing | Heat Rejection | 0 | 0
CZ15 | cDXGF | Existing | Humidification | 0 | 0
CZ15 | cDXGF | Existing | Heat Recovery | 0 | 0
CZ15 | cDXGF | Existing | Water Systems | 0 | 203207.01
CZ15 | cDXGF | Existing | Refrigeration | 33270935.71 | 0
CZ15 | cDXGF | Existing | Generators | 0 | 0
CZ15 | cDXGF | Existing | Total End Uses | 36943789.61 | 203207.01
CZ16 | cDXGF | Existing | Heating | 15164.99 | 0
CZ16 | cDXGF | Existing | Cooling | 0 | 0
CZ16 | cDXGF | Existing | Interior Lighting | 2902444.9 | 0
CZ16 | cDXGF | Existing | Exterior Lighting | 0 | 0
CZ16 | cDXGF | Existing | Interior Equipment | 766650.63 | 0
CZ16 | cDXGF | Existing | Exterior Equipment | 0 | 0
CZ16 | cDXGF | Existing | Fans | 3758.38 | 0
CZ16 | cDXGF | Existing | Pumps | 0 | 0
CZ16 | cDXGF | Existing | Heat Rejection | 0 | 0
CZ16 | cDXGF | Existing | Humidification | 0 | 0
CZ16 | cDXGF | Existing | Heat Recovery | 0 | 0
CZ16 | cDXGF | Existing | Water Systems | 0 | 269724.67
CZ16 | cDXGF | Existing | Refrigeration | 25504952.28 | 0
CZ16 | cDXGF | Existing | Generators | 0 | 0
CZ16 | cDXGF | Existing | Total End Uses | 29192971.17 | 269724.67
CZ01 | cDXGF | New Construction | Heating | 0 | 0
CZ01 | cDXGF | New Construction | Cooling | 0 | 0
CZ01 | cDXGF | New Construction | Interior Lighting | 1951474.32 | 0
CZ01 | cDXGF | New Construction | Exterior Lighting | 0 | 0
CZ01 | cDXGF | New Construction | Interior Equipment | 766650.63 | 0
CZ01 | cDXGF | New Construction | Exterior Equipment | 0 | 0
CZ01 | cDXGF | New Construction | Fans | 3758.38 | 0
CZ01 | cDXGF | New Construction | Pumps | 0 | 0
CZ01 | cDXGF | New Construction | Heat Rejection | 0 | 0
CZ01 | cDXGF | New Construction | Humidification | 0 | 0
CZ01 | cDXGF | New Construction | Heat Recovery | 0 | 0
CZ01 | cDXGF | New Construction | Water Systems | 0 | 297797.71
CZ01 | cDXGF | New Construction | Refrigeration | 15475416.94 | 0
CZ01 | cDXGF | New Construction | Generators | 0 | 0
CZ01 | cDXGF | New Construction | Total End Uses | 18197300.26 | 297797.71
CZ02 | cDXGF | New Construction | Heating | 0 | 0
CZ02 | cDXGF | New Construction | Cooling | 0 | 0
CZ02 | cDXGF | New Construction | Interior Lighting | 1951474.32 | 0
CZ02 | cDXGF | New Construction | Exterior Lighting | 0 | 0
CZ02 | cDXGF | New Construction | Interior Equipment | 766650.63 | 0
CZ02 | cDXGF | New Construction | Exterior Equipment | 0 | 0
CZ02 | cDXGF | New Construction | Fans | 3758.38 | 0
CZ02 | cDXGF | New Construction | Pumps | 0 | 0
CZ02 | cDXGF | New Construction | Heat Rejection | 0 | 0
CZ02 | cDXGF | New Construction | Humidification | 0 | 0
CZ02 | cDXGF | New Construction | Heat Recovery | 0 | 0
CZ02 | cDXGF | New Construction | Water Systems | 0 | 273947.96
CZ02 | cDXGF | New Construction | Refrigeration | 29914713.21 | 0
CZ02 | cDXGF | New Construction | Generators | 0 | 0
CZ02 | cDXGF | New Construction | Total End Uses | 32636596.53 | 273947.96
CZ03 | cDXGF | New Construction | Heating | 0 | 0
CZ03 | cDXGF | New Construction | Cooling | 0 | 0
CZ03 | cDXGF | New Construction | Interior Lighting | 1951474.32 | 0
CZ03 | cDXGF | New Construction | Exterior Lighting | 0 | 0
CZ03 | cDXGF | New Construction | Interior Equipment | 766650.63 | 0
CZ03 | cDXGF | New Construction | Exterior Equipment | 0 | 0
CZ03 | cDXGF | New Construction | Fans | 3758.38 | 0
CZ03 | cDXGF | New Construction | Pumps | 0 | 0
CZ03 | cDXGF | New Construction | Heat Rejection | 0 | 0
CZ03 | cDXGF | New Construction | Humidification | 0 | 0
CZ03 | cDXGF | New Construction | Heat Recovery | 0 | 0
CZ03 | cDXGF | New Construction | Water Systems | 0 | 272978.11
CZ03 | cDXGF | New Construction | Refrigeration | 30334269.34 | 0
CZ03 | cDXGF | New Construction | Generators | 0 | 0
CZ03 | cDXGF | New Construction | Total End Uses | 33056152.66 | 272978.11
CZ04 | cDXGF | New Construction | Heating | 0 | 0
CZ04 | cDXGF | New Construction | Cooling | 0 | 0
CZ04 | cDXGF | New Construction | Interior Lighting | 1951474.32 | 0
CZ04 | cDXGF | New Construction | Exterior Lighting | 0 | 0
CZ04 | cDXGF | New Construction | Interior Equipment | 766650.63 | 0
CZ04 | cDXGF | New Construction | Exterior Equipment | 0 | 0
CZ04 | cDXGF | New Construction | Fans | 3758.38 | 0
CZ04 | cDXGF | New Construction | Pumps | 0 | 0
CZ04 | cDXGF | New Construction | Heat Rejection | 0 | 0
CZ04 | cDXGF | New Construction | Humidification | 0 | 0
CZ04 | cDXGF | New Construction | Heat Recovery | 0 | 0
CZ04 | cDXGF | New Construction | Water Systems | 0 | 263574.39
CZ04 | cDXGF | New Construction | Refrigeration | 31787433.09 | 0
CZ04 | cDXGF | New Construction | Generators | 0 | 0
CZ04 | cDXGF | New Construction | Total End Uses | 34509316.41 | 263574.39
CZ05 | cDXGF | New Construction | Heating | 0 | 0
CZ05 | cDXGF | New Construction | Cooling | 0 | 0
CZ05 | cDXGF | New Construction | Interior Lighting | 1951474.32 | 0
CZ05 | cDXGF | New Construction | Exterior Lighting | 0 | 0
CZ05 | cDXGF | New Construction | Interior Equipment | 766650.63 | 0
CZ05 | cDXGF | New Construction | Exterior Equipment | 0 | 0
CZ05 | cDXGF | New Construction | Fans | 3758.38 | 0
CZ05 | cDXGF | New Construction | Pumps | 0 | 0
CZ05 | cDXGF | New Construction | Heat Rejection | 0 | 0
CZ05 | cDXGF | New Construction | Humidification | 0 | 0
CZ05 | cDXGF | New Construction | Heat Recovery | 0 | 0
CZ05 | cDXGF | New Construction | Water Systems | 0 | 272867.93
CZ05 | cDXGF | New Construction | Refrigeration | 30285324.92 | 0
CZ05 | cDXGF | New Construction | Generators | 0 | 0
CZ05 | cDXGF | New Construction | Total End Uses | 33007208.24 | 272867.93
CZ06 | cDXGF | New Construction | Heating | 0 | 0
CZ06 | cDXGF | New Construction | Cooling | 0 | 0
CZ06 | cDXGF | New Construction | Interior Lighting | 1951474.32 | 0
CZ06 | cDXGF | New Construction | Exterior Lighting | 0 | 0
CZ06 | cDXGF | New Construction | Interior Equipment | 766650.63 | 0
CZ06 | cDXGF | New Construction | Exterior Equipment | 0 | 0
CZ06 | cDXGF | New Construction | Fans | 3758.38 | 0
CZ06 | cDXGF | New Construction | Pumps | 0 | 0
CZ06 | cDXGF | New Construction | Heat Rejection | 0 | 0
CZ06 | cDXGF | New Construction | Humidification | 0 | 0
CZ06 | cDXGF | New Construction | Heat Recovery | 0 | 0
CZ06 | cDXGF | New Construction | Water Systems | 0 | 251462.2
CZ06 | cDXGF | New Construction | Refrigeration | 37040388.67 | 0
CZ06 | cDXGF | New Construction | Generators | 0 | 0
CZ06 | cDXGF | New Construction | Total End Uses | 39762272 | 251462.2
CZ07 | cDXGF | New Construction | Heating | 0 | 0
CZ07 | cDXGF | New Construction | Cooling | 0 | 0
CZ07 | cDXGF | New Construction | Interior Lighting | 1951474.32 | 0
CZ07 | cDXGF | New Construction | Exterior Lighting | 0 | 0
CZ07 | cDXGF | New Construction | Interior Equipment | 766650.63 | 0
CZ07 | cDXGF | New Construction | Exterior Equipment | 0 | 0
CZ07 | cDXGF | New Construction | Fans | 3758.38 | 0
CZ07 | cDXGF | New Construction | Pumps | 0 | 0
CZ07 | cDXGF | New Construction | Heat Rejection | 0 | 0
CZ07 | cDXGF | New Construction | Humidification | 0 | 0
CZ07 | cDXGF | New Construction | Heat Recovery | 0 | 0
CZ07 | cDXGF | New Construction | Water Systems | 0 | 248369.06
CZ07 | cDXGF | New Construction | Refrigeration | 36835293.59 | 0
CZ07 | cDXGF | New Construction | Generators | 0 | 0
CZ07 | cDXGF | New Construction | Total End Uses | 39557176.91 | 248369.06
CZ08 | cDXGF | New Construction | Heating | 0 | 0
CZ08 | cDXGF | New Construction | Cooling | 0 | 0
CZ08 | cDXGF | New Construction | Interior Lighting | 1951474.32 | 0
CZ08 | cDXGF | New Construction | Exterior Lighting | 0 | 0
CZ08 | cDXGF | New Construction | Interior Equipment | 766650.63 | 0
CZ08 | cDXGF | New Construction | Exterior Equipment | 0 | 0
CZ08 | cDXGF | New Construction | Fans | 3758.38 | 0
CZ08 | cDXGF | New Construction | Pumps | 0 | 0
CZ08 | cDXGF | New Construction | Heat Rejection | 0 | 0
CZ08 | cDXGF | New Construction | Humidification | 0 | 0
CZ08 | cDXGF | New Construction | Heat Recovery | 0 | 0
CZ08 | cDXGF | New Construction | Water Systems | 0 | 247995.67
CZ08 | cDXGF | New Construction | Refrigeration | 36981435.42 | 0
CZ08 | cDXGF | New Construction | Generators | 0 | 0
CZ08 | cDXGF | New Construction | Total End Uses | 39703318.74 | 247995.67
CZ09 | cDXGF | New Construction | Heating | 0 | 0
CZ09 | cDXGF | New Construction | Cooling | 0 | 0
CZ09 | cDXGF | New Construction | Interior Lighting | 1951474.32 | 0
CZ09 | cDXGF | New Construction | Exterior Lighting | 0 | 0
CZ09 | cDXGF | New Construction | Interior Equipment | 766650.63 | 0
CZ09 | cDXGF | New Construction | Exterior Equipment | 0 | 0
CZ09 | cDXGF | New Construction | Fans | 3758.38 | 0
CZ09 | cDXGF | New Construction | Pumps | 0 | 0
CZ09 | cDXGF | New Construction | Heat Rejection | 0 | 0
CZ09 | cDXGF | New Construction | Humidification | 0 | 0
CZ09 | cDXGF | New Construction | Heat Recovery | 0 | 0
CZ09 | cDXGF | New Construction | Water Systems | 0 | 244543
CZ09 | cDXGF | New Construction | Refrigeration | 34555660.83 | 0
CZ09 | cDXGF | New Construction | Generators | 0 | 0
CZ09 | cDXGF | New Construction | Total End Uses | 37277544.15 | 244543
CZ10 | cDXGF | New Construction | Heating | 0 | 0
CZ10 | cDXGF | New Construction | Cooling | 0 | 0
CZ10 | cDXGF | New Construction | Interior Lighting | 1951474.32 | 0
CZ10 | cDXGF | New Construction | Exterior Lighting | 0 | 0
CZ10 | cDXGF | New Construction | Interior Equipment | 766650.63 | 0
CZ10 | cDXGF | New Construction | Exterior Equipment | 0 | 0
CZ10 | cDXGF | New Construction | Fans | 3758.38 | 0
CZ10 | cDXGF | New Construction | Pumps | 0 | 0
CZ10 | cDXGF | New Construction | Heat Rejection | 0 | 0
CZ10 | cDXGF | New Construction | Humidification | 0 | 0
CZ10 | cDXGF | New Construction | Heat Recovery | 0 | 0
CZ10 | cDXGF | New Construction | Water Systems | 0 | 242600.59
CZ10 | cDXGF | New Construction | Refrigeration | 34846182.06 | 0
CZ10 | cDXGF | New Construction | Generators | 0 | 0
CZ10 | cDXGF | New Construction | Total End Uses | 37568065.38 | 242600.59
CZ11 | cDXGF | New Construction | Heating | 0 | 0
CZ11 | cDXGF | New Construction | Cooling | 0 | 0
CZ11 | cDXGF | New Construction | Interior Lighting | 1951474.32 | 0
CZ11 | cDXGF | New Construction | Exterior Lighting | 0 | 0
CZ11 | cDXGF | New Construction | Interior Equipment | 766650.63 | 0
CZ11 | cDXGF | New Construction | Exterior Equipment | 0 | 0
CZ11 | cDXGF | New Construction | Fans | 3758.38 | 0
CZ11 | cDXGF | New Construction | Pumps | 0 | 0
CZ11 | cDXGF | New Construction | Heat Rejection | 0 | 0
CZ11 | cDXGF | New Construction | Humidification | 0 | 0
CZ11 | cDXGF | New Construction | Heat Recovery | 0 | 0
CZ11 | cDXGF | New Construction | Water Systems | 0 | 247861.66
CZ11 | cDXGF | New Construction | Refrigeration | 17666062.25 | 0
CZ11 | cDXGF | New Construction | Generators | 0 | 0
CZ11 | cDXGF | New Construction | Total End Uses | 20387945.57 | 247861.66
CZ12 | cDXGF | New Construction | Heating | 0 | 0
CZ12 | cDXGF | New Construction | Cooling | 0 | 0
CZ12 | cDXGF | New Construction | Interior Lighting | 1951474.32 | 0
CZ12 | cDXGF | New Construction | Exterior Lighting | 0 | 0
CZ12 | cDXGF | New Construction | Interior Equipment | 766650.63 | 0
CZ12 | cDXGF | New Construction | Exterior Equipment | 0 | 0
CZ12 | cDXGF | New Construction | Fans | 3758.38 | 0
CZ12 | cDXGF | New Construction | Pumps | 0 | 0
CZ12 | cDXGF | New Construction | Heat Rejection | 0 | 0
CZ12 | cDXGF | New Construction | Humidification | 0 | 0
CZ12 | cDXGF | New Construction | Heat Recovery | 0 | 0
CZ12 | cDXGF | New Construction | Water Systems | 0 | 254880.49
CZ12 | cDXGF | New Construction | Refrigeration | 19224702.94 | 0
CZ12 | cDXGF | New Construction | Generators | 0 | 0
CZ12 | cDXGF | New Construction | Total End Uses | 21946586.26 | 254880.49
CZ13 | cDXGF | New Construction | Heating | 0 | 0
CZ13 | cDXGF | New Construction | Cooling | 0 | 0
CZ13 | cDXGF | New Construction | Interior Lighting | 1951474.32 | 0
CZ13 | cDXGF | New Construction | Exterior Lighting | 0 | 0
CZ13 | cDXGF | New Construction | Interior Equipment | 766650.63 | 0
CZ13 | cDXGF | New Construction | Exterior Equipment | 0 | 0
CZ13 | cDXGF | New Construction | Fans | 3758.38 | 0
CZ13 | cDXGF | New Construction | Pumps | 0 | 0
CZ13 | cDXGF | New Construction | Heat Rejection | 0 | 0
CZ13 | cDXGF | New Construction | Humidification | 0 | 0
CZ13 | cDXGF | New Construction | Heat Recovery | 0 | 0
CZ13 | cDXGF | New Construction | Water Systems | 0 | 240736.46
CZ13 | cDXGF | New Construction | Refrigeration | 19572095.9 | 0
CZ13 | cDXGF | New Construction | Generators | 0 | 0
CZ13 | cDXGF | New Construction | Total End Uses | 22293979.22 | 240736.46
CZ14 | cDXGF | New Construction | Heating | 209.71 | 0
CZ14 | cDXGF | New Construction | Cooling | 0 | 0
CZ14 | cDXGF | New Construction | Interior Lighting | 1951474.32 | 0
CZ14 | cDXGF | New Construction | Exterior Lighting | 0 | 0
CZ14 | cDXGF | New Construction | Interior Equipment | 766650.63 | 0
CZ14 | cDXGF | New Construction | Exterior Equipment | 0 | 0
CZ14 | cDXGF | New Construction | Fans | 3758.38 | 0
CZ14 | cDXGF | New Construction | Pumps | 0 | 0
CZ14 | cDXGF | New Construction | Heat Rejection | 0 | 0
CZ14 | cDXGF | New Construction | Humidification | 0 | 0
CZ14 | cDXGF | New Construction | Heat Recovery | 0 | 0
CZ14 | cDXGF | New Construction | Water Systems | 0 | 228540.09
CZ14 | cDXGF | New Construction | Refrigeration | 19405244.52 | 0
CZ14 | cDXGF | New Construction | Generators | 0 | 0
CZ14 | cDXGF | New Construction | Total End Uses | 22127337.55 | 228540.09
CZ15 | cDXGF | New Construction | Heating | 0 | 0
CZ15 | cDXGF | New Construction | Cooling | 0 | 0
CZ15 | cDXGF | New Construction | Interior Lighting | 1951474.32 | 0
CZ15 | cDXGF | New Construction | Exterior Lighting | 0 | 0
CZ15 | cDXGF | New Construction | Interior Equipment | 766650.63 | 0
CZ15 | cDXGF | New Construction | Exterior Equipment | 0 | 0
CZ15 | cDXGF | New Construction | Fans | 3758.38 | 0
CZ15 | cDXGF | New Construction | Pumps | 0 | 0
CZ15 | cDXGF | New Construction | Heat Rejection | 0 | 0
CZ15 | cDXGF | New Construction | Humidification | 0 | 0
CZ15 | cDXGF | New Construction | Heat Recovery | 0 | 0
CZ15 | cDXGF | New Construction | Water Systems | 0 | 202971.05
CZ15 | cDXGF | New Construction | Refrigeration | 21034108.46 | 0
CZ15 | cDXGF | New Construction | Generators | 0 | 0
CZ15 | cDXGF | New Construction | Total End Uses | 23755991.78 | 202971.05
CZ16 | cDXGF | New Construction | Heating | 24125.35 | 0
CZ16 | cDXGF | New Construction | Cooling | 0 | 0
CZ16 | cDXGF | New Construction | Interior Lighting | 1951474.32 | 0
CZ16 | cDXGF | New Construction | Exterior Lighting | 0 | 0
CZ16 | cDXGF | New Construction | Interior Equipment | 766650.63 | 0
CZ16 | cDXGF | New Construction | Exterior Equipment | 0 | 0
CZ16 | cDXGF | New Construction | Fans | 3758.38 | 0
CZ16 | cDXGF | New Construction | Pumps | 0 | 0
CZ16 | cDXGF | New Construction | Heat Rejection | 0 | 0
CZ16 | cDXGF | New Construction | Humidification | 0 | 0
CZ16 | cDXGF | New Construction | Heat Recovery | 0 | 0
CZ16 | cDXGF | New Construction | Water Systems | 0 | 269434.02
CZ16 | cDXGF | New Construction | Refrigeration | 16325258.28 | 0
CZ16 | cDXGF | New Construction | Generators | 0 | 0
CZ16 | cDXGF | New Construction | Total End Uses | 19071266.95 | 269434.02
CZ01 | cDXHP | Existing | Heating | 0 | 0
CZ01 | cDXHP | Existing | Cooling | 0 | 0
CZ01 | cDXHP | Existing | Interior Lighting | 2902444.9 | 0
CZ01 | cDXHP | Existing | Exterior Lighting | 0 | 0
CZ01 | cDXHP | Existing | Interior Equipment | 766650.63 | 0
CZ01 | cDXHP | Existing | Exterior Equipment | 0 | 0
CZ01 | cDXHP | Existing | Fans | 3758.38 | 0
CZ01 | cDXHP | Existing | Pumps | 0 | 0
CZ01 | cDXHP | Existing | Heat Rejection | 0 | 0
CZ01 | cDXHP | Existing | Humidification | 0 | 0
CZ01 | cDXHP | Existing | Heat Recovery | 0 | 0
CZ01 | cDXHP | Existing | Water Systems | 0 | 298376.33
CZ01 | cDXHP | Existing | Refrigeration | 22286110.27 | 0
CZ01 | cDXHP | Existing | Generators | 0 | 0
CZ01 | cDXHP | Existing | Total End Uses | 25958964.17 | 298376.33
CZ02 | cDXHP | Existing | Heating | 0 | 0
CZ02 | cDXHP | Existing | Cooling | 0 | 0
CZ02 | cDXHP | Existing | Interior Lighting | 2902444.9 | 0
CZ02 | cDXHP | Existing | Exterior Lighting | 0 | 0
CZ02 | cDXHP | Existing | Interior Equipment | 766650.63 | 0
CZ02 | cDXHP | Existing | Exterior Equipment | 0 | 0
CZ02 | cDXHP | Existing | Fans | 3758.38 | 0
CZ02 | cDXHP | Existing | Pumps | 0 | 0
CZ02 | cDXHP | Existing | Heat Rejection | 0 | 0
CZ02 | cDXHP | Existing | Humidification | 0 | 0
CZ02 | cDXHP | Existing | Heat Recovery | 0 | 0
CZ02 | cDXHP | Existing | Water Systems | 0 | 274241.85
CZ02 | cDXHP | Existing | Refrigeration | 28567590.67 | 0
CZ02 | cDXHP | Existing | Generators | 0 | 0
CZ02 | cDXHP | Existing | Total End Uses | 32240444.56 | 274241.85
CZ03 | cDXHP | Existing | Heating | 0 | 0
CZ03 | cDXHP | Existing | Cooling | 0 | 0
CZ03 | cDXHP | Existing | Interior Lighting | 2902444.9 | 0
CZ03 | cDXHP | Existing | Exterior Lighting | 0 | 0
CZ03 | cDXHP | Existing | Interior Equipment | 766650.63 | 0
CZ03 | cDXHP | Existing | Exterior Equipment | 0 | 0
CZ03 | cDXHP | Existing | Fans | 3758.38 | 0
CZ03 | cDXHP | Existing | Pumps | 0 | 0
CZ03 | cDXHP | Existing | Heat Rejection | 0 | 0
CZ03 | cDXHP | Existing | Humidification | 0 | 0
CZ03 | cDXHP | Existing | Heat Recovery | 0 | 0
CZ03 | cDXHP | Existing | Water Systems | 0 | 273194.92
CZ03 | cDXHP | Existing | Refrigeration | 28675892.4 | 0
CZ03 | cDXHP | Existing | Generators | 0 | 0
CZ03 | cDXHP | Existing | Total End Uses | 32348746.3 | 273194.92
CZ04 | cDXHP | Existing | Heating | 0 | 0
CZ04 | cDXHP | Existing | Cooling | 0 | 0
CZ04 | cDXHP | Existing | Interior Lighting | 2902444.9 | 0
CZ04 | cDXHP | Existing | Exterior Lighting | 0 | 0
CZ04 | cDXHP | Existing | Interior Equipment | 766650.63 | 0
CZ04 | cDXHP | Existing | Exterior Equipment | 0 | 0
CZ04 | cDXHP | Existing | Fans | 3758.38 | 0
CZ04 | cDXHP | Existing | Pumps | 0 | 0
CZ04 | cDXHP | Existing | Heat Rejection | 0 | 0
CZ04 | cDXHP | Existing | Humidification | 0 | 0
CZ04 | cDXHP | Existing | Heat Recovery | 0 | 0
CZ04 | cDXHP | Existing | Water Systems | 0 | 263850.58
CZ04 | cDXHP | Existing | Refrigeration | 30576943.02 | 0
CZ04 | cDXHP | Existing | Generators | 0 | 0
CZ04 | cDXHP | Existing | Total End Uses | 34249796.92 | 263850.58
CZ05 | cDXHP | Existing | Heating | 0 | 0
CZ05 | cDXHP | Existing | Cooling | 0 | 0
CZ05 | cDXHP | Existing | Interior Lighting | 2902444.9 | 0
CZ05 | cDXHP | Existing | Exterior Lighting | 0 | 0
CZ05 | cDXHP | Existing | Interior Equipment | 766650.63 | 0
CZ05 | cDXHP | Existing | Exterior Equipment | 0 | 0
CZ05 | cDXHP | Existing | Fans | 3758.38 | 0
CZ05 | cDXHP | Existing | Pumps | 0 | 0
CZ05 | cDXHP | Existing | Heat Rejection | 0 | 0
CZ05 | cDXHP | Existing | Humidification | 0 | 0
CZ05 | cDXHP | Existing | Heat Recovery | 0 | 0
CZ05 | cDXHP | Existing | Water Systems | 0 | 273202.62
CZ05 | cDXHP | Existing | Refrigeration | 29100650 | 0
CZ05 | cDXHP | Existing | Generators | 0 | 0
CZ05 | cDXHP | Existing | Total End Uses | 32773503.9 | 273202.62
CZ06 | cDXHP | Existing | Heating | 0 | 0
CZ06 | cDXHP | Existing | Cooling | 0 | 0
CZ06 | cDXHP | Existing | Interior Lighting | 2902444.9 | 0
CZ06 | cDXHP | Existing | Exterior Lighting | 0 | 0
CZ06 | cDXHP | Existing | Interior Equipment | 766650.63 | 0
CZ06 | cDXHP | Existing | Exterior Equipment | 0 | 0
CZ06 | cDXHP | Existing | Fans | 3758.38 | 0
CZ06 | cDXHP | Existing | Pumps | 0 | 0
CZ06 | cDXHP | Existing | Heat Rejection | 0 | 0
CZ06 | cDXHP | Existing | Humidification | 0 | 0
CZ06 | cDXHP | Existing | Heat Recovery | 0 | 0
CZ06 | cDXHP | Existing | Water Systems | 0 | 251751.03
CZ06 | cDXHP | Existing | Refrigeration | 33619955.91 | 0
CZ06 | cDXHP | Existing | Generators | 0 | 0
CZ06 | cDXHP | Existing | Total End Uses | 37292809.81 | 251751.03
CZ07 | cDXHP | Existing | Heating | 0 | 0
CZ07 | cDXHP | Existing | Cooling | 0 | 0
CZ07 | cDXHP | Existing | Interior Lighting | 2902444.9 | 0
CZ07 | cDXHP | Existing | Exterior Lighting | 0 | 0
CZ07 | cDXHP | Existing | Interior Equipment | 766650.63 | 0
CZ07 | cDXHP | Existing | Exterior Equipment | 0 | 0
CZ07 | cDXHP | Existing | Fans | 3758.38 | 0
CZ07 | cDXHP | Existing | Pumps | 0 | 0
CZ07 | cDXHP | Existing | Heat Rejection | 0 | 0
CZ07 | cDXHP | Existing | Humidification | 0 | 0
CZ07 | cDXHP | Existing | Heat Recovery | 0 | 0
CZ07 | cDXHP | Existing | Water Systems | 0 | 248531.42
CZ07 | cDXHP | Existing | Refrigeration | 34699844.86 | 0
CZ07 | cDXHP | Existing | Generators | 0 | 0
CZ07 | cDXHP | Existing | Total End Uses | 38372698.76 | 248531.42
CZ08 | cDXHP | Existing | Heating | 0 | 0
CZ08 | cDXHP | Existing | Cooling | 0 | 0
CZ08 | cDXHP | Existing | Interior Lighting | 2902444.9 | 0
CZ08 | cDXHP | Existing | Exterior Lighting | 0 | 0
CZ08 | cDXHP | Existing | Interior Equipment | 766650.63 | 0
CZ08 | cDXHP | Existing | Exterior Equipment | 0 | 0
CZ08 | cDXHP | Existing | Fans | 3758.38 | 0
CZ08 | cDXHP | Existing | Pumps | 0 | 0
CZ08 | cDXHP | Existing | Heat Rejection | 0 | 0
CZ08 | cDXHP | Existing | Humidification | 0 | 0
CZ08 | cDXHP | Existing | Heat Recovery | 0 | 0
CZ08 | cDXHP | Existing | Water Systems | 0 | 248177.39
CZ08 | cDXHP | Existing | Refrigeration | 33637786.09 | 0
CZ08 | cDXHP | Existing | Generators | 0 | 0
CZ08 | cDXHP | Existing | Total End Uses | 37310639.98 | 248177.39
CZ09 | cDXHP | Existing | Heating | 0 | 0
CZ09 | cDXHP | Existing | Cooling | 0 | 0
CZ09 | cDXHP | Existing | Interior Lighting | 2902444.9 | 0
CZ09 | cDXHP | Existing | Exterior Lighting | 0 | 0
CZ09 | cDXHP | Existing | Interior Equipment | 766650.63 | 0
CZ09 | cDXHP | Existing | Exterior Equipment | 0 | 0
CZ09 | cDXHP | Existing | Fans | 3758.38 | 0
CZ09 | cDXHP | Existing | Pumps | 0 | 0
CZ09 | cDXHP | Existing | Heat Rejection | 0 | 0
CZ09 | cDXHP | Existing | Humidification | 0 | 0
CZ09 | cDXHP | Existing | Heat Recovery | 0 | 0
CZ09 | cDXHP | Existing | Water Systems | 0 | 244761.05
CZ09 | cDXHP | Existing | Refrigeration | 33623654.34 | 0
CZ09 | cDXHP | Existing | Generators | 0 | 0
CZ09 | cDXHP | Existing | Total End Uses | 37296508.24 | 244761.05
CZ10 | cDXHP | Existing | Heating | 0 | 0
CZ10 | cDXHP | Existing | Cooling | 0 | 0
CZ10 | cDXHP | Existing | Interior Lighting | 2902444.9 | 0
CZ10 | cDXHP | Existing | Exterior Lighting | 0 | 0
CZ10 | cDXHP | Existing | Interior Equipment | 766650.63 | 0
CZ10 | cDXHP | Existing | Exterior Equipment | 0 | 0
CZ10 | cDXHP | Existing | Fans | 3758.38 | 0
CZ10 | cDXHP | Existing | Pumps | 0 | 0
CZ10 | cDXHP | Existing | Heat Rejection | 0 | 0
CZ10 | cDXHP | Existing | Humidification | 0 | 0
CZ10 | cDXHP | Existing | Heat Recovery | 0 | 0
CZ10 | cDXHP | Existing | Water Systems | 0 | 242806.8
CZ10 | cDXHP | Existing | Refrigeration | 35776266.82 | 0
CZ10 | cDXHP | Existing | Generators | 0 | 0
CZ10 | cDXHP | Existing | Total End Uses | 39449120.72 | 242806.8
CZ11 | cDXHP | Existing | Heating | 0 | 0
CZ11 | cDXHP | Existing | Cooling | 0 | 0
CZ11 | cDXHP | Existing | Interior Lighting | 2902444.9 | 0
CZ11 | cDXHP | Existing | Exterior Lighting | 0 | 0
CZ11 | cDXHP | Existing | Interior Equipment | 766650.63 | 0
CZ11 | cDXHP | Existing | Exterior Equipment | 0 | 0
CZ11 | cDXHP | Existing | Fans | 3758.38 | 0
CZ11 | cDXHP | Existing | Pumps | 0 | 0
CZ11 | cDXHP | Existing | Heat Rejection | 0 | 0
CZ11 | cDXHP | Existing | Humidification | 0 | 0
CZ11 | cDXHP | Existing | Heat Recovery | 0 | 0
CZ11 | cDXHP | Existing | Water Systems | 0 | 248147.76
CZ11 | cDXHP | Existing | Refrigeration | 30059982.41 | 0
CZ11 | cDXHP | Existing | Generators | 0 | 0
CZ11 | cDXHP | Existing | Total End Uses | 33732836.31 | 248147.76
CZ12 | cDXHP | Existing | Heating | 0 | 0
CZ12 | cDXHP | Existing | Cooling | 0 | 0
CZ12 | cDXHP | Existing | Interior Lighting | 2902444.9 | 0
CZ12 | cDXHP | Existing | Exterior Lighting | 0 | 0
CZ12 | cDXHP | Existing | Interior Equipment | 766650.63 | 0
CZ12 | cDXHP | Existing | Exterior Equipment | 0 | 0
CZ12 | cDXHP | Existing | Fans | 3758.38 | 0
CZ12 | cDXHP | Existing | Pumps | 0 | 0
CZ12 | cDXHP | Existing | Heat Rejection | 0 | 0
CZ12 | cDXHP | Existing | Humidification | 0 | 0
CZ12 | cDXHP | Existing | Heat Recovery | 0 | 0
CZ12 | cDXHP | Existing | Water Systems | 0 | 255145.01
CZ12 | cDXHP | Existing | Refrigeration | 29985526.44 | 0
CZ12 | cDXHP | Existing | Generators | 0 | 0
CZ12 | cDXHP | Existing | Total End Uses | 33658380.34 | 255145.01
CZ13 | cDXHP | Existing | Heating | 0 | 0
CZ13 | cDXHP | Existing | Cooling | 0 | 0
CZ13 | cDXHP | Existing | Interior Lighting | 2902444.9 | 0
CZ13 | cDXHP | Existing | Exterior Lighting | 0 | 0
CZ13 | cDXHP | Existing | Interior Equipment | 766650.63 | 0
CZ13 | cDXHP | Existing | Exterior Equipment | 0 | 0
CZ13 | cDXHP | Existing | Fans | 3758.38 | 0
CZ13 | cDXHP | Existing | Pumps | 0 | 0
CZ13 | cDXHP | Existing | Heat Rejection | 0 | 0
CZ13 | cDXHP | Existing | Humidification | 0 | 0
CZ13 | cDXHP | Existing | Heat Recovery | 0 | 0
CZ13 | cDXHP | Existing | Water Systems | 0 | 240962.55
CZ13 | cDXHP | Existing | Refrigeration | 32028721.51 | 0
CZ13 | cDXHP | Existing | Generators | 0 | 0
CZ13 | cDXHP | Existing | Total End Uses | 35701575.41 | 240962.55
CZ14 | cDXHP | Existing | Heating | 0 | 0
CZ14 | cDXHP | Existing | Cooling | 0 | 0
CZ14 | cDXHP | Existing | Interior Lighting | 2902444.9 | 0
CZ14 | cDXHP | Existing | Exterior Lighting | 0 | 0
CZ14 | cDXHP | Existing | Interior Equipment | 766650.63 | 0
CZ14 | cDXHP | Existing | Exterior Equipment | 0 | 0
CZ14 | cDXHP | Existing | Fans | 3758.38 | 0
CZ14 | cDXHP | Existing | Pumps | 0 | 0
CZ14 | cDXHP | Existing | Heat Rejection | 0 | 0
CZ14 | cDXHP | Existing | Humidification | 0 | 0
CZ14 | cDXHP | Existing | Heat Recovery | 0 | 0
CZ14 | cDXHP | Existing | Water Systems | 0 | 228772.96
CZ14 | cDXHP | Existing | Refrigeration | 30818577.53 | 0
CZ14 | cDXHP | Existing | Generators | 0 | 0
CZ14 | cDXHP | Existing | Total End Uses | 34491431.42 | 228772.96
CZ15 | cDXHP | Existing | Heating | 0 | 0
CZ15 | cDXHP | Existing | Cooling | 0 | 0
CZ15 | cDXHP | Existing | Interior Lighting | 2902444.9 | 0
CZ15 | cDXHP | Existing | Exterior Lighting | 0 | 0
CZ15 | cDXHP | Existing | Interior Equipment | 766650.63 | 0
CZ15 | cDXHP | Existing | Exterior Equipment | 0 | 0
CZ15 | cDXHP | Existing | Fans | 3758.38 | 0
CZ15 | cDXHP | Existing | Pumps | 0 | 0
CZ15 | cDXHP | Existing | Heat Rejection | 0 | 0
CZ15 | cDXHP | Existing | Humidification | 0 | 0
CZ15 | cDXHP | Existing | Heat Recovery | 0 | 0
CZ15 | cDXHP | Existing | Water Systems | 0 | 203207.01
CZ15 | cDXHP | Existing | Refrigeration | 33270935.71 | 0
CZ15 | cDXHP | Existing | Generators | 0 | 0
CZ15 | cDXHP | Existing | Total End Uses | 36943789.61 | 203207.01
CZ16 | cDXHP | Existing | Heating | 15164.99 | 0
CZ16 | cDXHP | Existing | Cooling | 0 | 0
CZ16 | cDXHP | Existing | Interior Lighting | 2902444.9 | 0
CZ16 | cDXHP | Existing | Exterior Lighting | 0 | 0
CZ16 | cDXHP | Existing | Interior Equipment | 766650.63 | 0
CZ16 | cDXHP | Existing | Exterior Equipment | 0 | 0
CZ16 | cDXHP | Existing | Fans | 3758.38 | 0
CZ16 | cDXHP | Existing | Pumps | 0 | 0
CZ16 | cDXHP | Existing | Heat Rejection | 0 | 0
CZ16 | cDXHP | Existing | Humidification | 0 | 0
CZ16 | cDXHP | Existing | Heat Recovery | 0 | 0
CZ16 | cDXHP | Existing | Water Systems | 0 | 269724.67
CZ16 | cDXHP | Existing | Refrigeration | 25504952.28 | 0
CZ16 | cDXHP | Existing | Generators | 0 | 0
CZ16 | cDXHP | Existing | Total End Uses | 29192971.17 | 269724.67
CZ01 | cDXHP | New Construction | Heating | 0 | 0
CZ01 | cDXHP | New Construction | Cooling | 0 | 0
CZ01 | cDXHP | New Construction | Interior Lighting | 1951474.32 | 0
CZ01 | cDXHP | New Construction | Exterior Lighting | 0 | 0
CZ01 | cDXHP | New Construction | Interior Equipment | 766650.63 | 0
CZ01 | cDXHP | New Construction | Exterior Equipment | 0 | 0
CZ01 | cDXHP | New Construction | Fans | 3758.38 | 0
CZ01 | cDXHP | New Construction | Pumps | 0 | 0
CZ01 | cDXHP | New Construction | Heat Rejection | 0 | 0
CZ01 | cDXHP | New Construction | Humidification | 0 | 0
CZ01 | cDXHP | New Construction | Heat Recovery | 0 | 0
CZ01 | cDXHP | New Construction | Water Systems | 0 | 297797.71
CZ01 | cDXHP | New Construction | Refrigeration | 15475416.94 | 0
CZ01 | cDXHP | New Construction | Generators | 0 | 0
CZ01 | cDXHP | New Construction | Total End Uses | 18197300.26 | 297797.71
CZ02 | cDXHP | New Construction | Heating | 0 | 0
CZ02 | cDXHP | New Construction | Cooling | 0 | 0
CZ02 | cDXHP | New Construction | Interior Lighting | 1951474.32 | 0
CZ02 | cDXHP | New Construction | Exterior Lighting | 0 | 0
CZ02 | cDXHP | New Construction | Interior Equipment | 766650.63 | 0
CZ02 | cDXHP | New Construction | Exterior Equipment | 0 | 0
CZ02 | cDXHP | New Construction | Fans | 3758.38 | 0
CZ02 | cDXHP | New Construction | Pumps | 0 | 0
CZ02 | cDXHP | New Construction | Heat Rejection | 0 | 0
CZ02 | cDXHP | New Construction | Humidification | 0 | 0
CZ02 | cDXHP | New Construction | Heat Recovery | 0 | 0
CZ02 | cDXHP | New Construction | Water Systems | 0 | 273947.96
CZ02 | cDXHP | New Construction | Refrigeration | 29914713.21 | 0
CZ02 | cDXHP | New Construction | Generators | 0 | 0
CZ02 | cDXHP | New Construction | Total End Uses | 32636596.53 | 273947.96
CZ03 | cDXHP | New Construction | Heating | 0 | 0
CZ03 | cDXHP | New Construction | Cooling | 0 | 0
CZ03 | cDXHP | New Construction | Interior Lighting | 1951474.32 | 0
CZ03 | cDXHP | New Construction | Exterior Lighting | 0 | 0
CZ03 | cDXHP | New Construction | Interior Equipment | 766650.63 | 0
CZ03 | cDXHP | New Construction | Exterior Equipment | 0 | 0
CZ03 | cDXHP | New Construction | Fans | 3758.38 | 0
CZ03 | cDXHP | New Construction | Pumps | 0 | 0
CZ03 | cDXHP | New Construction | Heat Rejection | 0 | 0
CZ03 | cDXHP | New Construction | Humidification | 0 | 0
CZ03 | cDXHP | New Construction | Heat Recovery | 0 | 0
CZ03 | cDXHP | New Construction | Water Systems | 0 | 272978.11
CZ03 | cDXHP | New Construction | Refrigeration | 30334269.34 | 0
CZ03 | cDXHP | New Construction | Generators | 0 | 0
CZ03 | cDXHP | New Construction | Total End Uses | 33056152.66 | 272978.11
CZ04 | cDXHP | New Construction | Heating | 0 | 0
CZ04 | cDXHP | New Construction | Cooling | 0 | 0
CZ04 | cDXHP | New Construction | Interior Lighting | 1951474.32 | 0
CZ04 | cDXHP | New Construction | Exterior Lighting | 0 | 0
CZ04 | cDXHP | New Construction | Interior Equipment | 766650.63 | 0
CZ04 | cDXHP | New Construction | Exterior Equipment | 0 | 0
CZ04 | cDXHP | New Construction | Fans | 3758.38 | 0
CZ04 | cDXHP | New Construction | Pumps | 0 | 0
CZ04 | cDXHP | New Construction | Heat Rejection | 0 | 0
CZ04 | cDXHP | New Construction | Humidification | 0 | 0
CZ04 | cDXHP | New Construction | Heat Recovery | 0 | 0
CZ04 | cDXHP | New Construction | Water Systems | 0 | 263574.39
CZ04 | cDXHP | New Construction | Refrigeration | 31787433.09 | 0
CZ04 | cDXHP | New Construction | Generators | 0 | 0
CZ04 | cDXHP | New Construction | Total End Uses | 34509316.41 | 263574.39
CZ05 | cDXHP | New Construction | Heating | 0 | 0
CZ05 | cDXHP | New Construction | Cooling | 0 | 0
CZ05 | cDXHP | New Construction | Interior Lighting | 1951474.32 | 0
CZ05 | cDXHP | New Construction | Exterior Lighting | 0 | 0
CZ05 | cDXHP | New Construction | Interior Equipment | 766650.63 | 0
CZ05 | cDXHP | New Construction | Exterior Equipment | 0 | 0
CZ05 | cDXHP | New Construction | Fans | 3758.38 | 0
CZ05 | cDXHP | New Construction | Pumps | 0 | 0
CZ05 | cDXHP | New Construction | Heat Rejection | 0 | 0
CZ05 | cDXHP | New Construction | Humidification | 0 | 0
CZ05 | cDXHP | New Construction | Heat Recovery | 0 | 0
CZ05 | cDXHP | New Construction | Water Systems | 0 | 272867.93
CZ05 | cDXHP | New Construction | Refrigeration | 30285324.92 | 0
CZ05 | cDXHP | New Construction | Generators | 0 | 0
CZ05 | cDXHP | New Construction | Total End Uses | 33007208.24 | 272867.93
CZ06 | cDXHP | New Construction | Heating | 0 | 0
CZ06 | cDXHP | New Construction | Cooling | 0 | 0
CZ06 | cDXHP | New Construction | Interior Lighting | 1951474.32 | 0
CZ06 | cDXHP | New Construction | Exterior Lighting | 0 | 0
CZ06 | cDXHP | New Construction | Interior Equipment | 766650.63 | 0
CZ06 | cDXHP | New Construction | Exterior Equipment | 0 | 0
CZ06 | cDXHP | New Construction | Fans | 3758.38 | 0
CZ06 | cDXHP | New Construction | Pumps | 0 | 0
CZ06 | cDXHP | New Construction | Heat Rejection | 0 | 0
CZ06 | cDXHP | New Construction | Humidification | 0 | 0
CZ06 | cDXHP | New Construction | Heat Recovery | 0 | 0
CZ06 | cDXHP | New Construction | Water Systems | 0 | 251462.2
CZ06 | cDXHP | New Construction | Refrigeration | 37040388.67 | 0
CZ06 | cDXHP | New Construction | Generators | 0 | 0
CZ06 | cDXHP | New Construction | Total End Uses | 39762272 | 251462.2
CZ07 | cDXHP | New Construction | Heating | 0 | 0
CZ07 | cDXHP | New Construction | Cooling | 0 | 0
CZ07 | cDXHP | New Construction | Interior Lighting | 1951474.32 | 0
CZ07 | cDXHP | New Construction | Exterior Lighting | 0 | 0
CZ07 | cDXHP | New Construction | Interior Equipment | 766650.63 | 0
CZ07 | cDXHP | New Construction | Exterior Equipment | 0 | 0
CZ07 | cDXHP | New Construction | Fans | 3758.38 | 0
CZ07 | cDXHP | New Construction | Pumps | 0 | 0
CZ07 | cDXHP | New Construction | Heat Rejection | 0 | 0
CZ07 | cDXHP | New Construction | Humidification | 0 | 0
CZ07 | cDXHP | New Construction | Heat Recovery | 0 | 0
CZ07 | cDXHP | New Construction | Water Systems | 0 | 248369.06
CZ07 | cDXHP | New Construction | Refrigeration | 36835293.59 | 0
CZ07 | cDXHP | New Construction | Generators | 0 | 0
CZ07 | cDXHP | New Construction | Total End Uses | 39557176.91 | 248369.06
CZ08 | cDXHP | New Construction | Heating | 0 | 0
CZ08 | cDXHP | New Construction | Cooling | 0 | 0
CZ08 | cDXHP | New Construction | Interior Lighting | 1951474.32 | 0
CZ08 | cDXHP | New Construction | Exterior Lighting | 0 | 0
CZ08 | cDXHP | New Construction | Interior Equipment | 766650.63 | 0
CZ08 | cDXHP | New Construction | Exterior Equipment | 0 | 0
CZ08 | cDXHP | New Construction | Fans | 3758.38 | 0
CZ08 | cDXHP | New Construction | Pumps | 0 | 0
CZ08 | cDXHP | New Construction | Heat Rejection | 0 | 0
CZ08 | cDXHP | New Construction | Humidification | 0 | 0
CZ08 | cDXHP | New Construction | Heat Recovery | 0 | 0
CZ08 | cDXHP | New Construction | Water Systems | 0 | 247995.67
CZ08 | cDXHP | New Construction | Refrigeration | 36981435.42 | 0
CZ08 | cDXHP | New Construction | Generators | 0 | 0
CZ08 | cDXHP | New Construction | Total End Uses | 39703318.74 | 247995.67
CZ09 | cDXHP | New Construction | Heating | 0 | 0
CZ09 | cDXHP | New Construction | Cooling | 0 | 0
CZ09 | cDXHP | New Construction | Interior Lighting | 1951474.32 | 0
CZ09 | cDXHP | New Construction | Exterior Lighting | 0 | 0
CZ09 | cDXHP | New Construction | Interior Equipment | 766650.63 | 0
CZ09 | cDXHP | New Construction | Exterior Equipment | 0 | 0
CZ09 | cDXHP | New Construction | Fans | 3758.38 | 0
CZ09 | cDXHP | New Construction | Pumps | 0 | 0
CZ09 | cDXHP | New Construction | Heat Rejection | 0 | 0
CZ09 | cDXHP | New Construction | Humidification | 0 | 0
CZ09 | cDXHP | New Construction | Heat Recovery | 0 | 0
CZ09 | cDXHP | New Construction | Water Systems | 0 | 244543
CZ09 | cDXHP | New Construction | Refrigeration | 34555660.83 | 0
CZ09 | cDXHP | New Construction | Generators | 0 | 0
CZ09 | cDXHP | New Construction | Total End Uses | 37277544.15 | 244543
CZ10 | cDXHP | New Construction | Heating | 0 | 0
CZ10 | cDXHP | New Construction | Cooling | 0 | 0
CZ10 | cDXHP | New Construction | Interior Lighting | 1951474.32 | 0
CZ10 | cDXHP | New Construction | Exterior Lighting | 0 | 0
CZ10 | cDXHP | New Construction | Interior Equipment | 766650.63 | 0
CZ10 | cDXHP | New Construction | Exterior Equipment | 0 | 0
CZ10 | cDXHP | New Construction | Fans | 3758.38 | 0
CZ10 | cDXHP | New Construction | Pumps | 0 | 0
CZ10 | cDXHP | New Construction | Heat Rejection | 0 | 0
CZ10 | cDXHP | New Construction | Humidification | 0 | 0
CZ10 | cDXHP | New Construction | Heat Recovery | 0 | 0
CZ10 | cDXHP | New Construction | Water Systems | 0 | 242600.59
CZ10 | cDXHP | New Construction | Refrigeration | 34846182.06 | 0
CZ10 | cDXHP | New Construction | Generators | 0 | 0
CZ10 | cDXHP | New Construction | Total End Uses | 37568065.38 | 242600.59
CZ11 | cDXHP | New Construction | Heating | 0 | 0
CZ11 | cDXHP | New Construction | Cooling | 0 | 0
CZ11 | cDXHP | New Construction | Interior Lighting | 1951474.32 | 0
CZ11 | cDXHP | New Construction | Exterior Lighting | 0 | 0
CZ11 | cDXHP | New Construction | Interior Equipment | 766650.63 | 0
CZ11 | cDXHP | New Construction | Exterior Equipment | 0 | 0
CZ11 | cDXHP | New Construction | Fans | 3758.38 | 0
CZ11 | cDXHP | New Construction | Pumps | 0 | 0
CZ11 | cDXHP | New Construction | Heat Rejection | 0 | 0
CZ11 | cDXHP | New Construction | Humidification | 0 | 0
CZ11 | cDXHP | New Construction | Heat Recovery | 0 | 0
CZ11 | cDXHP | New Construction | Water Systems | 0 | 247861.66
CZ11 | cDXHP | New Construction | Refrigeration | 17666062.25 | 0
CZ11 | cDXHP | New Construction | Generators | 0 | 0
CZ11 | cDXHP | New Construction | Total End Uses | 20387945.57 | 247861.66
CZ12 | cDXHP | New Construction | Heating | 0 | 0
CZ12 | cDXHP | New Construction | Cooling | 0 | 0
CZ12 | cDXHP | New Construction | Interior Lighting | 1951474.32 | 0
CZ12 | cDXHP | New Construction | Exterior Lighting | 0 | 0
CZ12 | cDXHP | New Construction | Interior Equipment | 766650.63 | 0
CZ12 | cDXHP | New Construction | Exterior Equipment | 0 | 0
CZ12 | cDXHP | New Construction | Fans | 3758.38 | 0
CZ12 | cDXHP | New Construction | Pumps | 0 | 0
CZ12 | cDXHP | New Construction | Heat Rejection | 0 | 0
CZ12 | cDXHP | New Construction | Humidification | 0 | 0
CZ12 | cDXHP | New Construction | Heat Recovery | 0 | 0
CZ12 | cDXHP | New Construction | Water Systems | 0 | 254880.49
CZ12 | cDXHP | New Construction | Refrigeration | 19224702.94 | 0
CZ12 | cDXHP | New Construction | Generators | 0 | 0
CZ12 | cDXHP | New Construction | Total End Uses | 21946586.26 | 254880.49
CZ13 | cDXHP | New Construction | Heating | 0 | 0
CZ13 | cDXHP | New Construction | Cooling | 0 | 0
CZ13 | cDXHP | New Construction | Interior Lighting | 1951474.32 | 0
CZ13 | cDXHP | New Construction | Exterior Lighting | 0 | 0
CZ13 | cDXHP | New Construction | Interior Equipment | 766650.63 | 0
CZ13 | cDXHP | New Construction | Exterior Equipment | 0 | 0
CZ13 | cDXHP | New Construction | Fans | 3758.38 | 0
CZ13 | cDXHP | New Construction | Pumps | 0 | 0
CZ13 | cDXHP | New Construction | Heat Rejection | 0 | 0
CZ13 | cDXHP | New Construction | Humidification | 0 | 0
CZ13 | cDXHP | New Construction | Heat Recovery | 0 | 0
CZ13 | cDXHP | New Construction | Water Systems | 0 | 240736.46
CZ13 | cDXHP | New Construction | Refrigeration | 19572095.9 | 0
CZ13 | cDXHP | New Construction | Generators | 0 | 0
CZ13 | cDXHP | New Construction | Total End Uses | 22293979.22 | 240736.46
CZ14 | cDXHP | New Construction | Heating | 209.71 | 0
CZ14 | cDXHP | New Construction | Cooling | 0 | 0
CZ14 | cDXHP | New Construction | Interior Lighting | 1951474.32 | 0
CZ14 | cDXHP | New Construction | Exterior Lighting | 0 | 0
CZ14 | cDXHP | New Construction | Interior Equipment | 766650.63 | 0
CZ14 | cDXHP | New Construction | Exterior Equipment | 0 | 0
CZ14 | cDXHP | New Construction | Fans | 3758.38 | 0
CZ14 | cDXHP | New Construction | Pumps | 0 | 0
CZ14 | cDXHP | New Construction | Heat Rejection | 0 | 0
CZ14 | cDXHP | New Construction | Humidification | 0 | 0
CZ14 | cDXHP | New Construction | Heat Recovery | 0 | 0
CZ14 | cDXHP | New Construction | Water Systems | 0 | 228540.09
CZ14 | cDXHP | New Construction | Refrigeration | 19405244.52 | 0
CZ14 | cDXHP | New Construction | Generators | 0 | 0
CZ14 | cDXHP | New Construction | Total End Uses | 22127337.55 | 228540.09
CZ15 | cDXHP | New Construction | Heating | 0 | 0
CZ15 | cDXHP | New Construction | Cooling | 0 | 0
CZ15 | cDXHP | New Construction | Interior Lighting | 1951474.32 | 0
CZ15 | cDXHP | New Construction | Exterior Lighting | 0 | 0
CZ15 | cDXHP | New Construction | Interior Equipment | 766650.63 | 0
CZ15 | cDXHP | New Construction | Exterior Equipment | 0 | 0
CZ15 | cDXHP | New Construction | Fans | 3758.38 | 0
CZ15 | cDXHP | New Construction | Pumps | 0 | 0
CZ15 | cDXHP | New Construction | Heat Rejection | 0 | 0
CZ15 | cDXHP | New Construction | Humidification | 0 | 0
CZ15 | cDXHP | New Construction | Heat Recovery | 0 | 0
CZ15 | cDXHP | New Construction | Water Systems | 0 | 202971.05
CZ15 | cDXHP | New Construction | Refrigeration | 21034108.46 | 0
CZ15 | cDXHP | New Construction | Generators | 0 | 0
CZ15 | cDXHP | New Construction | Total End Uses | 23755991.78 | 202971.05
CZ16 | cDXHP | New Construction | Heating | 24125.35 | 0
CZ16 | cDXHP | New Construction | Cooling | 0 | 0
CZ16 | cDXHP | New Construction | Interior Lighting | 1951474.32 | 0
CZ16 | cDXHP | New Construction | Exterior Lighting | 0 | 0
CZ16 | cDXHP | New Construction | Interior Equipment | 766650.63 | 0
CZ16 | cDXHP | New Construction | Exterior Equipment | 0 | 0
CZ16 | cDXHP | New Construction | Fans | 3758.38 | 0
CZ16 | cDXHP | New Construction | Pumps | 0 | 0
CZ16 | cDXHP | New Construction | Heat Rejection | 0 | 0
CZ16 | cDXHP | New Construction | Humidification | 0 | 0
CZ16 | cDXHP | New Construction | Heat Recovery | 0 | 0
CZ16 | cDXHP | New Construction | Water Systems | 0 | 269434.02
CZ16 | cDXHP | New Construction | Refrigeration | 16325258.28 | 0
CZ16 | cDXHP | New Construction | Generators | 0 | 0
CZ16 | cDXHP | New Construction | Total End Uses | 19071266.95 | 269434.02
CZ01 | cDXOH | Existing | Heating | 0 | 0
CZ01 | cDXOH | Existing | Cooling | 0 | 0
CZ01 | cDXOH | Existing | Interior Lighting | 2902444.9 | 0
CZ01 | cDXOH | Existing | Exterior Lighting | 0 | 0
CZ01 | cDXOH | Existing | Interior Equipment | 766650.63 | 0
CZ01 | cDXOH | Existing | Exterior Equipment | 0 | 0
CZ01 | cDXOH | Existing | Fans | 3758.38 | 0
CZ01 | cDXOH | Existing | Pumps | 0 | 0
CZ01 | cDXOH | Existing | Heat Rejection | 0 | 0
CZ01 | cDXOH | Existing | Humidification | 0 | 0
CZ01 | cDXOH | Existing | Heat Recovery | 0 | 0
CZ01 | cDXOH | Existing | Water Systems | 0 | 298376.33
CZ01 | cDXOH | Existing | Refrigeration | 22286110.27 | 0
CZ01 | cDXOH | Existing | Generators | 0 | 0
CZ01 | cDXOH | Existing | Total End Uses | 25958964.17 | 298376.33
CZ02 | cDXOH | Existing | Heating | 0 | 0
CZ02 | cDXOH | Existing | Cooling | 0 | 0
CZ02 | cDXOH | Existing | Interior Lighting | 2902444.9 | 0
CZ02 | cDXOH | Existing | Exterior Lighting | 0 | 0
CZ02 | cDXOH | Existing | Interior Equipment | 766650.63 | 0
CZ02 | cDXOH | Existing | Exterior Equipment | 0 | 0
CZ02 | cDXOH | Existing | Fans | 3758.38 | 0
CZ02 | cDXOH | Existing | Pumps | 0 | 0
CZ02 | cDXOH | Existing | Heat Rejection | 0 | 0
CZ02 | cDXOH | Existing | Humidification | 0 | 0
CZ02 | cDXOH | Existing | Heat Recovery | 0 | 0
CZ02 | cDXOH | Existing | Water Systems | 0 | 274241.85
CZ02 | cDXOH | Existing | Refrigeration | 28567590.67 | 0
CZ02 | cDXOH | Existing | Generators | 0 | 0
CZ02 | cDXOH | Existing | Total End Uses | 32240444.56 | 274241.85
CZ03 | cDXOH | Existing | Heating | 0 | 0
CZ03 | cDXOH | Existing | Cooling | 0 | 0
CZ03 | cDXOH | Existing | Interior Lighting | 2902444.9 | 0
CZ03 | cDXOH | Existing | Exterior Lighting | 0 | 0
CZ03 | cDXOH | Existing | Interior Equipment | 766650.63 | 0
CZ03 | cDXOH | Existing | Exterior Equipment | 0 | 0
CZ03 | cDXOH | Existing | Fans | 3758.38 | 0
CZ03 | cDXOH | Existing | Pumps | 0 | 0
CZ03 | cDXOH | Existing | Heat Rejection | 0 | 0
CZ03 | cDXOH | Existing | Humidification | 0 | 0
CZ03 | cDXOH | Existing | Heat Recovery | 0 | 0
CZ03 | cDXOH | Existing | Water Systems | 0 | 273194.92
CZ03 | cDXOH | Existing | Refrigeration | 28675892.4 | 0
CZ03 | cDXOH | Existing | Generators | 0 | 0
CZ03 | cDXOH | Existing | Total End Uses | 32348746.3 | 273194.92
CZ04 | cDXOH | Existing | Heating | 0 | 0
CZ04 | cDXOH | Existing | Cooling | 0 | 0
CZ04 | cDXOH | Existing | Interior Lighting | 2902444.9 | 0
CZ04 | cDXOH | Existing | Exterior Lighting | 0 | 0
CZ04 | cDXOH | Existing | Interior Equipment | 766650.63 | 0
CZ04 | cDXOH | Existing | Exterior Equipment | 0 | 0
CZ04 | cDXOH | Existing | Fans | 3758.38 | 0
CZ04 | cDXOH | Existing | Pumps | 0 | 0
CZ04 | cDXOH | Existing | Heat Rejection | 0 | 0
CZ04 | cDXOH | Existing | Humidification | 0 | 0
CZ04 | cDXOH | Existing | Heat Recovery | 0 | 0
CZ04 | cDXOH | Existing | Water Systems | 0 | 263850.58
CZ04 | cDXOH | Existing | Refrigeration | 30576943.02 | 0
CZ04 | cDXOH | Existing | Generators | 0 | 0
CZ04 | cDXOH | Existing | Total End Uses | 34249796.92 | 263850.58
CZ05 | cDXOH | Existing | Heating | 0 | 0
CZ05 | cDXOH | Existing | Cooling | 0 | 0
CZ05 | cDXOH | Existing | Interior Lighting | 2902444.9 | 0
CZ05 | cDXOH | Existing | Exterior Lighting | 0 | 0
CZ05 | cDXOH | Existing | Interior Equipment | 766650.63 | 0
CZ05 | cDXOH | Existing | Exterior Equipment | 0 | 0
CZ05 | cDXOH | Existing | Fans | 3758.38 | 0
CZ05 | cDXOH | Existing | Pumps | 0 | 0
CZ05 | cDXOH | Existing | Heat Rejection | 0 | 0
CZ05 | cDXOH | Existing | Humidification | 0 | 0
CZ05 | cDXOH | Existing | Heat Recovery | 0 | 0
CZ05 | cDXOH | Existing | Water Systems | 0 | 273202.62
CZ05 | cDXOH | Existing | Refrigeration | 29100650 | 0
CZ05 | cDXOH | Existing | Generators | 0 | 0
CZ05 | cDXOH | Existing | Total End Uses | 32773503.9 | 273202.62
CZ06 | cDXOH | Existing | Heating | 0 | 0
CZ06 | cDXOH | Existing | Cooling | 0 | 0
CZ06 | cDXOH | Existing | Interior Lighting | 2902444.9 | 0
CZ06 | cDXOH | Existing | Exterior Lighting | 0 | 0
CZ06 | cDXOH | Existing | Interior Equipment | 766650.63 | 0
CZ06 | cDXOH | Existing | Exterior Equipment | 0 | 0
CZ06 | cDXOH | Existing | Fans | 3758.38 | 0
CZ06 | cDXOH | Existing | Pumps | 0 | 0
CZ06 | cDXOH | Existing | Heat Rejection | 0 | 0
CZ06 | cDXOH | Existing | Humidification | 0 | 0
CZ06 | cDXOH | Existing | Heat Recovery | 0 | 0
CZ06 | cDXOH | Existing | Water Systems | 0 | 251751.03
CZ06 | cDXOH | Existing | Refrigeration | 33619955.91 | 0
CZ06 | cDXOH | Existing | Generators | 0 | 0
CZ06 | cDXOH | Existing | Total End Uses | 37292809.81 | 251751.03
CZ07 | cDXOH | Existing | Heating | 0 | 0
CZ07 | cDXOH | Existing | Cooling | 0 | 0
CZ07 | cDXOH | Existing | Interior Lighting | 2902444.9 | 0
CZ07 | cDXOH | Existing | Exterior Lighting | 0 | 0
CZ07 | cDXOH | Existing | Interior Equipment | 766650.63 | 0
CZ07 | cDXOH | Existing | Exterior Equipment | 0 | 0
CZ07 | cDXOH | Existing | Fans | 3758.38 | 0
CZ07 | cDXOH | Existing | Pumps | 0 | 0
CZ07 | cDXOH | Existing | Heat Rejection | 0 | 0
CZ07 | cDXOH | Existing | Humidification | 0 | 0
CZ07 | cDXOH | Existing | Heat Recovery | 0 | 0
CZ07 | cDXOH | Existing | Water Systems | 0 | 248531.42
CZ07 | cDXOH | Existing | Refrigeration | 34699844.86 | 0
CZ07 | cDXOH | Existing | Generators | 0 | 0
CZ07 | cDXOH | Existing | Total End Uses | 38372698.76 | 248531.42
CZ08 | cDXOH | Existing | Heating | 0 | 0
CZ08 | cDXOH | Existing | Cooling | 0 | 0
CZ08 | cDXOH | Existing | Interior Lighting | 2902444.9 | 0
CZ08 | cDXOH | Existing | Exterior Lighting | 0 | 0
CZ08 | cDXOH | Existing | Interior Equipment | 766650.63 | 0
CZ08 | cDXOH | Existing | Exterior Equipment | 0 | 0
CZ08 | cDXOH | Existing | Fans | 3758.38 | 0
CZ08 | cDXOH | Existing | Pumps | 0 | 0
CZ08 | cDXOH | Existing | Heat Rejection | 0 | 0
CZ08 | cDXOH | Existing | Humidification | 0 | 0
CZ08 | cDXOH | Existing | Heat Recovery | 0 | 0
CZ08 | cDXOH | Existing | Water Systems | 0 | 248177.39
CZ08 | cDXOH | Existing | Refrigeration | 33637786.09 | 0
CZ08 | cDXOH | Existing | Generators | 0 | 0
CZ08 | cDXOH | Existing | Total End Uses | 37310639.98 | 248177.39
CZ09 | cDXOH | Existing | Heating | 0 | 0
CZ09 | cDXOH | Existing | Cooling | 0 | 0
CZ09 | cDXOH | Existing | Interior Lighting | 2902444.9 | 0
CZ09 | cDXOH | Existing | Exterior Lighting | 0 | 0
CZ09 | cDXOH | Existing | Interior Equipment | 766650.63 | 0
CZ09 | cDXOH | Existing | Exterior Equipment | 0 | 0
CZ09 | cDXOH | Existing | Fans | 3758.38 | 0
CZ09 | cDXOH | Existing | Pumps | 0 | 0
CZ09 | cDXOH | Existing | Heat Rejection | 0 | 0
CZ09 | cDXOH | Existing | Humidification | 0 | 0
CZ09 | cDXOH | Existing | Heat Recovery | 0 | 0
CZ09 | cDXOH | Existing | Water Systems | 0 | 244761.05
CZ09 | cDXOH | Existing | Refrigeration | 33623654.34 | 0
CZ09 | cDXOH | Existing | Generators | 0 | 0
CZ09 | cDXOH | Existing | Total End Uses | 37296508.24 | 244761.05
CZ10 | cDXOH | Existing | Heating | 0 | 0
CZ10 | cDXOH | Existing | Cooling | 0 | 0
CZ10 | cDXOH | Existing | Interior Lighting | 2902444.9 | 0
CZ10 | cDXOH | Existing | Exterior Lighting | 0 | 0
CZ10 | cDXOH | Existing | Interior Equipment | 766650.63 | 0
CZ10 | cDXOH | Existing | Exterior Equipment | 0 | 0
CZ10 | cDXOH | Existing | Fans | 3758.38 | 0
CZ10 | cDXOH | Existing | Pumps | 0 | 0
CZ10 | cDXOH | Existing | Heat Rejection | 0 | 0
CZ10 | cDXOH | Existing | Humidification | 0 | 0
CZ10 | cDXOH | Existing | Heat Recovery | 0 | 0
CZ10 | cDXOH | Existing | Water Systems | 0 | 242806.8
CZ10 | cDXOH | Existing | Refrigeration | 35776266.82 | 0
CZ10 | cDXOH | Existing | Generators | 0 | 0
CZ10 | cDXOH | Existing | Total End Uses | 39449120.72 | 242806.8
CZ11 | cDXOH | Existing | Heating | 0 | 0
CZ11 | cDXOH | Existing | Cooling | 0 | 0
CZ11 | cDXOH | Existing | Interior Lighting | 2902444.9 | 0
CZ11 | cDXOH | Existing | Exterior Lighting | 0 | 0
CZ11 | cDXOH | Existing | Interior Equipment | 766650.63 | 0
CZ11 | cDXOH | Existing | Exterior Equipment | 0 | 0
CZ11 | cDXOH | Existing | Fans | 3758.38 | 0
CZ11 | cDXOH | Existing | Pumps | 0 | 0
CZ11 | cDXOH | Existing | Heat Rejection | 0 | 0
CZ11 | cDXOH | Existing | Humidification | 0 | 0
CZ11 | cDXOH | Existing | Heat Recovery | 0 | 0
CZ11 | cDXOH | Existing | Water Systems | 0 | 248147.76
CZ11 | cDXOH | Existing | Refrigeration | 30059982.41 | 0
CZ11 | cDXOH | Existing | Generators | 0 | 0
CZ11 | cDXOH | Existing | Total End Uses | 33732836.31 | 248147.76
CZ12 | cDXOH | Existing | Heating | 0 | 0
CZ12 | cDXOH | Existing | Cooling | 0 | 0
CZ12 | cDXOH | Existing | Interior Lighting | 2902444.9 | 0
CZ12 | cDXOH | Existing | Exterior Lighting | 0 | 0
CZ12 | cDXOH | Existing | Interior Equipment | 766650.63 | 0
CZ12 | cDXOH | Existing | Exterior Equipment | 0 | 0
CZ12 | cDXOH | Existing | Fans | 3758.38 | 0
CZ12 | cDXOH | Existing | Pumps | 0 | 0
CZ12 | cDXOH | Existing | Heat Rejection | 0 | 0
CZ12 | cDXOH | Existing | Humidification | 0 | 0
CZ12 | cDXOH | Existing | Heat Recovery | 0 | 0
CZ12 | cDXOH | Existing | Water Systems | 0 | 255145.01
CZ12 | cDXOH | Existing | Refrigeration | 29985526.44 | 0
CZ12 | cDXOH | Existing | Generators | 0 | 0
CZ12 | cDXOH | Existing | Total End Uses | 33658380.34 | 255145.01
CZ13 | cDXOH | Existing | Heating | 0 | 0
CZ13 | cDXOH | Existing | Cooling | 0 | 0
CZ13 | cDXOH | Existing | Interior Lighting | 2902444.9 | 0
CZ13 | cDXOH | Existing | Exterior Lighting | 0 | 0
CZ13 | cDXOH | Existing | Interior Equipment | 766650.63 | 0
CZ13 | cDXOH | Existing | Exterior Equipment | 0 | 0
CZ13 | cDXOH | Existing | Fans | 3758.38 | 0
CZ13 | cDXOH | Existing | Pumps | 0 | 0
CZ13 | cDXOH | Existing | Heat Rejection | 0 | 0
CZ13 | cDXOH | Existing | Humidification | 0 | 0
CZ13 | cDXOH | Existing | Heat Recovery | 0 | 0
CZ13 | cDXOH | Existing | Water Systems | 0 | 240962.55
CZ13 | cDXOH | Existing | Refrigeration | 32028721.51 | 0
CZ13 | cDXOH | Existing | Generators | 0 | 0
CZ13 | cDXOH | Existing | Total End Uses | 35701575.41 | 240962.55
CZ14 | cDXOH | Existing | Heating | 0 | 0
CZ14 | cDXOH | Existing | Cooling | 0 | 0
CZ14 | cDXOH | Existing | Interior Lighting | 2902444.9 | 0
CZ14 | cDXOH | Existing | Exterior Lighting | 0 | 0
CZ14 | cDXOH | Existing | Interior Equipment | 766650.63 | 0
CZ14 | cDXOH | Existing | Exterior Equipment | 0 | 0
CZ14 | cDXOH | Existing | Fans | 3758.38 | 0
CZ14 | cDXOH | Existing | Pumps | 0 | 0
CZ14 | cDXOH | Existing | Heat Rejection | 0 | 0
CZ14 | cDXOH | Existing | Humidification | 0 | 0
CZ14 | cDXOH | Existing | Heat Recovery | 0 | 0
CZ14 | cDXOH | Existing | Water Systems | 0 | 228772.96
CZ14 | cDXOH | Existing | Refrigeration | 30818577.53 | 0
CZ14 | cDXOH | Existing | Generators | 0 | 0
CZ14 | cDXOH | Existing | Total End Uses | 34491431.42 | 228772.96
CZ15 | cDXOH | Existing | Heating | 0 | 0
CZ15 | cDXOH | Existing | Cooling | 0 | 0
CZ15 | cDXOH | Existing | Interior Lighting | 2902444.9 | 0
CZ15 | cDXOH | Existing | Exterior Lighting | 0 | 0
CZ15 | cDXOH | Existing | Interior Equipment | 766650.63 | 0
CZ15 | cDXOH | Existing | Exterior Equipment | 0 | 0
CZ15 | cDXOH | Existing | Fans | 3758.38 | 0
CZ15 | cDXOH | Existing | Pumps | 0 | 0
CZ15 | cDXOH | Existing | Heat Rejection | 0 | 0
CZ15 | cDXOH | Existing | Humidification | 0 | 0
CZ15 | cDXOH | Existing | Heat Recovery | 0 | 0
CZ15 | cDXOH | Existing | Water Systems | 0 | 203207.01
CZ15 | cDXOH | Existing | Refrigeration | 33270935.71 | 0
CZ15 | cDXOH | Existing | Generators | 0 | 0
CZ15 | cDXOH | Existing | Total End Uses | 36943789.61 | 203207.01
CZ16 | cDXOH | Existing | Heating | 15164.99 | 0
CZ16 | cDXOH | Existing | Cooling | 0 | 0
CZ16 | cDXOH | Existing | Interior Lighting | 2902444.9 | 0
CZ16 | cDXOH | Existing | Exterior Lighting | 0 | 0
CZ16 | cDXOH | Existing | Interior Equipment | 766650.63 | 0
CZ16 | cDXOH | Existing | Exterior Equipment | 0 | 0
CZ16 | cDXOH | Existing | Fans | 3758.38 | 0
CZ16 | cDXOH | Existing | Pumps | 0 | 0
CZ16 | cDXOH | Existing | Heat Rejection | 0 | 0
CZ16 | cDXOH | Existing | Humidification | 0 | 0
CZ16 | cDXOH | Existing | Heat Recovery | 0 | 0
CZ16 | cDXOH | Existing | Water Systems | 0 | 269724.67
CZ16 | cDXOH | Existing | Refrigeration | 25504952.28 | 0
CZ16 | cDXOH | Existing | Generators | 0 | 0
CZ16 | cDXOH | Existing | Total End Uses | 29192971.17 | 269724.67
CZ01 | cDXOH | New Construction | Heating | 0 | 0
CZ01 | cDXOH | New Construction | Cooling | 0 | 0
CZ01 | cDXOH | New Construction | Interior Lighting | 1951474.32 | 0
CZ01 | cDXOH | New Construction | Exterior Lighting | 0 | 0
CZ01 | cDXOH | New Construction | Interior Equipment | 766650.63 | 0
CZ01 | cDXOH | New Construction | Exterior Equipment | 0 | 0
CZ01 | cDXOH | New Construction | Fans | 3758.38 | 0
CZ01 | cDXOH | New Construction | Pumps | 0 | 0
CZ01 | cDXOH | New Construction | Heat Rejection | 0 | 0
CZ01 | cDXOH | New Construction | Humidification | 0 | 0
CZ01 | cDXOH | New Construction | Heat Recovery | 0 | 0
CZ01 | cDXOH | New Construction | Water Systems | 0 | 297797.71
CZ01 | cDXOH | New Construction | Refrigeration | 15475416.94 | 0
CZ01 | cDXOH | New Construction | Generators | 0 | 0
CZ01 | cDXOH | New Construction | Total End Uses | 18197300.26 | 297797.71
CZ02 | cDXOH | New Construction | Heating | 0 | 0
CZ02 | cDXOH | New Construction | Cooling | 0 | 0
CZ02 | cDXOH | New Construction | Interior Lighting | 1951474.32 | 0
CZ02 | cDXOH | New Construction | Exterior Lighting | 0 | 0
CZ02 | cDXOH | New Construction | Interior Equipment | 766650.63 | 0
CZ02 | cDXOH | New Construction | Exterior Equipment | 0 | 0
CZ02 | cDXOH | New Construction | Fans | 3758.38 | 0
CZ02 | cDXOH | New Construction | Pumps | 0 | 0
CZ02 | cDXOH | New Construction | Heat Rejection | 0 | 0
CZ02 | cDXOH | New Construction | Humidification | 0 | 0
CZ02 | cDXOH | New Construction | Heat Recovery | 0 | 0
CZ02 | cDXOH | New Construction | Water Systems | 0 | 273947.96
CZ02 | cDXOH | New Construction | Refrigeration | 29914713.21 | 0
CZ02 | cDXOH | New Construction | Generators | 0 | 0
CZ02 | cDXOH | New Construction | Total End Uses | 32636596.53 | 273947.96
CZ03 | cDXOH | New Construction | Heating | 0 | 0
CZ03 | cDXOH | New Construction | Cooling | 0 | 0
CZ03 | cDXOH | New Construction | Interior Lighting | 1951474.32 | 0
CZ03 | cDXOH | New Construction | Exterior Lighting | 0 | 0
CZ03 | cDXOH | New Construction | Interior Equipment | 766650.63 | 0
CZ03 | cDXOH | New Construction | Exterior Equipment | 0 | 0
CZ03 | cDXOH | New Construction | Fans | 3758.38 | 0
CZ03 | cDXOH | New Construction | Pumps | 0 | 0
CZ03 | cDXOH | New Construction | Heat Rejection | 0 | 0
CZ03 | cDXOH | New Construction | Humidification | 0 | 0
CZ03 | cDXOH | New Construction | Heat Recovery | 0 | 0
CZ03 | cDXOH | New Construction | Water Systems | 0 | 272978.11
CZ03 | cDXOH | New Construction | Refrigeration | 30334269.34 | 0
CZ03 | cDXOH | New Construction | Generators | 0 | 0
CZ03 | cDXOH | New Construction | Total End Uses | 33056152.66 | 272978.11
CZ04 | cDXOH | New Construction | Heating | 0 | 0
CZ04 | cDXOH | New Construction | Cooling | 0 | 0
CZ04 | cDXOH | New Construction | Interior Lighting | 1951474.32 | 0
CZ04 | cDXOH | New Construction | Exterior Lighting | 0 | 0
CZ04 | cDXOH | New Construction | Interior Equipment | 766650.63 | 0
CZ04 | cDXOH | New Construction | Exterior Equipment | 0 | 0
CZ04 | cDXOH | New Construction | Fans | 3758.38 | 0
CZ04 | cDXOH | New Construction | Pumps | 0 | 0
CZ04 | cDXOH | New Construction | Heat Rejection | 0 | 0
CZ04 | cDXOH | New Construction | Humidification | 0 | 0
CZ04 | cDXOH | New Construction | Heat Recovery | 0 | 0
CZ04 | cDXOH | New Construction | Water Systems | 0 | 263574.39
CZ04 | cDXOH | New Construction | Refrigeration | 31787433.09 | 0
CZ04 | cDXOH | New Construction | Generators | 0 | 0
CZ04 | cDXOH | New Construction | Total End Uses | 34509316.41 | 263574.39
CZ05 | cDXOH | New Construction | Heating | 0 | 0
CZ05 | cDXOH | New Construction | Cooling | 0 | 0
CZ05 | cDXOH | New Construction | Interior Lighting | 1951474.32 | 0
CZ05 | cDXOH | New Construction | Exterior Lighting | 0 | 0
CZ05 | cDXOH | New Construction | Interior Equipment | 766650.63 | 0
CZ05 | cDXOH | New Construction | Exterior Equipment | 0 | 0
CZ05 | cDXOH | New Construction | Fans | 3758.38 | 0
CZ05 | cDXOH | New Construction | Pumps | 0 | 0
CZ05 | cDXOH | New Construction | Heat Rejection | 0 | 0
CZ05 | cDXOH | New Construction | Humidification | 0 | 0
CZ05 | cDXOH | New Construction | Heat Recovery | 0 | 0
CZ05 | cDXOH | New Construction | Water Systems | 0 | 272867.93
CZ05 | cDXOH | New Construction | Refrigeration | 30285324.92 | 0
CZ05 | cDXOH | New Construction | Generators | 0 | 0
CZ05 | cDXOH | New Construction | Total End Uses | 33007208.24 | 272867.93
CZ06 | cDXOH | New Construction | Heating | 0 | 0
CZ06 | cDXOH | New Construction | Cooling | 0 | 0
CZ06 | cDXOH | New Construction | Interior Lighting | 1951474.32 | 0
CZ06 | cDXOH | New Construction | Exterior Lighting | 0 | 0
CZ06 | cDXOH | New Construction | Interior Equipment | 766650.63 | 0
CZ06 | cDXOH | New Construction | Exterior Equipment | 0 | 0
CZ06 | cDXOH | New Construction | Fans | 3758.38 | 0
CZ06 | cDXOH | New Construction | Pumps | 0 | 0
CZ06 | cDXOH | New Construction | Heat Rejection | 0 | 0
CZ06 | cDXOH | New Construction | Humidification | 0 | 0
CZ06 | cDXOH | New Construction | Heat Recovery | 0 | 0
CZ06 | cDXOH | New Construction | Water Systems | 0 | 251462.2
CZ06 | cDXOH | New Construction | Refrigeration | 37040388.67 | 0
CZ06 | cDXOH | New Construction | Generators | 0 | 0
CZ06 | cDXOH | New Construction | Total End Uses | 39762272 | 251462.2
CZ07 | cDXOH | New Construction | Heating | 0 | 0
CZ07 | cDXOH | New Construction | Cooling | 0 | 0
CZ07 | cDXOH | New Construction | Interior Lighting | 1951474.32 | 0
CZ07 | cDXOH | New Construction | Exterior Lighting | 0 | 0
CZ07 | cDXOH | New Construction | Interior Equipment | 766650.63 | 0
CZ07 | cDXOH | New Construction | Exterior Equipment | 0 | 0
CZ07 | cDXOH | New Construction | Fans | 3758.38 | 0
CZ07 | cDXOH | New Construction | Pumps | 0 | 0
CZ07 | cDXOH | New Construction | Heat Rejection | 0 | 0
CZ07 | cDXOH | New Construction | Humidification | 0 | 0
CZ07 | cDXOH | New Construction | Heat Recovery | 0 | 0
CZ07 | cDXOH | New Construction | Water Systems | 0 | 248369.06
CZ07 | cDXOH | New Construction | Refrigeration | 36835293.59 | 0
CZ07 | cDXOH | New Construction | Generators | 0 | 0
CZ07 | cDXOH | New Construction | Total End Uses | 39557176.91 | 248369.06
CZ08 | cDXOH | New Construction | Heating | 0 | 0
CZ08 | cDXOH | New Construction | Cooling | 0 | 0
CZ08 | cDXOH | New Construction | Interior Lighting | 1951474.32 | 0
CZ08 | cDXOH | New Construction | Exterior Lighting | 0 | 0
CZ08 | cDXOH | New Construction | Interior Equipment | 766650.63 | 0
CZ08 | cDXOH | New Construction | Exterior Equipment | 0 | 0
CZ08 | cDXOH | New Construction | Fans | 3758.38 | 0
CZ08 | cDXOH | New Construction | Pumps | 0 | 0
CZ08 | cDXOH | New Construction | Heat Rejection | 0 | 0
CZ08 | cDXOH | New Construction | Humidification | 0 | 0
CZ08 | cDXOH | New Construction | Heat Recovery | 0 | 0
CZ08 | cDXOH | New Construction | Water Systems | 0 | 247995.67
CZ08 | cDXOH | New Construction | Refrigeration | 36981435.42 | 0
CZ08 | cDXOH | New Construction | Generators | 0 | 0
CZ08 | cDXOH | New Construction | Total End Uses | 39703318.74 | 247995.67
CZ09 | cDXOH | New Construction | Heating | 0 | 0
CZ09 | cDXOH | New Construction | Cooling | 0 | 0
CZ09 | cDXOH | New Construction | Interior Lighting | 1951474.32 | 0
CZ09 | cDXOH | New Construction | Exterior Lighting | 0 | 0
CZ09 | cDXOH | New Construction | Interior Equipment | 766650.63 | 0
CZ09 | cDXOH | New Construction | Exterior Equipment | 0 | 0
CZ09 | cDXOH | New Construction | Fans | 3758.38 | 0
CZ09 | cDXOH | New Construction | Pumps | 0 | 0
CZ09 | cDXOH | New Construction | Heat Rejection | 0 | 0
CZ09 | cDXOH | New Construction | Humidification | 0 | 0
CZ09 | cDXOH | New Construction | Heat Recovery | 0 | 0
CZ09 | cDXOH | New Construction | Water Systems | 0 | 244543
CZ09 | cDXOH | New Construction | Refrigeration | 34555660.83 | 0
CZ09 | cDXOH | New Construction | Generators | 0 | 0
CZ09 | cDXOH | New Construction | Total End Uses | 37277544.15 | 244543
CZ10 | cDXOH | New Construction | Heating | 0 | 0
CZ10 | cDXOH | New Construction | Cooling | 0 | 0
CZ10 | cDXOH | New Construction | Interior Lighting | 1951474.32 | 0
CZ10 | cDXOH | New Construction | Exterior Lighting | 0 | 0
CZ10 | cDXOH | New Construction | Interior Equipment | 766650.63 | 0
CZ10 | cDXOH | New Construction | Exterior Equipment | 0 | 0
CZ10 | cDXOH | New Construction | Fans | 3758.38 | 0
CZ10 | cDXOH | New Construction | Pumps | 0 | 0
CZ10 | cDXOH | New Construction | Heat Rejection | 0 | 0
CZ10 | cDXOH | New Construction | Humidification | 0 | 0
CZ10 | cDXOH | New Construction | Heat Recovery | 0 | 0
CZ10 | cDXOH | New Construction | Water Systems | 0 | 242600.59
CZ10 | cDXOH | New Construction | Refrigeration | 34846182.06 | 0
CZ10 | cDXOH | New Construction | Generators | 0 | 0
CZ10 | cDXOH | New Construction | Total End Uses | 37568065.38 | 242600.59
CZ11 | cDXOH | New Construction | Heating | 0 | 0
CZ11 | cDXOH | New Construction | Cooling | 0 | 0
CZ11 | cDXOH | New Construction | Interior Lighting | 1951474.32 | 0
CZ11 | cDXOH | New Construction | Exterior Lighting | 0 | 0
CZ11 | cDXOH | New Construction | Interior Equipment | 766650.63 | 0
CZ11 | cDXOH | New Construction | Exterior Equipment | 0 | 0
CZ11 | cDXOH | New Construction | Fans | 3758.38 | 0
CZ11 | cDXOH | New Construction | Pumps | 0 | 0
CZ11 | cDXOH | New Construction | Heat Rejection | 0 | 0
CZ11 | cDXOH | New Construction | Humidification | 0 | 0
CZ11 | cDXOH | New Construction | Heat Recovery | 0 | 0
CZ11 | cDXOH | New Construction | Water Systems | 0 | 247861.66
CZ11 | cDXOH | New Construction | Refrigeration | 17666062.25 | 0
CZ11 | cDXOH | New Construction | Generators | 0 | 0
CZ11 | cDXOH | New Construction | Total End Uses | 20387945.57 | 247861.66
CZ12 | cDXOH | New Construction | Heating | 0 | 0
CZ12 | cDXOH | New Construction | Cooling | 0 | 0
CZ12 | cDXOH | New Construction | Interior Lighting | 1951474.32 | 0
CZ12 | cDXOH | New Construction | Exterior Lighting | 0 | 0
CZ12 | cDXOH | New Construction | Interior Equipment | 766650.63 | 0
CZ12 | cDXOH | New Construction | Exterior Equipment | 0 | 0
CZ12 | cDXOH | New Construction | Fans | 3758.38 | 0
CZ12 | cDXOH | New Construction | Pumps | 0 | 0
CZ12 | cDXOH | New Construction | Heat Rejection | 0 | 0
CZ12 | cDXOH | New Construction | Humidification | 0 | 0
CZ12 | cDXOH | New Construction | Heat Recovery | 0 | 0
CZ12 | cDXOH | New Construction | Water Systems | 0 | 254880.49
CZ12 | cDXOH | New Construction | Refrigeration | 19224702.94 | 0
CZ12 | cDXOH | New Construction | Generators | 0 | 0
CZ12 | cDXOH | New Construction | Total End Uses | 21946586.26 | 254880.49
CZ13 | cDXOH | New Construction | Heating | 0 | 0
CZ13 | cDXOH | New Construction | Cooling | 0 | 0
CZ13 | cDXOH | New Construction | Interior Lighting | 1951474.32 | 0
CZ13 | cDXOH | New Construction | Exterior Lighting | 0 | 0
CZ13 | cDXOH | New Construction | Interior Equipment | 766650.63 | 0
CZ13 | cDXOH | New Construction | Exterior Equipment | 0 | 0
CZ13 | cDXOH | New Construction | Fans | 3758.38 | 0
CZ13 | cDXOH | New Construction | Pumps | 0 | 0
CZ13 | cDXOH | New Construction | Heat Rejection | 0 | 0
CZ13 | cDXOH | New Construction | Humidification | 0 | 0
CZ13 | cDXOH | New Construction | Heat Recovery | 0 | 0
CZ13 | cDXOH | New Construction | Water Systems | 0 | 240736.46
CZ13 | cDXOH | New Construction | Refrigeration | 19572095.9 | 0
CZ13 | cDXOH | New Construction | Generators | 0 | 0
CZ13 | cDXOH | New Construction | Total End Uses | 22293979.22 | 240736.46
CZ14 | cDXOH | New Construction | Heating | 209.71 | 0
CZ14 | cDXOH | New Construction | Cooling | 0 | 0
CZ14 | cDXOH | New Construction | Interior Lighting | 1951474.32 | 0
CZ14 | cDXOH | New Construction | Exterior Lighting | 0 | 0
CZ14 | cDXOH | New Construction | Interior Equipment | 766650.63 | 0
CZ14 | cDXOH | New Construction | Exterior Equipment | 0 | 0
CZ14 | cDXOH | New Construction | Fans | 3758.38 | 0
CZ14 | cDXOH | New Construction | Pumps | 0 | 0
CZ14 | cDXOH | New Construction | Heat Rejection | 0 | 0
CZ14 | cDXOH | New Construction | Humidification | 0 | 0
CZ14 | cDXOH | New Construction | Heat Recovery | 0 | 0
CZ14 | cDXOH | New Construction | Water Systems | 0 | 228540.09
CZ14 | cDXOH | New Construction | Refrigeration | 19405244.52 | 0
CZ14 | cDXOH | New Construction | Generators | 0 | 0
CZ14 | cDXOH | New Construction | Total End Uses | 22127337.55 | 228540.09
CZ15 | cDXOH | New Construction | Heating | 0 | 0
CZ15 | cDXOH | New Construction | Cooling | 0 | 0
CZ15 | cDXOH | New Construction | Interior Lighting | 1951474.32 | 0
CZ15 | cDXOH | New Construction | Exterior Lighting | 0 | 0
CZ15 | cDXOH | New Construction | Interior Equipment | 766650.63 | 0
CZ15 | cDXOH | New Construction | Exterior Equipment | 0 | 0
CZ15 | cDXOH | New Construction | Fans | 3758.38 | 0
CZ15 | cDXOH | New Construction | Pumps | 0 | 0
CZ15 | cDXOH | New Construction | Heat Rejection | 0 | 0
CZ15 | cDXOH | New Construction | Humidification | 0 | 0
CZ15 | cDXOH | New Construction | Heat Recovery | 0 | 0
CZ15 | cDXOH | New Construction | Water Systems | 0 | 202971.05
CZ15 | cDXOH | New Construction | Refrigeration | 21034108.46 | 0
CZ15 | cDXOH | New Construction | Generators | 0 | 0
CZ15 | cDXOH | New Construction | Total End Uses | 23755991.78 | 202971.05
CZ16 | cDXOH | New Construction | Heating | 24125.35 | 0
CZ16 | cDXOH | New Construction | Cooling | 0 | 0
CZ16 | cDXOH | New Construction | Interior Lighting | 1951474.32 | 0
CZ16 | cDXOH | New Construction | Exterior Lighting | 0 | 0
CZ16 | cDXOH | New Construction | Interior Equipment | 766650.63 | 0
CZ16 | cDXOH | New Construction | Exterior Equipment | 0 | 0
CZ16 | cDXOH | New Construction | Fans | 3758.38 | 0
CZ16 | cDXOH | New Construction | Pumps | 0 | 0
CZ16 | cDXOH | New Construction | Heat Rejection | 0 | 0
CZ16 | cDXOH | New Construction | Humidification | 0 | 0
CZ16 | cDXOH | New Construction | Heat Recovery | 0 | 0
CZ16 | cDXOH | New Construction | Water Systems | 0 | 269434.02
CZ16 | cDXOH | New Construction | Refrigeration | 16325258.28 | 0
CZ16 | cDXOH | New Construction | Generators | 0 | 0
CZ16 | cDXOH | New Construction | Total End Uses | 19071266.95 | 269434.02
CZ01 | cPVVG | Existing | Heating | 0 | 0
CZ01 | cPVVG | Existing | Cooling | 0 | 0
CZ01 | cPVVG | Existing | Interior Lighting | 2902444.9 | 0
CZ01 | cPVVG | Existing | Exterior Lighting | 0 | 0
CZ01 | cPVVG | Existing | Interior Equipment | 766650.63 | 0
CZ01 | cPVVG | Existing | Exterior Equipment | 0 | 0
CZ01 | cPVVG | Existing | Fans | 3758.38 | 0
CZ01 | cPVVG | Existing | Pumps | 0 | 0
CZ01 | cPVVG | Existing | Heat Rejection | 0 | 0
CZ01 | cPVVG | Existing | Humidification | 0 | 0
CZ01 | cPVVG | Existing | Heat Recovery | 0 | 0
CZ01 | cPVVG | Existing | Water Systems | 0 | 298376.33
CZ01 | cPVVG | Existing | Refrigeration | 22286110.27 | 0
CZ01 | cPVVG | Existing | Generators | 0 | 0
CZ01 | cPVVG | Existing | Total End Uses | 25958964.17 | 298376.33
CZ02 | cPVVG | Existing | Heating | 0 | 0
CZ02 | cPVVG | Existing | Cooling | 0 | 0
CZ02 | cPVVG | Existing | Interior Lighting | 2902444.9 | 0
CZ02 | cPVVG | Existing | Exterior Lighting | 0 | 0
CZ02 | cPVVG | Existing | Interior Equipment | 766650.63 | 0
CZ02 | cPVVG | Existing | Exterior Equipment | 0 | 0
CZ02 | cPVVG | Existing | Fans | 3758.38 | 0
CZ02 | cPVVG | Existing | Pumps | 0 | 0
CZ02 | cPVVG | Existing | Heat Rejection | 0 | 0
CZ02 | cPVVG | Existing | Humidification | 0 | 0
CZ02 | cPVVG | Existing | Heat Recovery | 0 | 0
CZ02 | cPVVG | Existing | Water Systems | 0 | 274241.85
CZ02 | cPVVG | Existing | Refrigeration | 28567590.67 | 0
CZ02 | cPVVG | Existing | Generators | 0 | 0
CZ02 | cPVVG | Existing | Total End Uses | 32240444.56 | 274241.85
CZ03 | cPVVG | Existing | Heating | 0 | 0
CZ03 | cPVVG | Existing | Cooling | 0 | 0
CZ03 | cPVVG | Existing | Interior Lighting | 2902444.9 | 0
CZ03 | cPVVG | Existing | Exterior Lighting | 0 | 0
CZ03 | cPVVG | Existing | Interior Equipment | 766650.63 | 0
CZ03 | cPVVG | Existing | Exterior Equipment | 0 | 0
CZ03 | cPVVG | Existing | Fans | 3758.38 | 0
CZ03 | cPVVG | Existing | Pumps | 0 | 0
CZ03 | cPVVG | Existing | Heat Rejection | 0 | 0
CZ03 | cPVVG | Existing | Humidification | 0 | 0
CZ03 | cPVVG | Existing | Heat Recovery | 0 | 0
CZ03 | cPVVG | Existing | Water Systems | 0 | 273194.92
CZ03 | cPVVG | Existing | Refrigeration | 28675892.4 | 0
CZ03 | cPVVG | Existing | Generators | 0 | 0
CZ03 | cPVVG | Existing | Total End Uses | 32348746.3 | 273194.92
CZ04 | cPVVG | Existing | Heating | 0 | 0
CZ04 | cPVVG | Existing | Cooling | 0 | 0
CZ04 | cPVVG | Existing | Interior Lighting | 2902444.9 | 0
CZ04 | cPVVG | Existing | Exterior Lighting | 0 | 0
CZ04 | cPVVG | Existing | Interior Equipment | 766650.63 | 0
CZ04 | cPVVG | Existing | Exterior Equipment | 0 | 0
CZ04 | cPVVG | Existing | Fans | 3758.38 | 0
CZ04 | cPVVG | Existing | Pumps | 0 | 0
CZ04 | cPVVG | Existing | Heat Rejection | 0 | 0
CZ04 | cPVVG | Existing | Humidification | 0 | 0
CZ04 | cPVVG | Existing | Heat Recovery | 0 | 0
CZ04 | cPVVG | Existing | Water Systems | 0 | 263850.58
CZ04 | cPVVG | Existing | Refrigeration | 30576943.02 | 0
CZ04 | cPVVG | Existing | Generators | 0 | 0
CZ04 | cPVVG | Existing | Total End Uses | 34249796.92 | 263850.58
CZ05 | cPVVG | Existing | Heating | 0 | 0
CZ05 | cPVVG | Existing | Cooling | 0 | 0
CZ05 | cPVVG | Existing | Interior Lighting | 2902444.9 | 0
CZ05 | cPVVG | Existing | Exterior Lighting | 0 | 0
CZ05 | cPVVG | Existing | Interior Equipment | 766650.63 | 0
CZ05 | cPVVG | Existing | Exterior Equipment | 0 | 0
CZ05 | cPVVG | Existing | Fans | 3758.38 | 0
CZ05 | cPVVG | Existing | Pumps | 0 | 0
CZ05 | cPVVG | Existing | Heat Rejection | 0 | 0
CZ05 | cPVVG | Existing | Humidification | 0 | 0
CZ05 | cPVVG | Existing | Heat Recovery | 0 | 0
CZ05 | cPVVG | Existing | Water Systems | 0 | 273202.62
CZ05 | cPVVG | Existing | Refrigeration | 29100650 | 0
CZ05 | cPVVG | Existing | Generators | 0 | 0
CZ05 | cPVVG | Existing | Total End Uses | 32773503.9 | 273202.62
CZ06 | cPVVG | Existing | Heating | 0 | 0
CZ06 | cPVVG | Existing | Cooling | 0 | 0
CZ06 | cPVVG | Existing | Interior Lighting | 2902444.9 | 0
CZ06 | cPVVG | Existing | Exterior Lighting | 0 | 0
CZ06 | cPVVG | Existing | Interior Equipment | 766650.63 | 0
CZ06 | cPVVG | Existing | Exterior Equipment | 0 | 0
CZ06 | cPVVG | Existing | Fans | 3758.38 | 0
CZ06 | cPVVG | Existing | Pumps | 0 | 0
CZ06 | cPVVG | Existing | Heat Rejection | 0 | 0
CZ06 | cPVVG | Existing | Humidification | 0 | 0
CZ06 | cPVVG | Existing | Heat Recovery | 0 | 0
CZ06 | cPVVG | Existing | Water Systems | 0 | 251751.03
CZ06 | cPVVG | Existing | Refrigeration | 33619955.91 | 0
CZ06 | cPVVG | Existing | Generators | 0 | 0
CZ06 | cPVVG | Existing | Total End Uses | 37292809.81 | 251751.03
CZ07 | cPVVG | Existing | Heating | 0 | 0
CZ07 | cPVVG | Existing | Cooling | 0 | 0
CZ07 | cPVVG | Existing | Interior Lighting | 2902444.9 | 0
CZ07 | cPVVG | Existing | Exterior Lighting | 0 | 0
CZ07 | cPVVG | Existing | Interior Equipment | 766650.63 | 0
CZ07 | cPVVG | Existing | Exterior Equipment | 0 | 0
CZ07 | cPVVG | Existing | Fans | 3758.38 | 0
CZ07 | cPVVG | Existing | Pumps | 0 | 0
CZ07 | cPVVG | Existing | Heat Rejection | 0 | 0
CZ07 | cPVVG | Existing | Humidification | 0 | 0
CZ07 | cPVVG | Existing | Heat Recovery | 0 | 0
CZ07 | cPVVG | Existing | Water Systems | 0 | 248531.42
CZ07 | cPVVG | Existing | Refrigeration | 34699844.86 | 0
CZ07 | cPVVG | Existing | Generators | 0 | 0
CZ07 | cPVVG | Existing | Total End Uses | 38372698.76 | 248531.42
CZ08 | cPVVG | Existing | Heating | 0 | 0
CZ08 | cPVVG | Existing | Cooling | 0 | 0
CZ08 | cPVVG | Existing | Interior Lighting | 2902444.9 | 0
CZ08 | cPVVG | Existing | Exterior Lighting | 0 | 0
CZ08 | cPVVG | Existing | Interior Equipment | 766650.63 | 0
CZ08 | cPVVG | Existing | Exterior Equipment | 0 | 0
CZ08 | cPVVG | Existing | Fans | 3758.38 | 0
CZ08 | cPVVG | Existing | Pumps | 0 | 0
CZ08 | cPVVG | Existing | Heat Rejection | 0 | 0
CZ08 | cPVVG | Existing | Humidification | 0 | 0
CZ08 | cPVVG | Existing | Heat Recovery | 0 | 0
CZ08 | cPVVG | Existing | Water Systems | 0 | 248177.39
CZ08 | cPVVG | Existing | Refrigeration | 33637786.09 | 0
CZ08 | cPVVG | Existing | Generators | 0 | 0
CZ08 | cPVVG | Existing | Total End Uses | 37310639.98 | 248177.39
CZ09 | cPVVG | Existing | Heating | 0 | 0
CZ09 | cPVVG | Existing | Cooling | 0 | 0
CZ09 | cPVVG | Existing | Interior Lighting | 2902444.9 | 0
CZ09 | cPVVG | Existing | Exterior Lighting | 0 | 0
CZ09 | cPVVG | Existing | Interior Equipment | 766650.63 | 0
CZ09 | cPVVG | Existing | Exterior Equipment | 0 | 0
CZ09 | cPVVG | Existing | Fans | 3758.38 | 0
CZ09 | cPVVG | Existing | Pumps | 0 | 0
CZ09 | cPVVG | Existing | Heat Rejection | 0 | 0
CZ09 | cPVVG | Existing | Humidification | 0 | 0
CZ09 | cPVVG | Existing | Heat Recovery | 0 | 0
CZ09 | cPVVG | Existing | Water Systems | 0 | 244761.05
CZ09 | cPVVG | Existing | Refrigeration | 33623654.34 | 0
CZ09 | cPVVG | Existing | Generators | 0 | 0
CZ09 | cPVVG | Existing | Total End Uses | 37296508.24 | 244761.05
CZ10 | cPVVG | Existing | Heating | 0 | 0
CZ10 | cPVVG | Existing | Cooling | 0 | 0
CZ10 | cPVVG | Existing | Interior Lighting | 2902444.9 | 0
CZ10 | cPVVG | Existing | Exterior Lighting | 0 | 0
CZ10 | cPVVG | Existing | Interior Equipment | 766650.63 | 0
CZ10 | cPVVG | Existing | Exterior Equipment | 0 | 0
CZ10 | cPVVG | Existing | Fans | 3758.38 | 0
CZ10 | cPVVG | Existing | Pumps | 0 | 0
CZ10 | cPVVG | Existing | Heat Rejection | 0 | 0
CZ10 | cPVVG | Existing | Humidification | 0 | 0
CZ10 | cPVVG | Existing | Heat Recovery | 0 | 0
CZ10 | cPVVG | Existing | Water Systems | 0 | 242806.8
CZ10 | cPVVG | Existing | Refrigeration | 35776266.82 | 0
CZ10 | cPVVG | Existing | Generators | 0 | 0
CZ10 | cPVVG | Existing | Total End Uses | 39449120.72 | 242806.8
CZ11 | cPVVG | Existing | Heating | 0 | 0
CZ11 | cPVVG | Existing | Cooling | 0 | 0
CZ11 | cPVVG | Existing | Interior Lighting | 2902444.9 | 0
CZ11 | cPVVG | Existing | Exterior Lighting | 0 | 0
CZ11 | cPVVG | Existing | Interior Equipment | 766650.63 | 0
CZ11 | cPVVG | Existing | Exterior Equipment | 0 | 0
CZ11 | cPVVG | Existing | Fans | 3758.38 | 0
CZ11 | cPVVG | Existing | Pumps | 0 | 0
CZ11 | cPVVG | Existing | Heat Rejection | 0 | 0
CZ11 | cPVVG | Existing | Humidification | 0 | 0
CZ11 | cPVVG | Existing | Heat Recovery | 0 | 0
CZ11 | cPVVG | Existing | Water Systems | 0 | 248147.76
CZ11 | cPVVG | Existing | Refrigeration | 30059982.41 | 0
CZ11 | cPVVG | Existing | Generators | 0 | 0
CZ11 | cPVVG | Existing | Total End Uses | 33732836.31 | 248147.76
CZ12 | cPVVG | Existing | Heating | 0 | 0
CZ12 | cPVVG | Existing | Cooling | 0 | 0
CZ12 | cPVVG | Existing | Interior Lighting | 2902444.9 | 0
CZ12 | cPVVG | Existing | Exterior Lighting | 0 | 0
CZ12 | cPVVG | Existing | Interior Equipment | 766650.63 | 0
CZ12 | cPVVG | Existing | Exterior Equipment | 0 | 0
CZ12 | cPVVG | Existing | Fans | 3758.38 | 0
CZ12 | cPVVG | Existing | Pumps | 0 | 0
CZ12 | cPVVG | Existing | Heat Rejection | 0 | 0
CZ12 | cPVVG | Existing | Humidification | 0 | 0
CZ12 | cPVVG | Existing | Heat Recovery | 0 | 0
CZ12 | cPVVG | Existing | Water Systems | 0 | 255145.01
CZ12 | cPVVG | Existing | Refrigeration | 29985526.44 | 0
CZ12 | cPVVG | Existing | Generators | 0 | 0
CZ12 | cPVVG | Existing | Total End Uses | 33658380.34 | 255145.01
CZ13 | cPVVG | Existing | Heating | 0 | 0
CZ13 | cPVVG | Existing | Cooling | 0 | 0
CZ13 | cPVVG | Existing | Interior Lighting | 2902444.9 | 0
CZ13 | cPVVG | Existing | Exterior Lighting | 0 | 0
CZ13 | cPVVG | Existing | Interior Equipment | 766650.63 | 0
CZ13 | cPVVG | Existing | Exterior Equipment | 0 | 0
CZ13 | cPVVG | Existing | Fans | 3758.38 | 0
CZ13 | cPVVG | Existing | Pumps | 0 | 0
CZ13 | cPVVG | Existing | Heat Rejection | 0 | 0
CZ13 | cPVVG | Existing | Humidification | 0 | 0
CZ13 | cPVVG | Existing | Heat Recovery | 0 | 0
CZ13 | cPVVG | Existing | Water Systems | 0 | 240962.55
CZ13 | cPVVG | Existing | Refrigeration | 32028721.51 | 0
CZ13 | cPVVG | Existing | Generators | 0 | 0
CZ13 | cPVVG | Existing | Total End Uses | 35701575.41 | 240962.55
CZ14 | cPVVG | Existing | Heating | 0 | 0
CZ14 | cPVVG | Existing | Cooling | 0 | 0
CZ14 | cPVVG | Existing | Interior Lighting | 2902444.9 | 0
CZ14 | cPVVG | Existing | Exterior Lighting | 0 | 0
CZ14 | cPVVG | Existing | Interior Equipment | 766650.63 | 0
CZ14 | cPVVG | Existing | Exterior Equipment | 0 | 0
CZ14 | cPVVG | Existing | Fans | 3758.38 | 0
CZ14 | cPVVG | Existing | Pumps | 0 | 0
CZ14 | cPVVG | Existing | Heat Rejection | 0 | 0
CZ14 | cPVVG | Existing | Humidification | 0 | 0
CZ14 | cPVVG | Existing | Heat Recovery | 0 | 0
CZ14 | cPVVG | Existing | Water Systems | 0 | 228772.96
CZ14 | cPVVG | Existing | Refrigeration | 30818577.53 | 0
CZ14 | cPVVG | Existing | Generators | 0 | 0
CZ14 | cPVVG | Existing | Total End Uses | 34491431.42 | 228772.96
CZ15 | cPVVG | Existing | Heating | 0 | 0
CZ15 | cPVVG | Existing | Cooling | 0 | 0
CZ15 | cPVVG | Existing | Interior Lighting | 2902444.9 | 0
CZ15 | cPVVG | Existing | Exterior Lighting | 0 | 0
CZ15 | cPVVG | Existing | Interior Equipment | 766650.63 | 0
CZ15 | cPVVG | Existing | Exterior Equipment | 0 | 0
CZ15 | cPVVG | Existing | Fans | 3758.38 | 0
CZ15 | cPVVG | Existing | Pumps | 0 | 0
CZ15 | cPVVG | Existing | Heat Rejection | 0 | 0
CZ15 | cPVVG | Existing | Humidification | 0 | 0
CZ15 | cPVVG | Existing | Heat Recovery | 0 | 0
CZ15 | cPVVG | Existing | Water Systems | 0 | 203207.01
CZ15 | cPVVG | Existing | Refrigeration | 33270935.71 | 0
CZ15 | cPVVG | Existing | Generators | 0 | 0
CZ15 | cPVVG | Existing | Total End Uses | 36943789.61 | 203207.01
CZ16 | cPVVG | Existing | Heating | 15164.99 | 0
CZ16 | cPVVG | Existing | Cooling | 0 | 0
CZ16 | cPVVG | Existing | Interior Lighting | 2902444.9 | 0
CZ16 | cPVVG | Existing | Exterior Lighting | 0 | 0
CZ16 | cPVVG | Existing | Interior Equipment | 766650.63 | 0
CZ16 | cPVVG | Existing | Exterior Equipment | 0 | 0
CZ16 | cPVVG | Existing | Fans | 3758.38 | 0
CZ16 | cPVVG | Existing | Pumps | 0 | 0
CZ16 | cPVVG | Existing | Heat Rejection | 0 | 0
CZ16 | cPVVG | Existing | Humidification | 0 | 0
CZ16 | cPVVG | Existing | Heat Recovery | 0 | 0
CZ16 | cPVVG | Existing | Water Systems | 0 | 269724.67
CZ16 | cPVVG | Existing | Refrigeration | 25504952.28 | 0
CZ16 | cPVVG | Existing | Generators | 0 | 0
CZ16 | cPVVG | Existing | Total End Uses | 29192971.17 | 269724.67
CZ01 | cPVVG | New Construction | Heating | 0 | 0
CZ01 | cPVVG | New Construction | Cooling | 0 | 0
CZ01 | cPVVG | New Construction | Interior Lighting | 1951474.32 | 0
CZ01 | cPVVG | New Construction | Exterior Lighting | 0 | 0
CZ01 | cPVVG | New Construction | Interior Equipment | 766650.63 | 0
CZ01 | cPVVG | New Construction | Exterior Equipment | 0 | 0
CZ01 | cPVVG | New Construction | Fans | 3758.38 | 0
CZ01 | cPVVG | New Construction | Pumps | 0 | 0
CZ01 | cPVVG | New Construction | Heat Rejection | 0 | 0
CZ01 | cPVVG | New Construction | Humidification | 0 | 0
CZ01 | cPVVG | New Construction | Heat Recovery | 0 | 0
CZ01 | cPVVG | New Construction | Water Systems | 0 | 297797.71
CZ01 | cPVVG | New Construction | Refrigeration | 15475416.94 | 0
CZ01 | cPVVG | New Construction | Generators | 0 | 0
CZ01 | cPVVG | New Construction | Total End Uses | 18197300.26 | 297797.71
CZ02 | cPVVG | New Construction | Heating | 0 | 0
CZ02 | cPVVG | New Construction | Cooling | 0 | 0
CZ02 | cPVVG | New Construction | Interior Lighting | 1951474.32 | 0
CZ02 | cPVVG | New Construction | Exterior Lighting | 0 | 0
CZ02 | cPVVG | New Construction | Interior Equipment | 766650.63 | 0
CZ02 | cPVVG | New Construction | Exterior Equipment | 0 | 0
CZ02 | cPVVG | New Construction | Fans | 3758.38 | 0
CZ02 | cPVVG | New Construction | Pumps | 0 | 0
CZ02 | cPVVG | New Construction | Heat Rejection | 0 | 0
CZ02 | cPVVG | New Construction | Humidification | 0 | 0
CZ02 | cPVVG | New Construction | Heat Recovery | 0 | 0
CZ02 | cPVVG | New Construction | Water Systems | 0 | 273947.96
CZ02 | cPVVG | New Construction | Refrigeration | 29914713.21 | 0
CZ02 | cPVVG | New Construction | Generators | 0 | 0
CZ02 | cPVVG | New Construction | Total End Uses | 32636596.53 | 273947.96
CZ03 | cPVVG | New Construction | Heating | 0 | 0
CZ03 | cPVVG | New Construction | Cooling | 0 | 0
CZ03 | cPVVG | New Construction | Interior Lighting | 1951474.32 | 0
CZ03 | cPVVG | New Construction | Exterior Lighting | 0 | 0
CZ03 | cPVVG | New Construction | Interior Equipment | 766650.63 | 0
CZ03 | cPVVG | New Construction | Exterior Equipment | 0 | 0
CZ03 | cPVVG | New Construction | Fans | 3758.38 | 0
CZ03 | cPVVG | New Construction | Pumps | 0 | 0
CZ03 | cPVVG | New Construction | Heat Rejection | 0 | 0
CZ03 | cPVVG | New Construction | Humidification | 0 | 0
CZ03 | cPVVG | New Construction | Heat Recovery | 0 | 0
CZ03 | cPVVG | New Construction | Water Systems | 0 | 272978.11
CZ03 | cPVVG | New Construction | Refrigeration | 30334269.34 | 0
CZ03 | cPVVG | New Construction | Generators | 0 | 0
CZ03 | cPVVG | New Construction | Total End Uses | 33056152.66 | 272978.11
CZ04 | cPVVG | New Construction | Heating | 0 | 0
CZ04 | cPVVG | New Construction | Cooling | 0 | 0
CZ04 | cPVVG | New Construction | Interior Lighting | 1951474.32 | 0
CZ04 | cPVVG | New Construction | Exterior Lighting | 0 | 0
CZ04 | cPVVG | New Construction | Interior Equipment | 766650.63 | 0
CZ04 | cPVVG | New Construction | Exterior Equipment | 0 | 0
CZ04 | cPVVG | New Construction | Fans | 3758.38 | 0
CZ04 | cPVVG | New Construction | Pumps | 0 | 0
CZ04 | cPVVG | New Construction | Heat Rejection | 0 | 0
CZ04 | cPVVG | New Construction | Humidification | 0 | 0
CZ04 | cPVVG | New Construction | Heat Recovery | 0 | 0
CZ04 | cPVVG | New Construction | Water Systems | 0 | 263574.39
CZ04 | cPVVG | New Construction | Refrigeration | 31787433.09 | 0
CZ04 | cPVVG | New Construction | Generators | 0 | 0
CZ04 | cPVVG | New Construction | Total End Uses | 34509316.41 | 263574.39
CZ05 | cPVVG | New Construction | Heating | 0 | 0
CZ05 | cPVVG | New Construction | Cooling | 0 | 0
CZ05 | cPVVG | New Construction | Interior Lighting | 1951474.32 | 0
CZ05 | cPVVG | New Construction | Exterior Lighting | 0 | 0
CZ05 | cPVVG | New Construction | Interior Equipment | 766650.63 | 0
CZ05 | cPVVG | New Construction | Exterior Equipment | 0 | 0
CZ05 | cPVVG | New Construction | Fans | 3758.38 | 0
CZ05 | cPVVG | New Construction | Pumps | 0 | 0
CZ05 | cPVVG | New Construction | Heat Rejection | 0 | 0
CZ05 | cPVVG | New Construction | Humidification | 0 | 0
CZ05 | cPVVG | New Construction | Heat Recovery | 0 | 0
CZ05 | cPVVG | New Construction | Water Systems | 0 | 272867.93
CZ05 | cPVVG | New Construction | Refrigeration | 30285324.92 | 0
CZ05 | cPVVG | New Construction | Generators | 0 | 0
CZ05 | cPVVG | New Construction | Total End Uses | 33007208.24 | 272867.93
CZ06 | cPVVG | New Construction | Heating | 0 | 0
CZ06 | cPVVG | New Construction | Cooling | 0 | 0
CZ06 | cPVVG | New Construction | Interior Lighting | 1951474.32 | 0
CZ06 | cPVVG | New Construction | Exterior Lighting | 0 | 0
CZ06 | cPVVG | New Construction | Interior Equipment | 766650.63 | 0
CZ06 | cPVVG | New Construction | Exterior Equipment | 0 | 0
CZ06 | cPVVG | New Construction | Fans | 3758.38 | 0
CZ06 | cPVVG | New Construction | Pumps | 0 | 0
CZ06 | cPVVG | New Construction | Heat Rejection | 0 | 0
CZ06 | cPVVG | New Construction | Humidification | 0 | 0
CZ06 | cPVVG | New Construction | Heat Recovery | 0 | 0
CZ06 | cPVVG | New Construction | Water Systems | 0 | 251462.2
CZ06 | cPVVG | New Construction | Refrigeration | 37040388.67 | 0
CZ06 | cPVVG | New Construction | Generators | 0 | 0
CZ06 | cPVVG | New Construction | Total End Uses | 39762272 | 251462.2
CZ07 | cPVVG | New Construction | Heating | 0 | 0
CZ07 | cPVVG | New Construction | Cooling | 0 | 0
CZ07 | cPVVG | New Construction | Interior Lighting | 1951474.32 | 0
CZ07 | cPVVG | New Construction | Exterior Lighting | 0 | 0
CZ07 | cPVVG | New Construction | Interior Equipment | 766650.63 | 0
CZ07 | cPVVG | New Construction | Exterior Equipment | 0 | 0
CZ07 | cPVVG | New Construction | Fans | 3758.38 | 0
CZ07 | cPVVG | New Construction | Pumps | 0 | 0
CZ07 | cPVVG | New Construction | Heat Rejection | 0 | 0
CZ07 | cPVVG | New Construction | Humidification | 0 | 0
CZ07 | cPVVG | New Construction | Heat Recovery | 0 | 0
CZ07 | cPVVG | New Construction | Water Systems | 0 | 248369.06
CZ07 | cPVVG | New Construction | Refrigeration | 36835293.59 | 0
CZ07 | cPVVG | New Construction | Generators | 0 | 0
CZ07 | cPVVG | New Construction | Total End Uses | 39557176.91 | 248369.06
CZ08 | cPVVG | New Construction | Heating | 0 | 0
CZ08 | cPVVG | New Construction | Cooling | 0 | 0
CZ08 | cPVVG | New Construction | Interior Lighting | 1951474.32 | 0
CZ08 | cPVVG | New Construction | Exterior Lighting | 0 | 0
CZ08 | cPVVG | New Construction | Interior Equipment | 766650.63 | 0
CZ08 | cPVVG | New Construction | Exterior Equipment | 0 | 0
CZ08 | cPVVG | New Construction | Fans | 3758.38 | 0
CZ08 | cPVVG | New Construction | Pumps | 0 | 0
CZ08 | cPVVG | New Construction | Heat Rejection | 0 | 0
CZ08 | cPVVG | New Construction | Humidification | 0 | 0
CZ08 | cPVVG | New Construction | Heat Recovery | 0 | 0
CZ08 | cPVVG | New Construction | Water Systems | 0 | 247995.67
CZ08 | cPVVG | New Construction | Refrigeration | 36981435.42 | 0
CZ08 | cPVVG | New Construction | Generators | 0 | 0
CZ08 | cPVVG | New Construction | Total End Uses | 39703318.74 | 247995.67
CZ09 | cPVVG | New Construction | Heating | 0 | 0
CZ09 | cPVVG | New Construction | Cooling | 0 | 0
CZ09 | cPVVG | New Construction | Interior Lighting | 1951474.32 | 0
CZ09 | cPVVG | New Construction | Exterior Lighting | 0 | 0
CZ09 | cPVVG | New Construction | Interior Equipment | 766650.63 | 0
CZ09 | cPVVG | New Construction | Exterior Equipment | 0 | 0
CZ09 | cPVVG | New Construction | Fans | 3758.38 | 0
CZ09 | cPVVG | New Construction | Pumps | 0 | 0
CZ09 | cPVVG | New Construction | Heat Rejection | 0 | 0
CZ09 | cPVVG | New Construction | Humidification | 0 | 0
CZ09 | cPVVG | New Construction | Heat Recovery | 0 | 0
CZ09 | cPVVG | New Construction | Water Systems | 0 | 244543
CZ09 | cPVVG | New Construction | Refrigeration | 34555660.83 | 0
CZ09 | cPVVG | New Construction | Generators | 0 | 0
CZ09 | cPVVG | New Construction | Total End Uses | 37277544.15 | 244543
CZ10 | cPVVG | New Construction | Heating | 0 | 0
CZ10 | cPVVG | New Construction | Cooling | 0 | 0
CZ10 | cPVVG | New Construction | Interior Lighting | 1951474.32 | 0
CZ10 | cPVVG | New Construction | Exterior Lighting | 0 | 0
CZ10 | cPVVG | New Construction | Interior Equipment | 766650.63 | 0
CZ10 | cPVVG | New Construction | Exterior Equipment | 0 | 0
CZ10 | cPVVG | New Construction | Fans | 3758.38 | 0
CZ10 | cPVVG | New Construction | Pumps | 0 | 0
CZ10 | cPVVG | New Construction | Heat Rejection | 0 | 0
CZ10 | cPVVG | New Construction | Humidification | 0 | 0
CZ10 | cPVVG | New Construction | Heat Recovery | 0 | 0
CZ10 | cPVVG | New Construction | Water Systems | 0 | 242600.59
CZ10 | cPVVG | New Construction | Refrigeration | 34846182.06 | 0
CZ10 | cPVVG | New Construction | Generators | 0 | 0
CZ10 | cPVVG | New Construction | Total End Uses | 37568065.38 | 242600.59
CZ11 | cPVVG | New Construction | Heating | 0 | 0
CZ11 | cPVVG | New Construction | Cooling | 0 | 0
CZ11 | cPVVG | New Construction | Interior Lighting | 1951474.32 | 0
CZ11 | cPVVG | New Construction | Exterior Lighting | 0 | 0
CZ11 | cPVVG | New Construction | Interior Equipment | 766650.63 | 0
CZ11 | cPVVG | New Construction | Exterior Equipment | 0 | 0
CZ11 | cPVVG | New Construction | Fans | 3758.38 | 0
CZ11 | cPVVG | New Construction | Pumps | 0 | 0
CZ11 | cPVVG | New Construction | Heat Rejection | 0 | 0
CZ11 | cPVVG | New Construction | Humidification | 0 | 0
CZ11 | cPVVG | New Construction | Heat Recovery | 0 | 0
CZ11 | cPVVG | New Construction | Water Systems | 0 | 247861.66
CZ11 | cPVVG | New Construction | Refrigeration | 17666062.25 | 0
CZ11 | cPVVG | New Construction | Generators | 0 | 0
CZ11 | cPVVG | New Construction | Total End Uses | 20387945.57 | 247861.66
CZ12 | cPVVG | New Construction | Heating | 0 | 0
CZ12 | cPVVG | New Construction | Cooling | 0 | 0
CZ12 | cPVVG | New Construction | Interior Lighting | 1951474.32 | 0
CZ12 | cPVVG | New Construction | Exterior Lighting | 0 | 0
CZ12 | cPVVG | New Construction | Interior Equipment | 766650.63 | 0
CZ12 | cPVVG | New Construction | Exterior Equipment | 0 | 0
CZ12 | cPVVG | New Construction | Fans | 3758.38 | 0
CZ12 | cPVVG | New Construction | Pumps | 0 | 0
CZ12 | cPVVG | New Construction | Heat Rejection | 0 | 0
CZ12 | cPVVG | New Construction | Humidification | 0 | 0
CZ12 | cPVVG | New Construction | Heat Recovery | 0 | 0
CZ12 | cPVVG | New Construction | Water Systems | 0 | 254880.49
CZ12 | cPVVG | New Construction | Refrigeration | 19224702.94 | 0
CZ12 | cPVVG | New Construction | Generators | 0 | 0
CZ12 | cPVVG | New Construction | Total End Uses | 21946586.26 | 254880.49
CZ13 | cPVVG | New Construction | Heating | 0 | 0
CZ13 | cPVVG | New Construction | Cooling | 0 | 0
CZ13 | cPVVG | New Construction | Interior Lighting | 1951474.32 | 0
CZ13 | cPVVG | New Construction | Exterior Lighting | 0 | 0
CZ13 | cPVVG | New Construction | Interior Equipment | 766650.63 | 0
CZ13 | cPVVG | New Construction | Exterior Equipment | 0 | 0
CZ13 | cPVVG | New Construction | Fans | 3758.38 | 0
CZ13 | cPVVG | New Construction | Pumps | 0 | 0
CZ13 | cPVVG | New Construction | Heat Rejection | 0 | 0
CZ13 | cPVVG | New Construction | Humidification | 0 | 0
CZ13 | cPVVG | New Construction | Heat Recovery | 0 | 0
CZ13 | cPVVG | New Construction | Water Systems | 0 | 240736.46
CZ13 | cPVVG | New Construction | Refrigeration | 19572095.9 | 0
CZ13 | cPVVG | New Construction | Generators | 0 | 0
CZ13 | cPVVG | New Construction | Total End Uses | 22293979.22 | 240736.46
CZ14 | cPVVG | New Construction | Heating | 209.71 | 0
CZ14 | cPVVG | New Construction | Cooling | 0 | 0
CZ14 | cPVVG | New Construction | Interior Lighting | 1951474.32 | 0
CZ14 | cPVVG | New Construction | Exterior Lighting | 0 | 0
CZ14 | cPVVG | New Construction | Interior Equipment | 766650.63 | 0
CZ14 | cPVVG | New Construction | Exterior Equipment | 0 | 0
CZ14 | cPVVG | New Construction | Fans | 3758.38 | 0
CZ14 | cPVVG | New Construction | Pumps | 0 | 0
CZ14 | cPVVG | New Construction | Heat Rejection | 0 | 0
CZ14 | cPVVG | New Construction | Humidification | 0 | 0
CZ14 | cPVVG | New Construction | Heat Recovery | 0 | 0
CZ14 | cPVVG | New Construction | Water Systems | 0 | 228540.09
CZ14 | cPVVG | New Construction | Refrigeration | 19405244.52 | 0
CZ14 | cPVVG | New Construction | Generators | 0 | 0
CZ14 | cPVVG | New Construction | Total End Uses | 22127337.55 | 228540.09
CZ15 | cPVVG | New Construction | Heating | 0 | 0
CZ15 | cPVVG | New Construction | Cooling | 0 | 0
CZ15 | cPVVG | New Construction | Interior Lighting | 1951474.32 | 0
CZ15 | cPVVG | New Construction | Exterior Lighting | 0 | 0
CZ15 | cPVVG | New Construction | Interior Equipment | 766650.63 | 0
CZ15 | cPVVG | New Construction | Exterior Equipment | 0 | 0
CZ15 | cPVVG | New Construction | Fans | 3758.38 | 0
CZ15 | cPVVG | New Construction | Pumps | 0 | 0
CZ15 | cPVVG | New Construction | Heat Rejection | 0 | 0
CZ15 | cPVVG | New Construction | Humidification | 0 | 0
CZ15 | cPVVG | New Construction | Heat Recovery | 0 | 0
CZ15 | cPVVG | New Construction | Water Systems | 0 | 202971.05
CZ15 | cPVVG | New Construction | Refrigeration | 21034108.46 | 0
CZ15 | cPVVG | New Construction | Generators | 0 | 0
CZ15 | cPVVG | New Construction | Total End Uses | 23755991.78 | 202971.05
CZ16 | cPVVG | New Construction | Heating | 24125.35 | 0
CZ16 | cPVVG | New Construction | Cooling | 0 | 0
CZ16 | cPVVG | New Construction | Interior Lighting | 1951474.32 | 0
CZ16 | cPVVG | New Construction | Exterior Lighting | 0 | 0
CZ16 | cPVVG | New Construction | Interior Equipment | 766650.63 | 0
CZ16 | cPVVG | New Construction | Exterior Equipment | 0 | 0
CZ16 | cPVVG | New Construction | Fans | 3758.38 | 0
CZ16 | cPVVG | New Construction | Pumps | 0 | 0
CZ16 | cPVVG | New Construction | Heat Rejection | 0 | 0
CZ16 | cPVVG | New Construction | Humidification | 0 | 0
CZ16 | cPVVG | New Construction | Heat Recovery | 0 | 0
CZ16 | cPVVG | New Construction | Water Systems | 0 | 269434.02
CZ16 | cPVVG | New Construction | Refrigeration | 16325258.28 | 0
CZ16 | cPVVG | New Construction | Generators | 0 | 0
CZ16 | cPVVG | New Construction | Total End Uses | 19071266.95 | 269434.02

## Raw_endusebreakdownannual (hidden)
Vintage | Climate Zone | HVAC System | End Use | Electricity [kBtu] | Natural Gas [kBtu]
Existing | CZ01 | cAVVG | Heating | 0 | 0
Existing | CZ01 | cAVVG | Cooling | 0 | 0
Existing | CZ01 | cAVVG | Interior Lighting | 2902444.9 | 0
Existing | CZ01 | cAVVG | Exterior Lighting | 0 | 0
Existing | CZ01 | cAVVG | Interior Equipment | 766650.63 | 0
Existing | CZ01 | cAVVG | Exterior Equipment | 0 | 0
Existing | CZ01 | cAVVG | Fans | 3758.38 | 0
Existing | CZ01 | cAVVG | Pumps | 0 | 0
Existing | CZ01 | cAVVG | Heat Rejection | 0 | 0
Existing | CZ01 | cAVVG | Humidification | 0 | 0
Existing | CZ01 | cAVVG | Heat Recovery | 0 | 0
Existing | CZ01 | cAVVG | Water Systems | 0 | 298376.33
Existing | CZ01 | cAVVG | Refrigeration | 22286110.27 | 0
Existing | CZ01 | cAVVG | Generators | 0 | 0
Existing | CZ01 | cAVVG | Total End Uses | 25958964.17 | 298376.33
Existing | CZ02 | cAVVG | Heating | 0 | 0
Existing | CZ02 | cAVVG | Cooling | 0 | 0
Existing | CZ02 | cAVVG | Interior Lighting | 2902444.9 | 0
Existing | CZ02 | cAVVG | Exterior Lighting | 0 | 0
Existing | CZ02 | cAVVG | Interior Equipment | 766650.63 | 0
Existing | CZ02 | cAVVG | Exterior Equipment | 0 | 0
Existing | CZ02 | cAVVG | Fans | 3758.38 | 0
Existing | CZ02 | cAVVG | Pumps | 0 | 0
Existing | CZ02 | cAVVG | Heat Rejection | 0 | 0
Existing | CZ02 | cAVVG | Humidification | 0 | 0
Existing | CZ02 | cAVVG | Heat Recovery | 0 | 0
Existing | CZ02 | cAVVG | Water Systems | 0 | 274241.85
Existing | CZ02 | cAVVG | Refrigeration | 28567590.67 | 0
Existing | CZ02 | cAVVG | Generators | 0 | 0
Existing | CZ02 | cAVVG | Total End Uses | 32240444.56 | 274241.85
Existing | CZ03 | cAVVG | Heating | 0 | 0
Existing | CZ03 | cAVVG | Cooling | 0 | 0
Existing | CZ03 | cAVVG | Interior Lighting | 2902444.9 | 0
Existing | CZ03 | cAVVG | Exterior Lighting | 0 | 0
Existing | CZ03 | cAVVG | Interior Equipment | 766650.63 | 0
Existing | CZ03 | cAVVG | Exterior Equipment | 0 | 0
Existing | CZ03 | cAVVG | Fans | 3758.38 | 0
Existing | CZ03 | cAVVG | Pumps | 0 | 0
Existing | CZ03 | cAVVG | Heat Rejection | 0 | 0
Existing | CZ03 | cAVVG | Humidification | 0 | 0
Existing | CZ03 | cAVVG | Heat Recovery | 0 | 0
Existing | CZ03 | cAVVG | Water Systems | 0 | 273194.92
Existing | CZ03 | cAVVG | Refrigeration | 28675892.4 | 0
Existing | CZ03 | cAVVG | Generators | 0 | 0
Existing | CZ03 | cAVVG | Total End Uses | 32348746.3 | 273194.92
Existing | CZ04 | cAVVG | Heating | 0 | 0
Existing | CZ04 | cAVVG | Cooling | 0 | 0
Existing | CZ04 | cAVVG | Interior Lighting | 2902444.9 | 0
Existing | CZ04 | cAVVG | Exterior Lighting | 0 | 0
Existing | CZ04 | cAVVG | Interior Equipment | 766650.63 | 0
Existing | CZ04 | cAVVG | Exterior Equipment | 0 | 0
Existing | CZ04 | cAVVG | Fans | 3758.38 | 0
Existing | CZ04 | cAVVG | Pumps | 0 | 0
Existing | CZ04 | cAVVG | Heat Rejection | 0 | 0
Existing | CZ04 | cAVVG | Humidification | 0 | 0
Existing | CZ04 | cAVVG | Heat Recovery | 0 | 0
Existing | CZ04 | cAVVG | Water Systems | 0 | 263850.58
Existing | CZ04 | cAVVG | Refrigeration | 30576943.02 | 0
Existing | CZ04 | cAVVG | Generators | 0 | 0
Existing | CZ04 | cAVVG | Total End Uses | 34249796.92 | 263850.58
Existing | CZ05 | cAVVG | Heating | 0 | 0
Existing | CZ05 | cAVVG | Cooling | 0 | 0
Existing | CZ05 | cAVVG | Interior Lighting | 2902444.9 | 0
Existing | CZ05 | cAVVG | Exterior Lighting | 0 | 0
Existing | CZ05 | cAVVG | Interior Equipment | 766650.63 | 0
Existing | CZ05 | cAVVG | Exterior Equipment | 0 | 0
Existing | CZ05 | cAVVG | Fans | 3758.38 | 0
Existing | CZ05 | cAVVG | Pumps | 0 | 0
Existing | CZ05 | cAVVG | Heat Rejection | 0 | 0
Existing | CZ05 | cAVVG | Humidification | 0 | 0
Existing | CZ05 | cAVVG | Heat Recovery | 0 | 0
Existing | CZ05 | cAVVG | Water Systems | 0 | 273202.62
Existing | CZ05 | cAVVG | Refrigeration | 29100650 | 0
Existing | CZ05 | cAVVG | Generators | 0 | 0
Existing | CZ05 | cAVVG | Total End Uses | 32773503.9 | 273202.62
Existing | CZ06 | cAVVG | Heating | 0 | 0
Existing | CZ06 | cAVVG | Cooling | 0 | 0
Existing | CZ06 | cAVVG | Interior Lighting | 2902444.9 | 0
Existing | CZ06 | cAVVG | Exterior Lighting | 0 | 0
Existing | CZ06 | cAVVG | Interior Equipment | 766650.63 | 0
Existing | CZ06 | cAVVG | Exterior Equipment | 0 | 0
Existing | CZ06 | cAVVG | Fans | 3758.38 | 0
Existing | CZ06 | cAVVG | Pumps | 0 | 0
Existing | CZ06 | cAVVG | Heat Rejection | 0 | 0
Existing | CZ06 | cAVVG | Humidification | 0 | 0
Existing | CZ06 | cAVVG | Heat Recovery | 0 | 0
Existing | CZ06 | cAVVG | Water Systems | 0 | 251751.03
Existing | CZ06 | cAVVG | Refrigeration | 33619955.91 | 0
Existing | CZ06 | cAVVG | Generators | 0 | 0
Existing | CZ06 | cAVVG | Total End Uses | 37292809.81 | 251751.03
Existing | CZ07 | cAVVG | Heating | 0 | 0
Existing | CZ07 | cAVVG | Cooling | 0 | 0
Existing | CZ07 | cAVVG | Interior Lighting | 2902444.9 | 0
Existing | CZ07 | cAVVG | Exterior Lighting | 0 | 0
Existing | CZ07 | cAVVG | Interior Equipment | 766650.63 | 0
Existing | CZ07 | cAVVG | Exterior Equipment | 0 | 0
Existing | CZ07 | cAVVG | Fans | 3758.38 | 0
Existing | CZ07 | cAVVG | Pumps | 0 | 0
Existing | CZ07 | cAVVG | Heat Rejection | 0 | 0
Existing | CZ07 | cAVVG | Humidification | 0 | 0
Existing | CZ07 | cAVVG | Heat Recovery | 0 | 0
Existing | CZ07 | cAVVG | Water Systems | 0 | 248531.42
Existing | CZ07 | cAVVG | Refrigeration | 34699844.86 | 0
Existing | CZ07 | cAVVG | Generators | 0 | 0
Existing | CZ07 | cAVVG | Total End Uses | 38372698.76 | 248531.42
Existing | CZ08 | cAVVG | Heating | 0 | 0
Existing | CZ08 | cAVVG | Cooling | 0 | 0
Existing | CZ08 | cAVVG | Interior Lighting | 2902444.9 | 0
Existing | CZ08 | cAVVG | Exterior Lighting | 0 | 0
Existing | CZ08 | cAVVG | Interior Equipment | 766650.63 | 0
Existing | CZ08 | cAVVG | Exterior Equipment | 0 | 0
Existing | CZ08 | cAVVG | Fans | 3758.38 | 0
Existing | CZ08 | cAVVG | Pumps | 0 | 0
Existing | CZ08 | cAVVG | Heat Rejection | 0 | 0
Existing | CZ08 | cAVVG | Humidification | 0 | 0
Existing | CZ08 | cAVVG | Heat Recovery | 0 | 0
Existing | CZ08 | cAVVG | Water Systems | 0 | 248177.39
Existing | CZ08 | cAVVG | Refrigeration | 33637786.09 | 0
Existing | CZ08 | cAVVG | Generators | 0 | 0
Existing | CZ08 | cAVVG | Total End Uses | 37310639.98 | 248177.39
Existing | CZ09 | cAVVG | Heating | 0 | 0
Existing | CZ09 | cAVVG | Cooling | 0 | 0
Existing | CZ09 | cAVVG | Interior Lighting | 2902444.9 | 0
Existing | CZ09 | cAVVG | Exterior Lighting | 0 | 0
Existing | CZ09 | cAVVG | Interior Equipment | 766650.63 | 0
Existing | CZ09 | cAVVG | Exterior Equipment | 0 | 0
Existing | CZ09 | cAVVG | Fans | 3758.38 | 0
Existing | CZ09 | cAVVG | Pumps | 0 | 0
Existing | CZ09 | cAVVG | Heat Rejection | 0 | 0
Existing | CZ09 | cAVVG | Humidification | 0 | 0
Existing | CZ09 | cAVVG | Heat Recovery | 0 | 0
Existing | CZ09 | cAVVG | Water Systems | 0 | 244761.05
Existing | CZ09 | cAVVG | Refrigeration | 33623654.34 | 0
Existing | CZ09 | cAVVG | Generators | 0 | 0
Existing | CZ09 | cAVVG | Total End Uses | 37296508.24 | 244761.05
Existing | CZ10 | cAVVG | Heating | 0 | 0
Existing | CZ10 | cAVVG | Cooling | 0 | 0
Existing | CZ10 | cAVVG | Interior Lighting | 2902444.9 | 0
Existing | CZ10 | cAVVG | Exterior Lighting | 0 | 0
Existing | CZ10 | cAVVG | Interior Equipment | 766650.63 | 0
Existing | CZ10 | cAVVG | Exterior Equipment | 0 | 0
Existing | CZ10 | cAVVG | Fans | 3758.38 | 0
Existing | CZ10 | cAVVG | Pumps | 0 | 0
Existing | CZ10 | cAVVG | Heat Rejection | 0 | 0
Existing | CZ10 | cAVVG | Humidification | 0 | 0
Existing | CZ10 | cAVVG | Heat Recovery | 0 | 0
Existing | CZ10 | cAVVG | Water Systems | 0 | 242806.8
Existing | CZ10 | cAVVG | Refrigeration | 35776266.82 | 0
Existing | CZ10 | cAVVG | Generators | 0 | 0
Existing | CZ10 | cAVVG | Total End Uses | 39449120.72 | 242806.8
Existing | CZ11 | cAVVG | Heating | 0 | 0
Existing | CZ11 | cAVVG | Cooling | 0 | 0
Existing | CZ11 | cAVVG | Interior Lighting | 2902444.9 | 0
Existing | CZ11 | cAVVG | Exterior Lighting | 0 | 0
Existing | CZ11 | cAVVG | Interior Equipment | 766650.63 | 0
Existing | CZ11 | cAVVG | Exterior Equipment | 0 | 0
Existing | CZ11 | cAVVG | Fans | 3758.38 | 0
Existing | CZ11 | cAVVG | Pumps | 0 | 0
Existing | CZ11 | cAVVG | Heat Rejection | 0 | 0
Existing | CZ11 | cAVVG | Humidification | 0 | 0
Existing | CZ11 | cAVVG | Heat Recovery | 0 | 0
Existing | CZ11 | cAVVG | Water Systems | 0 | 248147.76
Existing | CZ11 | cAVVG | Refrigeration | 30059982.41 | 0
Existing | CZ11 | cAVVG | Generators | 0 | 0
Existing | CZ11 | cAVVG | Total End Uses | 33732836.31 | 248147.76
Existing | CZ12 | cAVVG | Heating | 0 | 0
Existing | CZ12 | cAVVG | Cooling | 0 | 0
Existing | CZ12 | cAVVG | Interior Lighting | 2902444.9 | 0
Existing | CZ12 | cAVVG | Exterior Lighting | 0 | 0
Existing | CZ12 | cAVVG | Interior Equipment | 766650.63 | 0
Existing | CZ12 | cAVVG | Exterior Equipment | 0 | 0
Existing | CZ12 | cAVVG | Fans | 3758.38 | 0
Existing | CZ12 | cAVVG | Pumps | 0 | 0
Existing | CZ12 | cAVVG | Heat Rejection | 0 | 0
Existing | CZ12 | cAVVG | Humidification | 0 | 0
Existing | CZ12 | cAVVG | Heat Recovery | 0 | 0
Existing | CZ12 | cAVVG | Water Systems | 0 | 255145.01
Existing | CZ12 | cAVVG | Refrigeration | 29985526.44 | 0
Existing | CZ12 | cAVVG | Generators | 0 | 0
Existing | CZ12 | cAVVG | Total End Uses | 33658380.34 | 255145.01
Existing | CZ13 | cAVVG | Heating | 0 | 0
Existing | CZ13 | cAVVG | Cooling | 0 | 0
Existing | CZ13 | cAVVG | Interior Lighting | 2902444.9 | 0
Existing | CZ13 | cAVVG | Exterior Lighting | 0 | 0
Existing | CZ13 | cAVVG | Interior Equipment | 766650.63 | 0
Existing | CZ13 | cAVVG | Exterior Equipment | 0 | 0
Existing | CZ13 | cAVVG | Fans | 3758.38 | 0
Existing | CZ13 | cAVVG | Pumps | 0 | 0
Existing | CZ13 | cAVVG | Heat Rejection | 0 | 0
Existing | CZ13 | cAVVG | Humidification | 0 | 0
Existing | CZ13 | cAVVG | Heat Recovery | 0 | 0
Existing | CZ13 | cAVVG | Water Systems | 0 | 240962.55
Existing | CZ13 | cAVVG | Refrigeration | 32028721.51 | 0
Existing | CZ13 | cAVVG | Generators | 0 | 0
Existing | CZ13 | cAVVG | Total End Uses | 35701575.41 | 240962.55
Existing | CZ14 | cAVVG | Heating | 0 | 0
Existing | CZ14 | cAVVG | Cooling | 0 | 0
Existing | CZ14 | cAVVG | Interior Lighting | 2902444.9 | 0
Existing | CZ14 | cAVVG | Exterior Lighting | 0 | 0
Existing | CZ14 | cAVVG | Interior Equipment | 766650.63 | 0
Existing | CZ14 | cAVVG | Exterior Equipment | 0 | 0
Existing | CZ14 | cAVVG | Fans | 3758.38 | 0
Existing | CZ14 | cAVVG | Pumps | 0 | 0
Existing | CZ14 | cAVVG | Heat Rejection | 0 | 0
Existing | CZ14 | cAVVG | Humidification | 0 | 0
Existing | CZ14 | cAVVG | Heat Recovery | 0 | 0
Existing | CZ14 | cAVVG | Water Systems | 0 | 228772.96
Existing | CZ14 | cAVVG | Refrigeration | 30818577.53 | 0
Existing | CZ14 | cAVVG | Generators | 0 | 0
Existing | CZ14 | cAVVG | Total End Uses | 34491431.42 | 228772.96
Existing | CZ15 | cAVVG | Heating | 0 | 0
Existing | CZ15 | cAVVG | Cooling | 0 | 0
Existing | CZ15 | cAVVG | Interior Lighting | 2902444.9 | 0
Existing | CZ15 | cAVVG | Exterior Lighting | 0 | 0
Existing | CZ15 | cAVVG | Interior Equipment | 766650.63 | 0
Existing | CZ15 | cAVVG | Exterior Equipment | 0 | 0
Existing | CZ15 | cAVVG | Fans | 3758.38 | 0
Existing | CZ15 | cAVVG | Pumps | 0 | 0
Existing | CZ15 | cAVVG | Heat Rejection | 0 | 0
Existing | CZ15 | cAVVG | Humidification | 0 | 0
Existing | CZ15 | cAVVG | Heat Recovery | 0 | 0
Existing | CZ15 | cAVVG | Water Systems | 0 | 203207.01
Existing | CZ15 | cAVVG | Refrigeration | 33270935.71 | 0
Existing | CZ15 | cAVVG | Generators | 0 | 0
Existing | CZ15 | cAVVG | Total End Uses | 36943789.61 | 203207.01
Existing | CZ16 | cAVVG | Heating | 15164.99 | 0
Existing | CZ16 | cAVVG | Cooling | 0 | 0
Existing | CZ16 | cAVVG | Interior Lighting | 2902444.9 | 0
Existing | CZ16 | cAVVG | Exterior Lighting | 0 | 0
Existing | CZ16 | cAVVG | Interior Equipment | 766650.63 | 0
Existing | CZ16 | cAVVG | Exterior Equipment | 0 | 0
Existing | CZ16 | cAVVG | Fans | 3758.38 | 0
Existing | CZ16 | cAVVG | Pumps | 0 | 0
Existing | CZ16 | cAVVG | Heat Rejection | 0 | 0
Existing | CZ16 | cAVVG | Humidification | 0 | 0
Existing | CZ16 | cAVVG | Heat Recovery | 0 | 0
Existing | CZ16 | cAVVG | Water Systems | 0 | 269724.67
Existing | CZ16 | cAVVG | Refrigeration | 25504952.28 | 0
Existing | CZ16 | cAVVG | Generators | 0 | 0
Existing | CZ16 | cAVVG | Total End Uses | 29192971.17 | 269724.67
New Construction | CZ01 | cAVVG | Heating | 0 | 0
New Construction | CZ01 | cAVVG | Cooling | 0 | 0
New Construction | CZ01 | cAVVG | Interior Lighting | 1951474.32 | 0
New Construction | CZ01 | cAVVG | Exterior Lighting | 0 | 0
New Construction | CZ01 | cAVVG | Interior Equipment | 766650.63 | 0
New Construction | CZ01 | cAVVG | Exterior Equipment | 0 | 0
New Construction | CZ01 | cAVVG | Fans | 3758.38 | 0
New Construction | CZ01 | cAVVG | Pumps | 0 | 0
New Construction | CZ01 | cAVVG | Heat Rejection | 0 | 0
New Construction | CZ01 | cAVVG | Humidification | 0 | 0
New Construction | CZ01 | cAVVG | Heat Recovery | 0 | 0
New Construction | CZ01 | cAVVG | Water Systems | 0 | 297797.71
New Construction | CZ01 | cAVVG | Refrigeration | 15475416.94 | 0
New Construction | CZ01 | cAVVG | Generators | 0 | 0
New Construction | CZ01 | cAVVG | Total End Uses | 18197300.26 | 297797.71
New Construction | CZ02 | cAVVG | Heating | 0 | 0
New Construction | CZ02 | cAVVG | Cooling | 0 | 0
New Construction | CZ02 | cAVVG | Interior Lighting | 1951474.32 | 0
New Construction | CZ02 | cAVVG | Exterior Lighting | 0 | 0
New Construction | CZ02 | cAVVG | Interior Equipment | 766650.63 | 0
New Construction | CZ02 | cAVVG | Exterior Equipment | 0 | 0
New Construction | CZ02 | cAVVG | Fans | 3758.38 | 0
New Construction | CZ02 | cAVVG | Pumps | 0 | 0
New Construction | CZ02 | cAVVG | Heat Rejection | 0 | 0
New Construction | CZ02 | cAVVG | Humidification | 0 | 0
New Construction | CZ02 | cAVVG | Heat Recovery | 0 | 0
New Construction | CZ02 | cAVVG | Water Systems | 0 | 273947.96
New Construction | CZ02 | cAVVG | Refrigeration | 29914713.21 | 0
New Construction | CZ02 | cAVVG | Generators | 0 | 0
New Construction | CZ02 | cAVVG | Total End Uses | 32636596.53 | 273947.96
New Construction | CZ03 | cAVVG | Heating | 0 | 0
New Construction | CZ03 | cAVVG | Cooling | 0 | 0
New Construction | CZ03 | cAVVG | Interior Lighting | 1951474.32 | 0
New Construction | CZ03 | cAVVG | Exterior Lighting | 0 | 0
New Construction | CZ03 | cAVVG | Interior Equipment | 766650.63 | 0
New Construction | CZ03 | cAVVG | Exterior Equipment | 0 | 0
New Construction | CZ03 | cAVVG | Fans | 3758.38 | 0
New Construction | CZ03 | cAVVG | Pumps | 0 | 0
New Construction | CZ03 | cAVVG | Heat Rejection | 0 | 0
New Construction | CZ03 | cAVVG | Humidification | 0 | 0
New Construction | CZ03 | cAVVG | Heat Recovery | 0 | 0
New Construction | CZ03 | cAVVG | Water Systems | 0 | 272978.11
New Construction | CZ03 | cAVVG | Refrigeration | 30334269.34 | 0
New Construction | CZ03 | cAVVG | Generators | 0 | 0
New Construction | CZ03 | cAVVG | Total End Uses | 33056152.66 | 272978.11
New Construction | CZ04 | cAVVG | Heating | 0 | 0
New Construction | CZ04 | cAVVG | Cooling | 0 | 0
New Construction | CZ04 | cAVVG | Interior Lighting | 1951474.32 | 0
New Construction | CZ04 | cAVVG | Exterior Lighting | 0 | 0
New Construction | CZ04 | cAVVG | Interior Equipment | 766650.63 | 0
New Construction | CZ04 | cAVVG | Exterior Equipment | 0 | 0
New Construction | CZ04 | cAVVG | Fans | 3758.38 | 0
New Construction | CZ04 | cAVVG | Pumps | 0 | 0
New Construction | CZ04 | cAVVG | Heat Rejection | 0 | 0
New Construction | CZ04 | cAVVG | Humidification | 0 | 0
New Construction | CZ04 | cAVVG | Heat Recovery | 0 | 0
New Construction | CZ04 | cAVVG | Water Systems | 0 | 263574.39
New Construction | CZ04 | cAVVG | Refrigeration | 31787433.09 | 0
New Construction | CZ04 | cAVVG | Generators | 0 | 0
New Construction | CZ04 | cAVVG | Total End Uses | 34509316.41 | 263574.39
New Construction | CZ05 | cAVVG | Heating | 0 | 0
New Construction | CZ05 | cAVVG | Cooling | 0 | 0
New Construction | CZ05 | cAVVG | Interior Lighting | 1951474.32 | 0
New Construction | CZ05 | cAVVG | Exterior Lighting | 0 | 0
New Construction | CZ05 | cAVVG | Interior Equipment | 766650.63 | 0
New Construction | CZ05 | cAVVG | Exterior Equipment | 0 | 0
New Construction | CZ05 | cAVVG | Fans | 3758.38 | 0
New Construction | CZ05 | cAVVG | Pumps | 0 | 0
New Construction | CZ05 | cAVVG | Heat Rejection | 0 | 0
New Construction | CZ05 | cAVVG | Humidification | 0 | 0
New Construction | CZ05 | cAVVG | Heat Recovery | 0 | 0
New Construction | CZ05 | cAVVG | Water Systems | 0 | 272867.93
New Construction | CZ05 | cAVVG | Refrigeration | 30285324.92 | 0
New Construction | CZ05 | cAVVG | Generators | 0 | 0
New Construction | CZ05 | cAVVG | Total End Uses | 33007208.24 | 272867.93
New Construction | CZ06 | cAVVG | Heating | 0 | 0
New Construction | CZ06 | cAVVG | Cooling | 0 | 0
New Construction | CZ06 | cAVVG | Interior Lighting | 1951474.32 | 0
New Construction | CZ06 | cAVVG | Exterior Lighting | 0 | 0
New Construction | CZ06 | cAVVG | Interior Equipment | 766650.63 | 0
New Construction | CZ06 | cAVVG | Exterior Equipment | 0 | 0
New Construction | CZ06 | cAVVG | Fans | 3758.38 | 0
New Construction | CZ06 | cAVVG | Pumps | 0 | 0
New Construction | CZ06 | cAVVG | Heat Rejection | 0 | 0
New Construction | CZ06 | cAVVG | Humidification | 0 | 0
New Construction | CZ06 | cAVVG | Heat Recovery | 0 | 0
New Construction | CZ06 | cAVVG | Water Systems | 0 | 251462.2
New Construction | CZ06 | cAVVG | Refrigeration | 37040388.67 | 0
New Construction | CZ06 | cAVVG | Generators | 0 | 0
New Construction | CZ06 | cAVVG | Total End Uses | 39762272 | 251462.2
New Construction | CZ07 | cAVVG | Heating | 0 | 0
New Construction | CZ07 | cAVVG | Cooling | 0 | 0
New Construction | CZ07 | cAVVG | Interior Lighting | 1951474.32 | 0
New Construction | CZ07 | cAVVG | Exterior Lighting | 0 | 0
New Construction | CZ07 | cAVVG | Interior Equipment | 766650.63 | 0
New Construction | CZ07 | cAVVG | Exterior Equipment | 0 | 0
New Construction | CZ07 | cAVVG | Fans | 3758.38 | 0
New Construction | CZ07 | cAVVG | Pumps | 0 | 0
New Construction | CZ07 | cAVVG | Heat Rejection | 0 | 0
New Construction | CZ07 | cAVVG | Humidification | 0 | 0
New Construction | CZ07 | cAVVG | Heat Recovery | 0 | 0
New Construction | CZ07 | cAVVG | Water Systems | 0 | 248369.06
New Construction | CZ07 | cAVVG | Refrigeration | 36835293.59 | 0
New Construction | CZ07 | cAVVG | Generators | 0 | 0
New Construction | CZ07 | cAVVG | Total End Uses | 39557176.91 | 248369.06
New Construction | CZ08 | cAVVG | Heating | 0 | 0
New Construction | CZ08 | cAVVG | Cooling | 0 | 0
New Construction | CZ08 | cAVVG | Interior Lighting | 1951474.32 | 0
New Construction | CZ08 | cAVVG | Exterior Lighting | 0 | 0
New Construction | CZ08 | cAVVG | Interior Equipment | 766650.63 | 0
New Construction | CZ08 | cAVVG | Exterior Equipment | 0 | 0
New Construction | CZ08 | cAVVG | Fans | 3758.38 | 0
New Construction | CZ08 | cAVVG | Pumps | 0 | 0
New Construction | CZ08 | cAVVG | Heat Rejection | 0 | 0
New Construction | CZ08 | cAVVG | Humidification | 0 | 0
New Construction | CZ08 | cAVVG | Heat Recovery | 0 | 0
New Construction | CZ08 | cAVVG | Water Systems | 0 | 247995.67
New Construction | CZ08 | cAVVG | Refrigeration | 36981435.42 | 0
New Construction | CZ08 | cAVVG | Generators | 0 | 0
New Construction | CZ08 | cAVVG | Total End Uses | 39703318.74 | 247995.67
New Construction | CZ09 | cAVVG | Heating | 0 | 0
New Construction | CZ09 | cAVVG | Cooling | 0 | 0
New Construction | CZ09 | cAVVG | Interior Lighting | 1951474.32 | 0
New Construction | CZ09 | cAVVG | Exterior Lighting | 0 | 0
New Construction | CZ09 | cAVVG | Interior Equipment | 766650.63 | 0
New Construction | CZ09 | cAVVG | Exterior Equipment | 0 | 0
New Construction | CZ09 | cAVVG | Fans | 3758.38 | 0
New Construction | CZ09 | cAVVG | Pumps | 0 | 0
New Construction | CZ09 | cAVVG | Heat Rejection | 0 | 0
New Construction | CZ09 | cAVVG | Humidification | 0 | 0
New Construction | CZ09 | cAVVG | Heat Recovery | 0 | 0
New Construction | CZ09 | cAVVG | Water Systems | 0 | 244543
New Construction | CZ09 | cAVVG | Refrigeration | 34555660.83 | 0
New Construction | CZ09 | cAVVG | Generators | 0 | 0
New Construction | CZ09 | cAVVG | Total End Uses | 37277544.15 | 244543
New Construction | CZ10 | cAVVG | Heating | 0 | 0
New Construction | CZ10 | cAVVG | Cooling | 0 | 0
New Construction | CZ10 | cAVVG | Interior Lighting | 1951474.32 | 0
New Construction | CZ10 | cAVVG | Exterior Lighting | 0 | 0
New Construction | CZ10 | cAVVG | Interior Equipment | 766650.63 | 0
New Construction | CZ10 | cAVVG | Exterior Equipment | 0 | 0
New Construction | CZ10 | cAVVG | Fans | 3758.38 | 0
New Construction | CZ10 | cAVVG | Pumps | 0 | 0
New Construction | CZ10 | cAVVG | Heat Rejection | 0 | 0
New Construction | CZ10 | cAVVG | Humidification | 0 | 0
New Construction | CZ10 | cAVVG | Heat Recovery | 0 | 0
New Construction | CZ10 | cAVVG | Water Systems | 0 | 242600.59
New Construction | CZ10 | cAVVG | Refrigeration | 34846182.06 | 0
New Construction | CZ10 | cAVVG | Generators | 0 | 0
New Construction | CZ10 | cAVVG | Total End Uses | 37568065.38 | 242600.59
New Construction | CZ11 | cAVVG | Heating | 0 | 0
New Construction | CZ11 | cAVVG | Cooling | 0 | 0
New Construction | CZ11 | cAVVG | Interior Lighting | 1951474.32 | 0
New Construction | CZ11 | cAVVG | Exterior Lighting | 0 | 0
New Construction | CZ11 | cAVVG | Interior Equipment | 766650.63 | 0
New Construction | CZ11 | cAVVG | Exterior Equipment | 0 | 0
New Construction | CZ11 | cAVVG | Fans | 3758.38 | 0
New Construction | CZ11 | cAVVG | Pumps | 0 | 0
New Construction | CZ11 | cAVVG | Heat Rejection | 0 | 0
New Construction | CZ11 | cAVVG | Humidification | 0 | 0
New Construction | CZ11 | cAVVG | Heat Recovery | 0 | 0
New Construction | CZ11 | cAVVG | Water Systems | 0 | 247861.66
New Construction | CZ11 | cAVVG | Refrigeration | 17666062.25 | 0
New Construction | CZ11 | cAVVG | Generators | 0 | 0
New Construction | CZ11 | cAVVG | Total End Uses | 20387945.57 | 247861.66
New Construction | CZ12 | cAVVG | Heating | 0 | 0
New Construction | CZ12 | cAVVG | Cooling | 0 | 0
New Construction | CZ12 | cAVVG | Interior Lighting | 1951474.32 | 0
New Construction | CZ12 | cAVVG | Exterior Lighting | 0 | 0
New Construction | CZ12 | cAVVG | Interior Equipment | 766650.63 | 0
New Construction | CZ12 | cAVVG | Exterior Equipment | 0 | 0
New Construction | CZ12 | cAVVG | Fans | 3758.38 | 0
New Construction | CZ12 | cAVVG | Pumps | 0 | 0
New Construction | CZ12 | cAVVG | Heat Rejection | 0 | 0
New Construction | CZ12 | cAVVG | Humidification | 0 | 0
New Construction | CZ12 | cAVVG | Heat Recovery | 0 | 0
New Construction | CZ12 | cAVVG | Water Systems | 0 | 254880.49
New Construction | CZ12 | cAVVG | Refrigeration | 19224702.94 | 0
New Construction | CZ12 | cAVVG | Generators | 0 | 0
New Construction | CZ12 | cAVVG | Total End Uses | 21946586.26 | 254880.49
New Construction | CZ13 | cAVVG | Heating | 0 | 0
New Construction | CZ13 | cAVVG | Cooling | 0 | 0
New Construction | CZ13 | cAVVG | Interior Lighting | 1951474.32 | 0
New Construction | CZ13 | cAVVG | Exterior Lighting | 0 | 0
New Construction | CZ13 | cAVVG | Interior Equipment | 766650.63 | 0
New Construction | CZ13 | cAVVG | Exterior Equipment | 0 | 0
New Construction | CZ13 | cAVVG | Fans | 3758.38 | 0
New Construction | CZ13 | cAVVG | Pumps | 0 | 0
New Construction | CZ13 | cAVVG | Heat Rejection | 0 | 0
New Construction | CZ13 | cAVVG | Humidification | 0 | 0
New Construction | CZ13 | cAVVG | Heat Recovery | 0 | 0
New Construction | CZ13 | cAVVG | Water Systems | 0 | 240736.46
New Construction | CZ13 | cAVVG | Refrigeration | 19572095.9 | 0
New Construction | CZ13 | cAVVG | Generators | 0 | 0
New Construction | CZ13 | cAVVG | Total End Uses | 22293979.22 | 240736.46
New Construction | CZ14 | cAVVG | Heating | 209.71 | 0
New Construction | CZ14 | cAVVG | Cooling | 0 | 0
New Construction | CZ14 | cAVVG | Interior Lighting | 1951474.32 | 0
New Construction | CZ14 | cAVVG | Exterior Lighting | 0 | 0
New Construction | CZ14 | cAVVG | Interior Equipment | 766650.63 | 0
New Construction | CZ14 | cAVVG | Exterior Equipment | 0 | 0
New Construction | CZ14 | cAVVG | Fans | 3758.38 | 0
New Construction | CZ14 | cAVVG | Pumps | 0 | 0
New Construction | CZ14 | cAVVG | Heat Rejection | 0 | 0
New Construction | CZ14 | cAVVG | Humidification | 0 | 0
New Construction | CZ14 | cAVVG | Heat Recovery | 0 | 0
New Construction | CZ14 | cAVVG | Water Systems | 0 | 228540.09
New Construction | CZ14 | cAVVG | Refrigeration | 19405244.52 | 0
New Construction | CZ14 | cAVVG | Generators | 0 | 0
New Construction | CZ14 | cAVVG | Total End Uses | 22127337.55 | 228540.09
New Construction | CZ15 | cAVVG | Heating | 0 | 0
New Construction | CZ15 | cAVVG | Cooling | 0 | 0
New Construction | CZ15 | cAVVG | Interior Lighting | 1951474.32 | 0
New Construction | CZ15 | cAVVG | Exterior Lighting | 0 | 0
New Construction | CZ15 | cAVVG | Interior Equipment | 766650.63 | 0
New Construction | CZ15 | cAVVG | Exterior Equipment | 0 | 0
New Construction | CZ15 | cAVVG | Fans | 3758.38 | 0
New Construction | CZ15 | cAVVG | Pumps | 0 | 0
New Construction | CZ15 | cAVVG | Heat Rejection | 0 | 0
New Construction | CZ15 | cAVVG | Humidification | 0 | 0
New Construction | CZ15 | cAVVG | Heat Recovery | 0 | 0
New Construction | CZ15 | cAVVG | Water Systems | 0 | 202971.05
New Construction | CZ15 | cAVVG | Refrigeration | 21034108.46 | 0
New Construction | CZ15 | cAVVG | Generators | 0 | 0
New Construction | CZ15 | cAVVG | Total End Uses | 23755991.78 | 202971.05
New Construction | CZ16 | cAVVG | Heating | 24125.35 | 0
New Construction | CZ16 | cAVVG | Cooling | 0 | 0
New Construction | CZ16 | cAVVG | Interior Lighting | 1951474.32 | 0
New Construction | CZ16 | cAVVG | Exterior Lighting | 0 | 0
New Construction | CZ16 | cAVVG | Interior Equipment | 766650.63 | 0
New Construction | CZ16 | cAVVG | Exterior Equipment | 0 | 0
New Construction | CZ16 | cAVVG | Fans | 3758.38 | 0
New Construction | CZ16 | cAVVG | Pumps | 0 | 0
New Construction | CZ16 | cAVVG | Heat Rejection | 0 | 0
New Construction | CZ16 | cAVVG | Humidification | 0 | 0
New Construction | CZ16 | cAVVG | Heat Recovery | 0 | 0
New Construction | CZ16 | cAVVG | Water Systems | 0 | 269434.02
New Construction | CZ16 | cAVVG | Refrigeration | 16325258.28 | 0
New Construction | CZ16 | cAVVG | Generators | 0 | 0
New Construction | CZ16 | cAVVG | Total End Uses | 19071266.95 | 269434.02
Existing | CZ01 | cDXGF | Heating | 0 | 0
Existing | CZ01 | cDXGF | Cooling | 0 | 0
Existing | CZ01 | cDXGF | Interior Lighting | 2902444.9 | 0
Existing | CZ01 | cDXGF | Exterior Lighting | 0 | 0
Existing | CZ01 | cDXGF | Interior Equipment | 766650.63 | 0
Existing | CZ01 | cDXGF | Exterior Equipment | 0 | 0
Existing | CZ01 | cDXGF | Fans | 3758.38 | 0
Existing | CZ01 | cDXGF | Pumps | 0 | 0
Existing | CZ01 | cDXGF | Heat Rejection | 0 | 0
Existing | CZ01 | cDXGF | Humidification | 0 | 0
Existing | CZ01 | cDXGF | Heat Recovery | 0 | 0
Existing | CZ01 | cDXGF | Water Systems | 0 | 298376.33
Existing | CZ01 | cDXGF | Refrigeration | 22286110.27 | 0
Existing | CZ01 | cDXGF | Generators | 0 | 0
Existing | CZ01 | cDXGF | Total End Uses | 25958964.17 | 298376.33
Existing | CZ02 | cDXGF | Heating | 0 | 0
Existing | CZ02 | cDXGF | Cooling | 0 | 0
Existing | CZ02 | cDXGF | Interior Lighting | 2902444.9 | 0
Existing | CZ02 | cDXGF | Exterior Lighting | 0 | 0
Existing | CZ02 | cDXGF | Interior Equipment | 766650.63 | 0
Existing | CZ02 | cDXGF | Exterior Equipment | 0 | 0
Existing | CZ02 | cDXGF | Fans | 3758.38 | 0
Existing | CZ02 | cDXGF | Pumps | 0 | 0
Existing | CZ02 | cDXGF | Heat Rejection | 0 | 0
Existing | CZ02 | cDXGF | Humidification | 0 | 0
Existing | CZ02 | cDXGF | Heat Recovery | 0 | 0
Existing | CZ02 | cDXGF | Water Systems | 0 | 274241.85
Existing | CZ02 | cDXGF | Refrigeration | 28567590.67 | 0
Existing | CZ02 | cDXGF | Generators | 0 | 0
Existing | CZ02 | cDXGF | Total End Uses | 32240444.56 | 274241.85
Existing | CZ03 | cDXGF | Heating | 0 | 0
Existing | CZ03 | cDXGF | Cooling | 0 | 0
Existing | CZ03 | cDXGF | Interior Lighting | 2902444.9 | 0
Existing | CZ03 | cDXGF | Exterior Lighting | 0 | 0
Existing | CZ03 | cDXGF | Interior Equipment | 766650.63 | 0
Existing | CZ03 | cDXGF | Exterior Equipment | 0 | 0
Existing | CZ03 | cDXGF | Fans | 3758.38 | 0
Existing | CZ03 | cDXGF | Pumps | 0 | 0
Existing | CZ03 | cDXGF | Heat Rejection | 0 | 0
Existing | CZ03 | cDXGF | Humidification | 0 | 0
Existing | CZ03 | cDXGF | Heat Recovery | 0 | 0
Existing | CZ03 | cDXGF | Water Systems | 0 | 273194.92
Existing | CZ03 | cDXGF | Refrigeration | 28675892.4 | 0
Existing | CZ03 | cDXGF | Generators | 0 | 0
Existing | CZ03 | cDXGF | Total End Uses | 32348746.3 | 273194.92
Existing | CZ04 | cDXGF | Heating | 0 | 0
Existing | CZ04 | cDXGF | Cooling | 0 | 0
Existing | CZ04 | cDXGF | Interior Lighting | 2902444.9 | 0
Existing | CZ04 | cDXGF | Exterior Lighting | 0 | 0
Existing | CZ04 | cDXGF | Interior Equipment | 766650.63 | 0
Existing | CZ04 | cDXGF | Exterior Equipment | 0 | 0
Existing | CZ04 | cDXGF | Fans | 3758.38 | 0
Existing | CZ04 | cDXGF | Pumps | 0 | 0
Existing | CZ04 | cDXGF | Heat Rejection | 0 | 0
Existing | CZ04 | cDXGF | Humidification | 0 | 0
Existing | CZ04 | cDXGF | Heat Recovery | 0 | 0
Existing | CZ04 | cDXGF | Water Systems | 0 | 263850.58
Existing | CZ04 | cDXGF | Refrigeration | 30576943.02 | 0
Existing | CZ04 | cDXGF | Generators | 0 | 0
Existing | CZ04 | cDXGF | Total End Uses | 34249796.92 | 263850.58
Existing | CZ05 | cDXGF | Heating | 0 | 0
Existing | CZ05 | cDXGF | Cooling | 0 | 0
Existing | CZ05 | cDXGF | Interior Lighting | 2902444.9 | 0
Existing | CZ05 | cDXGF | Exterior Lighting | 0 | 0
Existing | CZ05 | cDXGF | Interior Equipment | 766650.63 | 0
Existing | CZ05 | cDXGF | Exterior Equipment | 0 | 0
Existing | CZ05 | cDXGF | Fans | 3758.38 | 0
Existing | CZ05 | cDXGF | Pumps | 0 | 0
Existing | CZ05 | cDXGF | Heat Rejection | 0 | 0
Existing | CZ05 | cDXGF | Humidification | 0 | 0
Existing | CZ05 | cDXGF | Heat Recovery | 0 | 0
Existing | CZ05 | cDXGF | Water Systems | 0 | 273202.62
Existing | CZ05 | cDXGF | Refrigeration | 29100650 | 0
Existing | CZ05 | cDXGF | Generators | 0 | 0
Existing | CZ05 | cDXGF | Total End Uses | 32773503.9 | 273202.62
Existing | CZ06 | cDXGF | Heating | 0 | 0
Existing | CZ06 | cDXGF | Cooling | 0 | 0
Existing | CZ06 | cDXGF | Interior Lighting | 2902444.9 | 0
Existing | CZ06 | cDXGF | Exterior Lighting | 0 | 0
Existing | CZ06 | cDXGF | Interior Equipment | 766650.63 | 0
Existing | CZ06 | cDXGF | Exterior Equipment | 0 | 0
Existing | CZ06 | cDXGF | Fans | 3758.38 | 0
Existing | CZ06 | cDXGF | Pumps | 0 | 0
Existing | CZ06 | cDXGF | Heat Rejection | 0 | 0
Existing | CZ06 | cDXGF | Humidification | 0 | 0
Existing | CZ06 | cDXGF | Heat Recovery | 0 | 0
Existing | CZ06 | cDXGF | Water Systems | 0 | 251751.03
Existing | CZ06 | cDXGF | Refrigeration | 33619955.91 | 0
Existing | CZ06 | cDXGF | Generators | 0 | 0
Existing | CZ06 | cDXGF | Total End Uses | 37292809.81 | 251751.03
Existing | CZ07 | cDXGF | Heating | 0 | 0
Existing | CZ07 | cDXGF | Cooling | 0 | 0
Existing | CZ07 | cDXGF | Interior Lighting | 2902444.9 | 0
Existing | CZ07 | cDXGF | Exterior Lighting | 0 | 0
Existing | CZ07 | cDXGF | Interior Equipment | 766650.63 | 0
Existing | CZ07 | cDXGF | Exterior Equipment | 0 | 0
Existing | CZ07 | cDXGF | Fans | 3758.38 | 0
Existing | CZ07 | cDXGF | Pumps | 0 | 0
Existing | CZ07 | cDXGF | Heat Rejection | 0 | 0
Existing | CZ07 | cDXGF | Humidification | 0 | 0
Existing | CZ07 | cDXGF | Heat Recovery | 0 | 0
Existing | CZ07 | cDXGF | Water Systems | 0 | 248531.42
Existing | CZ07 | cDXGF | Refrigeration | 34699844.86 | 0
Existing | CZ07 | cDXGF | Generators | 0 | 0
Existing | CZ07 | cDXGF | Total End Uses | 38372698.76 | 248531.42
Existing | CZ08 | cDXGF | Heating | 0 | 0
Existing | CZ08 | cDXGF | Cooling | 0 | 0
Existing | CZ08 | cDXGF | Interior Lighting | 2902444.9 | 0
Existing | CZ08 | cDXGF | Exterior Lighting | 0 | 0
Existing | CZ08 | cDXGF | Interior Equipment | 766650.63 | 0
Existing | CZ08 | cDXGF | Exterior Equipment | 0 | 0
Existing | CZ08 | cDXGF | Fans | 3758.38 | 0
Existing | CZ08 | cDXGF | Pumps | 0 | 0
Existing | CZ08 | cDXGF | Heat Rejection | 0 | 0
Existing | CZ08 | cDXGF | Humidification | 0 | 0
Existing | CZ08 | cDXGF | Heat Recovery | 0 | 0
Existing | CZ08 | cDXGF | Water Systems | 0 | 248177.39
Existing | CZ08 | cDXGF | Refrigeration | 33637786.09 | 0
Existing | CZ08 | cDXGF | Generators | 0 | 0
Existing | CZ08 | cDXGF | Total End Uses | 37310639.98 | 248177.39
Existing | CZ09 | cDXGF | Heating | 0 | 0
Existing | CZ09 | cDXGF | Cooling | 0 | 0
Existing | CZ09 | cDXGF | Interior Lighting | 2902444.9 | 0
Existing | CZ09 | cDXGF | Exterior Lighting | 0 | 0
Existing | CZ09 | cDXGF | Interior Equipment | 766650.63 | 0
Existing | CZ09 | cDXGF | Exterior Equipment | 0 | 0
Existing | CZ09 | cDXGF | Fans | 3758.38 | 0
Existing | CZ09 | cDXGF | Pumps | 0 | 0
Existing | CZ09 | cDXGF | Heat Rejection | 0 | 0
Existing | CZ09 | cDXGF | Humidification | 0 | 0
Existing | CZ09 | cDXGF | Heat Recovery | 0 | 0
Existing | CZ09 | cDXGF | Water Systems | 0 | 244761.05
Existing | CZ09 | cDXGF | Refrigeration | 33623654.34 | 0
Existing | CZ09 | cDXGF | Generators | 0 | 0
Existing | CZ09 | cDXGF | Total End Uses | 37296508.24 | 244761.05
Existing | CZ10 | cDXGF | Heating | 0 | 0
Existing | CZ10 | cDXGF | Cooling | 0 | 0
Existing | CZ10 | cDXGF | Interior Lighting | 2902444.9 | 0
Existing | CZ10 | cDXGF | Exterior Lighting | 0 | 0
Existing | CZ10 | cDXGF | Interior Equipment | 766650.63 | 0
Existing | CZ10 | cDXGF | Exterior Equipment | 0 | 0
Existing | CZ10 | cDXGF | Fans | 3758.38 | 0
Existing | CZ10 | cDXGF | Pumps | 0 | 0
Existing | CZ10 | cDXGF | Heat Rejection | 0 | 0
Existing | CZ10 | cDXGF | Humidification | 0 | 0
Existing | CZ10 | cDXGF | Heat Recovery | 0 | 0
Existing | CZ10 | cDXGF | Water Systems | 0 | 242806.8
Existing | CZ10 | cDXGF | Refrigeration | 35776266.82 | 0
Existing | CZ10 | cDXGF | Generators | 0 | 0
Existing | CZ10 | cDXGF | Total End Uses | 39449120.72 | 242806.8
Existing | CZ11 | cDXGF | Heating | 0 | 0
Existing | CZ11 | cDXGF | Cooling | 0 | 0
Existing | CZ11 | cDXGF | Interior Lighting | 2902444.9 | 0
Existing | CZ11 | cDXGF | Exterior Lighting | 0 | 0
Existing | CZ11 | cDXGF | Interior Equipment | 766650.63 | 0
Existing | CZ11 | cDXGF | Exterior Equipment | 0 | 0
Existing | CZ11 | cDXGF | Fans | 3758.38 | 0
Existing | CZ11 | cDXGF | Pumps | 0 | 0
Existing | CZ11 | cDXGF | Heat Rejection | 0 | 0
Existing | CZ11 | cDXGF | Humidification | 0 | 0
Existing | CZ11 | cDXGF | Heat Recovery | 0 | 0
Existing | CZ11 | cDXGF | Water Systems | 0 | 248147.76
Existing | CZ11 | cDXGF | Refrigeration | 30059982.41 | 0
Existing | CZ11 | cDXGF | Generators | 0 | 0
Existing | CZ11 | cDXGF | Total End Uses | 33732836.31 | 248147.76
Existing | CZ12 | cDXGF | Heating | 0 | 0
Existing | CZ12 | cDXGF | Cooling | 0 | 0
Existing | CZ12 | cDXGF | Interior Lighting | 2902444.9 | 0
Existing | CZ12 | cDXGF | Exterior Lighting | 0 | 0
Existing | CZ12 | cDXGF | Interior Equipment | 766650.63 | 0
Existing | CZ12 | cDXGF | Exterior Equipment | 0 | 0
Existing | CZ12 | cDXGF | Fans | 3758.38 | 0
Existing | CZ12 | cDXGF | Pumps | 0 | 0
Existing | CZ12 | cDXGF | Heat Rejection | 0 | 0
Existing | CZ12 | cDXGF | Humidification | 0 | 0
Existing | CZ12 | cDXGF | Heat Recovery | 0 | 0
Existing | CZ12 | cDXGF | Water Systems | 0 | 255145.01
Existing | CZ12 | cDXGF | Refrigeration | 29985526.44 | 0
Existing | CZ12 | cDXGF | Generators | 0 | 0
Existing | CZ12 | cDXGF | Total End Uses | 33658380.34 | 255145.01
Existing | CZ13 | cDXGF | Heating | 0 | 0
Existing | CZ13 | cDXGF | Cooling | 0 | 0
Existing | CZ13 | cDXGF | Interior Lighting | 2902444.9 | 0
Existing | CZ13 | cDXGF | Exterior Lighting | 0 | 0
Existing | CZ13 | cDXGF | Interior Equipment | 766650.63 | 0
Existing | CZ13 | cDXGF | Exterior Equipment | 0 | 0
Existing | CZ13 | cDXGF | Fans | 3758.38 | 0
Existing | CZ13 | cDXGF | Pumps | 0 | 0
Existing | CZ13 | cDXGF | Heat Rejection | 0 | 0
Existing | CZ13 | cDXGF | Humidification | 0 | 0
Existing | CZ13 | cDXGF | Heat Recovery | 0 | 0
Existing | CZ13 | cDXGF | Water Systems | 0 | 240962.55
Existing | CZ13 | cDXGF | Refrigeration | 32028721.51 | 0
Existing | CZ13 | cDXGF | Generators | 0 | 0
Existing | CZ13 | cDXGF | Total End Uses | 35701575.41 | 240962.55
Existing | CZ14 | cDXGF | Heating | 0 | 0
Existing | CZ14 | cDXGF | Cooling | 0 | 0
Existing | CZ14 | cDXGF | Interior Lighting | 2902444.9 | 0
Existing | CZ14 | cDXGF | Exterior Lighting | 0 | 0
Existing | CZ14 | cDXGF | Interior Equipment | 766650.63 | 0
Existing | CZ14 | cDXGF | Exterior Equipment | 0 | 0
Existing | CZ14 | cDXGF | Fans | 3758.38 | 0
Existing | CZ14 | cDXGF | Pumps | 0 | 0
Existing | CZ14 | cDXGF | Heat Rejection | 0 | 0
Existing | CZ14 | cDXGF | Humidification | 0 | 0
Existing | CZ14 | cDXGF | Heat Recovery | 0 | 0
Existing | CZ14 | cDXGF | Water Systems | 0 | 228772.96
Existing | CZ14 | cDXGF | Refrigeration | 30818577.53 | 0
Existing | CZ14 | cDXGF | Generators | 0 | 0
Existing | CZ14 | cDXGF | Total End Uses | 34491431.42 | 228772.96
Existing | CZ15 | cDXGF | Heating | 0 | 0
Existing | CZ15 | cDXGF | Cooling | 0 | 0
Existing | CZ15 | cDXGF | Interior Lighting | 2902444.9 | 0
Existing | CZ15 | cDXGF | Exterior Lighting | 0 | 0
Existing | CZ15 | cDXGF | Interior Equipment | 766650.63 | 0
Existing | CZ15 | cDXGF | Exterior Equipment | 0 | 0
Existing | CZ15 | cDXGF | Fans | 3758.38 | 0
Existing | CZ15 | cDXGF | Pumps | 0 | 0
Existing | CZ15 | cDXGF | Heat Rejection | 0 | 0
Existing | CZ15 | cDXGF | Humidification | 0 | 0
Existing | CZ15 | cDXGF | Heat Recovery | 0 | 0
Existing | CZ15 | cDXGF | Water Systems | 0 | 203207.01
Existing | CZ15 | cDXGF | Refrigeration | 33270935.71 | 0
Existing | CZ15 | cDXGF | Generators | 0 | 0
Existing | CZ15 | cDXGF | Total End Uses | 36943789.61 | 203207.01
Existing | CZ16 | cDXGF | Heating | 15164.99 | 0
Existing | CZ16 | cDXGF | Cooling | 0 | 0
Existing | CZ16 | cDXGF | Interior Lighting | 2902444.9 | 0
Existing | CZ16 | cDXGF | Exterior Lighting | 0 | 0
Existing | CZ16 | cDXGF | Interior Equipment | 766650.63 | 0
Existing | CZ16 | cDXGF | Exterior Equipment | 0 | 0
Existing | CZ16 | cDXGF | Fans | 3758.38 | 0
Existing | CZ16 | cDXGF | Pumps | 0 | 0
Existing | CZ16 | cDXGF | Heat Rejection | 0 | 0
Existing | CZ16 | cDXGF | Humidification | 0 | 0
Existing | CZ16 | cDXGF | Heat Recovery | 0 | 0
Existing | CZ16 | cDXGF | Water Systems | 0 | 269724.67
Existing | CZ16 | cDXGF | Refrigeration | 25504952.28 | 0
Existing | CZ16 | cDXGF | Generators | 0 | 0
Existing | CZ16 | cDXGF | Total End Uses | 29192971.17 | 269724.67
New Construction | CZ01 | cDXGF | Heating | 0 | 0
New Construction | CZ01 | cDXGF | Cooling | 0 | 0
New Construction | CZ01 | cDXGF | Interior Lighting | 1951474.32 | 0
New Construction | CZ01 | cDXGF | Exterior Lighting | 0 | 0
New Construction | CZ01 | cDXGF | Interior Equipment | 766650.63 | 0
New Construction | CZ01 | cDXGF | Exterior Equipment | 0 | 0
New Construction | CZ01 | cDXGF | Fans | 3758.38 | 0
New Construction | CZ01 | cDXGF | Pumps | 0 | 0
New Construction | CZ01 | cDXGF | Heat Rejection | 0 | 0
New Construction | CZ01 | cDXGF | Humidification | 0 | 0
New Construction | CZ01 | cDXGF | Heat Recovery | 0 | 0
New Construction | CZ01 | cDXGF | Water Systems | 0 | 297797.71
New Construction | CZ01 | cDXGF | Refrigeration | 15475416.94 | 0
New Construction | CZ01 | cDXGF | Generators | 0 | 0
New Construction | CZ01 | cDXGF | Total End Uses | 18197300.26 | 297797.71
New Construction | CZ02 | cDXGF | Heating | 0 | 0
New Construction | CZ02 | cDXGF | Cooling | 0 | 0
New Construction | CZ02 | cDXGF | Interior Lighting | 1951474.32 | 0
New Construction | CZ02 | cDXGF | Exterior Lighting | 0 | 0
New Construction | CZ02 | cDXGF | Interior Equipment | 766650.63 | 0
New Construction | CZ02 | cDXGF | Exterior Equipment | 0 | 0
New Construction | CZ02 | cDXGF | Fans | 3758.38 | 0
New Construction | CZ02 | cDXGF | Pumps | 0 | 0
New Construction | CZ02 | cDXGF | Heat Rejection | 0 | 0
New Construction | CZ02 | cDXGF | Humidification | 0 | 0
New Construction | CZ02 | cDXGF | Heat Recovery | 0 | 0
New Construction | CZ02 | cDXGF | Water Systems | 0 | 273947.96
New Construction | CZ02 | cDXGF | Refrigeration | 29914713.21 | 0
New Construction | CZ02 | cDXGF | Generators | 0 | 0
New Construction | CZ02 | cDXGF | Total End Uses | 32636596.53 | 273947.96
New Construction | CZ03 | cDXGF | Heating | 0 | 0
New Construction | CZ03 | cDXGF | Cooling | 0 | 0
New Construction | CZ03 | cDXGF | Interior Lighting | 1951474.32 | 0
New Construction | CZ03 | cDXGF | Exterior Lighting | 0 | 0
New Construction | CZ03 | cDXGF | Interior Equipment | 766650.63 | 0
New Construction | CZ03 | cDXGF | Exterior Equipment | 0 | 0
New Construction | CZ03 | cDXGF | Fans | 3758.38 | 0
New Construction | CZ03 | cDXGF | Pumps | 0 | 0
New Construction | CZ03 | cDXGF | Heat Rejection | 0 | 0
New Construction | CZ03 | cDXGF | Humidification | 0 | 0
New Construction | CZ03 | cDXGF | Heat Recovery | 0 | 0
New Construction | CZ03 | cDXGF | Water Systems | 0 | 272978.11
New Construction | CZ03 | cDXGF | Refrigeration | 30334269.34 | 0
New Construction | CZ03 | cDXGF | Generators | 0 | 0
New Construction | CZ03 | cDXGF | Total End Uses | 33056152.66 | 272978.11
New Construction | CZ04 | cDXGF | Heating | 0 | 0
New Construction | CZ04 | cDXGF | Cooling | 0 | 0
New Construction | CZ04 | cDXGF | Interior Lighting | 1951474.32 | 0
New Construction | CZ04 | cDXGF | Exterior Lighting | 0 | 0
New Construction | CZ04 | cDXGF | Interior Equipment | 766650.63 | 0
New Construction | CZ04 | cDXGF | Exterior Equipment | 0 | 0
New Construction | CZ04 | cDXGF | Fans | 3758.38 | 0
New Construction | CZ04 | cDXGF | Pumps | 0 | 0
New Construction | CZ04 | cDXGF | Heat Rejection | 0 | 0
New Construction | CZ04 | cDXGF | Humidification | 0 | 0
New Construction | CZ04 | cDXGF | Heat Recovery | 0 | 0
New Construction | CZ04 | cDXGF | Water Systems | 0 | 263574.39
New Construction | CZ04 | cDXGF | Refrigeration | 31787433.09 | 0
New Construction | CZ04 | cDXGF | Generators | 0 | 0
New Construction | CZ04 | cDXGF | Total End Uses | 34509316.41 | 263574.39
New Construction | CZ05 | cDXGF | Heating | 0 | 0
New Construction | CZ05 | cDXGF | Cooling | 0 | 0
New Construction | CZ05 | cDXGF | Interior Lighting | 1951474.32 | 0
New Construction | CZ05 | cDXGF | Exterior Lighting | 0 | 0
New Construction | CZ05 | cDXGF | Interior Equipment | 766650.63 | 0
New Construction | CZ05 | cDXGF | Exterior Equipment | 0 | 0
New Construction | CZ05 | cDXGF | Fans | 3758.38 | 0
New Construction | CZ05 | cDXGF | Pumps | 0 | 0
New Construction | CZ05 | cDXGF | Heat Rejection | 0 | 0
New Construction | CZ05 | cDXGF | Humidification | 0 | 0
New Construction | CZ05 | cDXGF | Heat Recovery | 0 | 0
New Construction | CZ05 | cDXGF | Water Systems | 0 | 272867.93
New Construction | CZ05 | cDXGF | Refrigeration | 30285324.92 | 0
New Construction | CZ05 | cDXGF | Generators | 0 | 0
New Construction | CZ05 | cDXGF | Total End Uses | 33007208.24 | 272867.93
New Construction | CZ06 | cDXGF | Heating | 0 | 0
New Construction | CZ06 | cDXGF | Cooling | 0 | 0
New Construction | CZ06 | cDXGF | Interior Lighting | 1951474.32 | 0
New Construction | CZ06 | cDXGF | Exterior Lighting | 0 | 0
New Construction | CZ06 | cDXGF | Interior Equipment | 766650.63 | 0
New Construction | CZ06 | cDXGF | Exterior Equipment | 0 | 0
New Construction | CZ06 | cDXGF | Fans | 3758.38 | 0
New Construction | CZ06 | cDXGF | Pumps | 0 | 0
New Construction | CZ06 | cDXGF | Heat Rejection | 0 | 0
New Construction | CZ06 | cDXGF | Humidification | 0 | 0
New Construction | CZ06 | cDXGF | Heat Recovery | 0 | 0
New Construction | CZ06 | cDXGF | Water Systems | 0 | 251462.2
New Construction | CZ06 | cDXGF | Refrigeration | 37040388.67 | 0
New Construction | CZ06 | cDXGF | Generators | 0 | 0
New Construction | CZ06 | cDXGF | Total End Uses | 39762272 | 251462.2
New Construction | CZ07 | cDXGF | Heating | 0 | 0
New Construction | CZ07 | cDXGF | Cooling | 0 | 0
New Construction | CZ07 | cDXGF | Interior Lighting | 1951474.32 | 0
New Construction | CZ07 | cDXGF | Exterior Lighting | 0 | 0
New Construction | CZ07 | cDXGF | Interior Equipment | 766650.63 | 0
New Construction | CZ07 | cDXGF | Exterior Equipment | 0 | 0
New Construction | CZ07 | cDXGF | Fans | 3758.38 | 0
New Construction | CZ07 | cDXGF | Pumps | 0 | 0
New Construction | CZ07 | cDXGF | Heat Rejection | 0 | 0
New Construction | CZ07 | cDXGF | Humidification | 0 | 0
New Construction | CZ07 | cDXGF | Heat Recovery | 0 | 0
New Construction | CZ07 | cDXGF | Water Systems | 0 | 248369.06
New Construction | CZ07 | cDXGF | Refrigeration | 36835293.59 | 0
New Construction | CZ07 | cDXGF | Generators | 0 | 0
New Construction | CZ07 | cDXGF | Total End Uses | 39557176.91 | 248369.06
New Construction | CZ08 | cDXGF | Heating | 0 | 0
New Construction | CZ08 | cDXGF | Cooling | 0 | 0
New Construction | CZ08 | cDXGF | Interior Lighting | 1951474.32 | 0
New Construction | CZ08 | cDXGF | Exterior Lighting | 0 | 0
New Construction | CZ08 | cDXGF | Interior Equipment | 766650.63 | 0
New Construction | CZ08 | cDXGF | Exterior Equipment | 0 | 0
New Construction | CZ08 | cDXGF | Fans | 3758.38 | 0
New Construction | CZ08 | cDXGF | Pumps | 0 | 0
New Construction | CZ08 | cDXGF | Heat Rejection | 0 | 0
New Construction | CZ08 | cDXGF | Humidification | 0 | 0
New Construction | CZ08 | cDXGF | Heat Recovery | 0 | 0
New Construction | CZ08 | cDXGF | Water Systems | 0 | 247995.67
New Construction | CZ08 | cDXGF | Refrigeration | 36981435.42 | 0
New Construction | CZ08 | cDXGF | Generators | 0 | 0
New Construction | CZ08 | cDXGF | Total End Uses | 39703318.74 | 247995.67
New Construction | CZ09 | cDXGF | Heating | 0 | 0
New Construction | CZ09 | cDXGF | Cooling | 0 | 0
New Construction | CZ09 | cDXGF | Interior Lighting | 1951474.32 | 0
New Construction | CZ09 | cDXGF | Exterior Lighting | 0 | 0
New Construction | CZ09 | cDXGF | Interior Equipment | 766650.63 | 0
New Construction | CZ09 | cDXGF | Exterior Equipment | 0 | 0
New Construction | CZ09 | cDXGF | Fans | 3758.38 | 0
New Construction | CZ09 | cDXGF | Pumps | 0 | 0
New Construction | CZ09 | cDXGF | Heat Rejection | 0 | 0
New Construction | CZ09 | cDXGF | Humidification | 0 | 0
New Construction | CZ09 | cDXGF | Heat Recovery | 0 | 0
New Construction | CZ09 | cDXGF | Water Systems | 0 | 244543
New Construction | CZ09 | cDXGF | Refrigeration | 34555660.83 | 0
New Construction | CZ09 | cDXGF | Generators | 0 | 0
New Construction | CZ09 | cDXGF | Total End Uses | 37277544.15 | 244543
New Construction | CZ10 | cDXGF | Heating | 0 | 0
New Construction | CZ10 | cDXGF | Cooling | 0 | 0
New Construction | CZ10 | cDXGF | Interior Lighting | 1951474.32 | 0
New Construction | CZ10 | cDXGF | Exterior Lighting | 0 | 0
New Construction | CZ10 | cDXGF | Interior Equipment | 766650.63 | 0
New Construction | CZ10 | cDXGF | Exterior Equipment | 0 | 0
New Construction | CZ10 | cDXGF | Fans | 3758.38 | 0
New Construction | CZ10 | cDXGF | Pumps | 0 | 0
New Construction | CZ10 | cDXGF | Heat Rejection | 0 | 0
New Construction | CZ10 | cDXGF | Humidification | 0 | 0
New Construction | CZ10 | cDXGF | Heat Recovery | 0 | 0
New Construction | CZ10 | cDXGF | Water Systems | 0 | 242600.59
New Construction | CZ10 | cDXGF | Refrigeration | 34846182.06 | 0
New Construction | CZ10 | cDXGF | Generators | 0 | 0
New Construction | CZ10 | cDXGF | Total End Uses | 37568065.38 | 242600.59
New Construction | CZ11 | cDXGF | Heating | 0 | 0
New Construction | CZ11 | cDXGF | Cooling | 0 | 0
New Construction | CZ11 | cDXGF | Interior Lighting | 1951474.32 | 0
New Construction | CZ11 | cDXGF | Exterior Lighting | 0 | 0
New Construction | CZ11 | cDXGF | Interior Equipment | 766650.63 | 0
New Construction | CZ11 | cDXGF | Exterior Equipment | 0 | 0
New Construction | CZ11 | cDXGF | Fans | 3758.38 | 0
New Construction | CZ11 | cDXGF | Pumps | 0 | 0
New Construction | CZ11 | cDXGF | Heat Rejection | 0 | 0
New Construction | CZ11 | cDXGF | Humidification | 0 | 0
New Construction | CZ11 | cDXGF | Heat Recovery | 0 | 0
New Construction | CZ11 | cDXGF | Water Systems | 0 | 247861.66
New Construction | CZ11 | cDXGF | Refrigeration | 17666062.25 | 0
New Construction | CZ11 | cDXGF | Generators | 0 | 0
New Construction | CZ11 | cDXGF | Total End Uses | 20387945.57 | 247861.66
New Construction | CZ12 | cDXGF | Heating | 0 | 0
New Construction | CZ12 | cDXGF | Cooling | 0 | 0
New Construction | CZ12 | cDXGF | Interior Lighting | 1951474.32 | 0
New Construction | CZ12 | cDXGF | Exterior Lighting | 0 | 0
New Construction | CZ12 | cDXGF | Interior Equipment | 766650.63 | 0
New Construction | CZ12 | cDXGF | Exterior Equipment | 0 | 0
New Construction | CZ12 | cDXGF | Fans | 3758.38 | 0
New Construction | CZ12 | cDXGF | Pumps | 0 | 0
New Construction | CZ12 | cDXGF | Heat Rejection | 0 | 0
New Construction | CZ12 | cDXGF | Humidification | 0 | 0
New Construction | CZ12 | cDXGF | Heat Recovery | 0 | 0
New Construction | CZ12 | cDXGF | Water Systems | 0 | 254880.49
New Construction | CZ12 | cDXGF | Refrigeration | 19224702.94 | 0
New Construction | CZ12 | cDXGF | Generators | 0 | 0
New Construction | CZ12 | cDXGF | Total End Uses | 21946586.26 | 254880.49
New Construction | CZ13 | cDXGF | Heating | 0 | 0
New Construction | CZ13 | cDXGF | Cooling | 0 | 0
New Construction | CZ13 | cDXGF | Interior Lighting | 1951474.32 | 0
New Construction | CZ13 | cDXGF | Exterior Lighting | 0 | 0
New Construction | CZ13 | cDXGF | Interior Equipment | 766650.63 | 0
New Construction | CZ13 | cDXGF | Exterior Equipment | 0 | 0
New Construction | CZ13 | cDXGF | Fans | 3758.38 | 0
New Construction | CZ13 | cDXGF | Pumps | 0 | 0
New Construction | CZ13 | cDXGF | Heat Rejection | 0 | 0
New Construction | CZ13 | cDXGF | Humidification | 0 | 0
New Construction | CZ13 | cDXGF | Heat Recovery | 0 | 0
New Construction | CZ13 | cDXGF | Water Systems | 0 | 240736.46
New Construction | CZ13 | cDXGF | Refrigeration | 19572095.9 | 0
New Construction | CZ13 | cDXGF | Generators | 0 | 0
New Construction | CZ13 | cDXGF | Total End Uses | 22293979.22 | 240736.46
New Construction | CZ14 | cDXGF | Heating | 209.71 | 0
New Construction | CZ14 | cDXGF | Cooling | 0 | 0
New Construction | CZ14 | cDXGF | Interior Lighting | 1951474.32 | 0
New Construction | CZ14 | cDXGF | Exterior Lighting | 0 | 0
New Construction | CZ14 | cDXGF | Interior Equipment | 766650.63 | 0
New Construction | CZ14 | cDXGF | Exterior Equipment | 0 | 0
New Construction | CZ14 | cDXGF | Fans | 3758.38 | 0
New Construction | CZ14 | cDXGF | Pumps | 0 | 0
New Construction | CZ14 | cDXGF | Heat Rejection | 0 | 0
New Construction | CZ14 | cDXGF | Humidification | 0 | 0
New Construction | CZ14 | cDXGF | Heat Recovery | 0 | 0
New Construction | CZ14 | cDXGF | Water Systems | 0 | 228540.09
New Construction | CZ14 | cDXGF | Refrigeration | 19405244.52 | 0
New Construction | CZ14 | cDXGF | Generators | 0 | 0
New Construction | CZ14 | cDXGF | Total End Uses | 22127337.55 | 228540.09
New Construction | CZ15 | cDXGF | Heating | 0 | 0
New Construction | CZ15 | cDXGF | Cooling | 0 | 0
New Construction | CZ15 | cDXGF | Interior Lighting | 1951474.32 | 0
New Construction | CZ15 | cDXGF | Exterior Lighting | 0 | 0
New Construction | CZ15 | cDXGF | Interior Equipment | 766650.63 | 0
New Construction | CZ15 | cDXGF | Exterior Equipment | 0 | 0
New Construction | CZ15 | cDXGF | Fans | 3758.38 | 0
New Construction | CZ15 | cDXGF | Pumps | 0 | 0
New Construction | CZ15 | cDXGF | Heat Rejection | 0 | 0
New Construction | CZ15 | cDXGF | Humidification | 0 | 0
New Construction | CZ15 | cDXGF | Heat Recovery | 0 | 0
New Construction | CZ15 | cDXGF | Water Systems | 0 | 202971.05
New Construction | CZ15 | cDXGF | Refrigeration | 21034108.46 | 0
New Construction | CZ15 | cDXGF | Generators | 0 | 0
New Construction | CZ15 | cDXGF | Total End Uses | 23755991.78 | 202971.05
New Construction | CZ16 | cDXGF | Heating | 24125.35 | 0
New Construction | CZ16 | cDXGF | Cooling | 0 | 0
New Construction | CZ16 | cDXGF | Interior Lighting | 1951474.32 | 0
New Construction | CZ16 | cDXGF | Exterior Lighting | 0 | 0
New Construction | CZ16 | cDXGF | Interior Equipment | 766650.63 | 0
New Construction | CZ16 | cDXGF | Exterior Equipment | 0 | 0
New Construction | CZ16 | cDXGF | Fans | 3758.38 | 0
New Construction | CZ16 | cDXGF | Pumps | 0 | 0
New Construction | CZ16 | cDXGF | Heat Rejection | 0 | 0
New Construction | CZ16 | cDXGF | Humidification | 0 | 0
New Construction | CZ16 | cDXGF | Heat Recovery | 0 | 0
New Construction | CZ16 | cDXGF | Water Systems | 0 | 269434.02
New Construction | CZ16 | cDXGF | Refrigeration | 16325258.28 | 0
New Construction | CZ16 | cDXGF | Generators | 0 | 0
New Construction | CZ16 | cDXGF | Total End Uses | 19071266.95 | 269434.02
Existing | CZ01 | cDXHP | Heating | 0 | 0
Existing | CZ01 | cDXHP | Cooling | 0 | 0
Existing | CZ01 | cDXHP | Interior Lighting | 2902444.9 | 0
Existing | CZ01 | cDXHP | Exterior Lighting | 0 | 0
Existing | CZ01 | cDXHP | Interior Equipment | 766650.63 | 0
Existing | CZ01 | cDXHP | Exterior Equipment | 0 | 0
Existing | CZ01 | cDXHP | Fans | 3758.38 | 0
Existing | CZ01 | cDXHP | Pumps | 0 | 0
Existing | CZ01 | cDXHP | Heat Rejection | 0 | 0
Existing | CZ01 | cDXHP | Humidification | 0 | 0
Existing | CZ01 | cDXHP | Heat Recovery | 0 | 0
Existing | CZ01 | cDXHP | Water Systems | 0 | 298376.33
Existing | CZ01 | cDXHP | Refrigeration | 22286110.27 | 0
Existing | CZ01 | cDXHP | Generators | 0 | 0
Existing | CZ01 | cDXHP | Total End Uses | 25958964.17 | 298376.33
Existing | CZ02 | cDXHP | Heating | 0 | 0
Existing | CZ02 | cDXHP | Cooling | 0 | 0
Existing | CZ02 | cDXHP | Interior Lighting | 2902444.9 | 0
Existing | CZ02 | cDXHP | Exterior Lighting | 0 | 0
Existing | CZ02 | cDXHP | Interior Equipment | 766650.63 | 0
Existing | CZ02 | cDXHP | Exterior Equipment | 0 | 0
Existing | CZ02 | cDXHP | Fans | 3758.38 | 0
Existing | CZ02 | cDXHP | Pumps | 0 | 0
Existing | CZ02 | cDXHP | Heat Rejection | 0 | 0
Existing | CZ02 | cDXHP | Humidification | 0 | 0
Existing | CZ02 | cDXHP | Heat Recovery | 0 | 0
Existing | CZ02 | cDXHP | Water Systems | 0 | 274241.85
Existing | CZ02 | cDXHP | Refrigeration | 28567590.67 | 0
Existing | CZ02 | cDXHP | Generators | 0 | 0
Existing | CZ02 | cDXHP | Total End Uses | 32240444.56 | 274241.85
Existing | CZ03 | cDXHP | Heating | 0 | 0
Existing | CZ03 | cDXHP | Cooling | 0 | 0
Existing | CZ03 | cDXHP | Interior Lighting | 2902444.9 | 0
Existing | CZ03 | cDXHP | Exterior Lighting | 0 | 0
Existing | CZ03 | cDXHP | Interior Equipment | 766650.63 | 0
Existing | CZ03 | cDXHP | Exterior Equipment | 0 | 0
Existing | CZ03 | cDXHP | Fans | 3758.38 | 0
Existing | CZ03 | cDXHP | Pumps | 0 | 0
Existing | CZ03 | cDXHP | Heat Rejection | 0 | 0
Existing | CZ03 | cDXHP | Humidification | 0 | 0
Existing | CZ03 | cDXHP | Heat Recovery | 0 | 0
Existing | CZ03 | cDXHP | Water Systems | 0 | 273194.92
Existing | CZ03 | cDXHP | Refrigeration | 28675892.4 | 0
Existing | CZ03 | cDXHP | Generators | 0 | 0
Existing | CZ03 | cDXHP | Total End Uses | 32348746.3 | 273194.92
Existing | CZ04 | cDXHP | Heating | 0 | 0
Existing | CZ04 | cDXHP | Cooling | 0 | 0
Existing | CZ04 | cDXHP | Interior Lighting | 2902444.9 | 0
Existing | CZ04 | cDXHP | Exterior Lighting | 0 | 0
Existing | CZ04 | cDXHP | Interior Equipment | 766650.63 | 0
Existing | CZ04 | cDXHP | Exterior Equipment | 0 | 0
Existing | CZ04 | cDXHP | Fans | 3758.38 | 0
Existing | CZ04 | cDXHP | Pumps | 0 | 0
Existing | CZ04 | cDXHP | Heat Rejection | 0 | 0
Existing | CZ04 | cDXHP | Humidification | 0 | 0
Existing | CZ04 | cDXHP | Heat Recovery | 0 | 0
Existing | CZ04 | cDXHP | Water Systems | 0 | 263850.58
Existing | CZ04 | cDXHP | Refrigeration | 30576943.02 | 0
Existing | CZ04 | cDXHP | Generators | 0 | 0
Existing | CZ04 | cDXHP | Total End Uses | 34249796.92 | 263850.58
Existing | CZ05 | cDXHP | Heating | 0 | 0
Existing | CZ05 | cDXHP | Cooling | 0 | 0
Existing | CZ05 | cDXHP | Interior Lighting | 2902444.9 | 0
Existing | CZ05 | cDXHP | Exterior Lighting | 0 | 0
Existing | CZ05 | cDXHP | Interior Equipment | 766650.63 | 0
Existing | CZ05 | cDXHP | Exterior Equipment | 0 | 0
Existing | CZ05 | cDXHP | Fans | 3758.38 | 0
Existing | CZ05 | cDXHP | Pumps | 0 | 0
Existing | CZ05 | cDXHP | Heat Rejection | 0 | 0
Existing | CZ05 | cDXHP | Humidification | 0 | 0
Existing | CZ05 | cDXHP | Heat Recovery | 0 | 0
Existing | CZ05 | cDXHP | Water Systems | 0 | 273202.62
Existing | CZ05 | cDXHP | Refrigeration | 29100650 | 0
Existing | CZ05 | cDXHP | Generators | 0 | 0
Existing | CZ05 | cDXHP | Total End Uses | 32773503.9 | 273202.62
Existing | CZ06 | cDXHP | Heating | 0 | 0
Existing | CZ06 | cDXHP | Cooling | 0 | 0
Existing | CZ06 | cDXHP | Interior Lighting | 2902444.9 | 0
Existing | CZ06 | cDXHP | Exterior Lighting | 0 | 0
Existing | CZ06 | cDXHP | Interior Equipment | 766650.63 | 0
Existing | CZ06 | cDXHP | Exterior Equipment | 0 | 0
Existing | CZ06 | cDXHP | Fans | 3758.38 | 0
Existing | CZ06 | cDXHP | Pumps | 0 | 0
Existing | CZ06 | cDXHP | Heat Rejection | 0 | 0
Existing | CZ06 | cDXHP | Humidification | 0 | 0
Existing | CZ06 | cDXHP | Heat Recovery | 0 | 0
Existing | CZ06 | cDXHP | Water Systems | 0 | 251751.03
Existing | CZ06 | cDXHP | Refrigeration | 33619955.91 | 0
Existing | CZ06 | cDXHP | Generators | 0 | 0
Existing | CZ06 | cDXHP | Total End Uses | 37292809.81 | 251751.03
Existing | CZ07 | cDXHP | Heating | 0 | 0
Existing | CZ07 | cDXHP | Cooling | 0 | 0
Existing | CZ07 | cDXHP | Interior Lighting | 2902444.9 | 0
Existing | CZ07 | cDXHP | Exterior Lighting | 0 | 0
Existing | CZ07 | cDXHP | Interior Equipment | 766650.63 | 0
Existing | CZ07 | cDXHP | Exterior Equipment | 0 | 0
Existing | CZ07 | cDXHP | Fans | 3758.38 | 0
Existing | CZ07 | cDXHP | Pumps | 0 | 0
Existing | CZ07 | cDXHP | Heat Rejection | 0 | 0
Existing | CZ07 | cDXHP | Humidification | 0 | 0
Existing | CZ07 | cDXHP | Heat Recovery | 0 | 0
Existing | CZ07 | cDXHP | Water Systems | 0 | 248531.42
Existing | CZ07 | cDXHP | Refrigeration | 34699844.86 | 0
Existing | CZ07 | cDXHP | Generators | 0 | 0
Existing | CZ07 | cDXHP | Total End Uses | 38372698.76 | 248531.42
Existing | CZ08 | cDXHP | Heating | 0 | 0
Existing | CZ08 | cDXHP | Cooling | 0 | 0
Existing | CZ08 | cDXHP | Interior Lighting | 2902444.9 | 0
Existing | CZ08 | cDXHP | Exterior Lighting | 0 | 0
Existing | CZ08 | cDXHP | Interior Equipment | 766650.63 | 0
Existing | CZ08 | cDXHP | Exterior Equipment | 0 | 0
Existing | CZ08 | cDXHP | Fans | 3758.38 | 0
Existing | CZ08 | cDXHP | Pumps | 0 | 0
Existing | CZ08 | cDXHP | Heat Rejection | 0 | 0
Existing | CZ08 | cDXHP | Humidification | 0 | 0
Existing | CZ08 | cDXHP | Heat Recovery | 0 | 0
Existing | CZ08 | cDXHP | Water Systems | 0 | 248177.39
Existing | CZ08 | cDXHP | Refrigeration | 33637786.09 | 0
Existing | CZ08 | cDXHP | Generators | 0 | 0
Existing | CZ08 | cDXHP | Total End Uses | 37310639.98 | 248177.39
Existing | CZ09 | cDXHP | Heating | 0 | 0
Existing | CZ09 | cDXHP | Cooling | 0 | 0
Existing | CZ09 | cDXHP | Interior Lighting | 2902444.9 | 0
Existing | CZ09 | cDXHP | Exterior Lighting | 0 | 0
Existing | CZ09 | cDXHP | Interior Equipment | 766650.63 | 0
Existing | CZ09 | cDXHP | Exterior Equipment | 0 | 0
Existing | CZ09 | cDXHP | Fans | 3758.38 | 0
Existing | CZ09 | cDXHP | Pumps | 0 | 0
Existing | CZ09 | cDXHP | Heat Rejection | 0 | 0
Existing | CZ09 | cDXHP | Humidification | 0 | 0
Existing | CZ09 | cDXHP | Heat Recovery | 0 | 0
Existing | CZ09 | cDXHP | Water Systems | 0 | 244761.05
Existing | CZ09 | cDXHP | Refrigeration | 33623654.34 | 0
Existing | CZ09 | cDXHP | Generators | 0 | 0
Existing | CZ09 | cDXHP | Total End Uses | 37296508.24 | 244761.05
Existing | CZ10 | cDXHP | Heating | 0 | 0
Existing | CZ10 | cDXHP | Cooling | 0 | 0
Existing | CZ10 | cDXHP | Interior Lighting | 2902444.9 | 0
Existing | CZ10 | cDXHP | Exterior Lighting | 0 | 0
Existing | CZ10 | cDXHP | Interior Equipment | 766650.63 | 0
Existing | CZ10 | cDXHP | Exterior Equipment | 0 | 0
Existing | CZ10 | cDXHP | Fans | 3758.38 | 0
Existing | CZ10 | cDXHP | Pumps | 0 | 0
Existing | CZ10 | cDXHP | Heat Rejection | 0 | 0
Existing | CZ10 | cDXHP | Humidification | 0 | 0
Existing | CZ10 | cDXHP | Heat Recovery | 0 | 0
Existing | CZ10 | cDXHP | Water Systems | 0 | 242806.8
Existing | CZ10 | cDXHP | Refrigeration | 35776266.82 | 0
Existing | CZ10 | cDXHP | Generators | 0 | 0
Existing | CZ10 | cDXHP | Total End Uses | 39449120.72 | 242806.8
Existing | CZ11 | cDXHP | Heating | 0 | 0
Existing | CZ11 | cDXHP | Cooling | 0 | 0
Existing | CZ11 | cDXHP | Interior Lighting | 2902444.9 | 0
Existing | CZ11 | cDXHP | Exterior Lighting | 0 | 0
Existing | CZ11 | cDXHP | Interior Equipment | 766650.63 | 0
Existing | CZ11 | cDXHP | Exterior Equipment | 0 | 0
Existing | CZ11 | cDXHP | Fans | 3758.38 | 0
Existing | CZ11 | cDXHP | Pumps | 0 | 0
Existing | CZ11 | cDXHP | Heat Rejection | 0 | 0
Existing | CZ11 | cDXHP | Humidification | 0 | 0
Existing | CZ11 | cDXHP | Heat Recovery | 0 | 0
Existing | CZ11 | cDXHP | Water Systems | 0 | 248147.76
Existing | CZ11 | cDXHP | Refrigeration | 30059982.41 | 0
Existing | CZ11 | cDXHP | Generators | 0 | 0
Existing | CZ11 | cDXHP | Total End Uses | 33732836.31 | 248147.76
Existing | CZ12 | cDXHP | Heating | 0 | 0
Existing | CZ12 | cDXHP | Cooling | 0 | 0
Existing | CZ12 | cDXHP | Interior Lighting | 2902444.9 | 0
Existing | CZ12 | cDXHP | Exterior Lighting | 0 | 0
Existing | CZ12 | cDXHP | Interior Equipment | 766650.63 | 0
Existing | CZ12 | cDXHP | Exterior Equipment | 0 | 0
Existing | CZ12 | cDXHP | Fans | 3758.38 | 0
Existing | CZ12 | cDXHP | Pumps | 0 | 0
Existing | CZ12 | cDXHP | Heat Rejection | 0 | 0
Existing | CZ12 | cDXHP | Humidification | 0 | 0
Existing | CZ12 | cDXHP | Heat Recovery | 0 | 0
Existing | CZ12 | cDXHP | Water Systems | 0 | 255145.01
Existing | CZ12 | cDXHP | Refrigeration | 29985526.44 | 0
Existing | CZ12 | cDXHP | Generators | 0 | 0
Existing | CZ12 | cDXHP | Total End Uses | 33658380.34 | 255145.01
Existing | CZ13 | cDXHP | Heating | 0 | 0
Existing | CZ13 | cDXHP | Cooling | 0 | 0
Existing | CZ13 | cDXHP | Interior Lighting | 2902444.9 | 0
Existing | CZ13 | cDXHP | Exterior Lighting | 0 | 0
Existing | CZ13 | cDXHP | Interior Equipment | 766650.63 | 0
Existing | CZ13 | cDXHP | Exterior Equipment | 0 | 0
Existing | CZ13 | cDXHP | Fans | 3758.38 | 0
Existing | CZ13 | cDXHP | Pumps | 0 | 0
Existing | CZ13 | cDXHP | Heat Rejection | 0 | 0
Existing | CZ13 | cDXHP | Humidification | 0 | 0
Existing | CZ13 | cDXHP | Heat Recovery | 0 | 0
Existing | CZ13 | cDXHP | Water Systems | 0 | 240962.55
Existing | CZ13 | cDXHP | Refrigeration | 32028721.51 | 0
Existing | CZ13 | cDXHP | Generators | 0 | 0
Existing | CZ13 | cDXHP | Total End Uses | 35701575.41 | 240962.55
Existing | CZ14 | cDXHP | Heating | 0 | 0
Existing | CZ14 | cDXHP | Cooling | 0 | 0
Existing | CZ14 | cDXHP | Interior Lighting | 2902444.9 | 0
Existing | CZ14 | cDXHP | Exterior Lighting | 0 | 0
Existing | CZ14 | cDXHP | Interior Equipment | 766650.63 | 0
Existing | CZ14 | cDXHP | Exterior Equipment | 0 | 0
Existing | CZ14 | cDXHP | Fans | 3758.38 | 0
Existing | CZ14 | cDXHP | Pumps | 0 | 0
Existing | CZ14 | cDXHP | Heat Rejection | 0 | 0
Existing | CZ14 | cDXHP | Humidification | 0 | 0
Existing | CZ14 | cDXHP | Heat Recovery | 0 | 0
Existing | CZ14 | cDXHP | Water Systems | 0 | 228772.96
Existing | CZ14 | cDXHP | Refrigeration | 30818577.53 | 0
Existing | CZ14 | cDXHP | Generators | 0 | 0
Existing | CZ14 | cDXHP | Total End Uses | 34491431.42 | 228772.96
Existing | CZ15 | cDXHP | Heating | 0 | 0
Existing | CZ15 | cDXHP | Cooling | 0 | 0
Existing | CZ15 | cDXHP | Interior Lighting | 2902444.9 | 0
Existing | CZ15 | cDXHP | Exterior Lighting | 0 | 0
Existing | CZ15 | cDXHP | Interior Equipment | 766650.63 | 0
Existing | CZ15 | cDXHP | Exterior Equipment | 0 | 0
Existing | CZ15 | cDXHP | Fans | 3758.38 | 0
Existing | CZ15 | cDXHP | Pumps | 0 | 0
Existing | CZ15 | cDXHP | Heat Rejection | 0 | 0
Existing | CZ15 | cDXHP | Humidification | 0 | 0
Existing | CZ15 | cDXHP | Heat Recovery | 0 | 0
Existing | CZ15 | cDXHP | Water Systems | 0 | 203207.01
Existing | CZ15 | cDXHP | Refrigeration | 33270935.71 | 0
Existing | CZ15 | cDXHP | Generators | 0 | 0
Existing | CZ15 | cDXHP | Total End Uses | 36943789.61 | 203207.01
Existing | CZ16 | cDXHP | Heating | 15164.99 | 0
Existing | CZ16 | cDXHP | Cooling | 0 | 0
Existing | CZ16 | cDXHP | Interior Lighting | 2902444.9 | 0
Existing | CZ16 | cDXHP | Exterior Lighting | 0 | 0
Existing | CZ16 | cDXHP | Interior Equipment | 766650.63 | 0
Existing | CZ16 | cDXHP | Exterior Equipment | 0 | 0
Existing | CZ16 | cDXHP | Fans | 3758.38 | 0
Existing | CZ16 | cDXHP | Pumps | 0 | 0
Existing | CZ16 | cDXHP | Heat Rejection | 0 | 0
Existing | CZ16 | cDXHP | Humidification | 0 | 0
Existing | CZ16 | cDXHP | Heat Recovery | 0 | 0
Existing | CZ16 | cDXHP | Water Systems | 0 | 269724.67
Existing | CZ16 | cDXHP | Refrigeration | 25504952.28 | 0
Existing | CZ16 | cDXHP | Generators | 0 | 0
Existing | CZ16 | cDXHP | Total End Uses | 29192971.17 | 269724.67
New Construction | CZ01 | cDXHP | Heating | 0 | 0
New Construction | CZ01 | cDXHP | Cooling | 0 | 0
New Construction | CZ01 | cDXHP | Interior Lighting | 1951474.32 | 0
New Construction | CZ01 | cDXHP | Exterior Lighting | 0 | 0
New Construction | CZ01 | cDXHP | Interior Equipment | 766650.63 | 0
New Construction | CZ01 | cDXHP | Exterior Equipment | 0 | 0
New Construction | CZ01 | cDXHP | Fans | 3758.38 | 0
New Construction | CZ01 | cDXHP | Pumps | 0 | 0
New Construction | CZ01 | cDXHP | Heat Rejection | 0 | 0
New Construction | CZ01 | cDXHP | Humidification | 0 | 0
New Construction | CZ01 | cDXHP | Heat Recovery | 0 | 0
New Construction | CZ01 | cDXHP | Water Systems | 0 | 297797.71
New Construction | CZ01 | cDXHP | Refrigeration | 15475416.94 | 0
New Construction | CZ01 | cDXHP | Generators | 0 | 0
New Construction | CZ01 | cDXHP | Total End Uses | 18197300.26 | 297797.71
New Construction | CZ02 | cDXHP | Heating | 0 | 0
New Construction | CZ02 | cDXHP | Cooling | 0 | 0
New Construction | CZ02 | cDXHP | Interior Lighting | 1951474.32 | 0
New Construction | CZ02 | cDXHP | Exterior Lighting | 0 | 0
New Construction | CZ02 | cDXHP | Interior Equipment | 766650.63 | 0
New Construction | CZ02 | cDXHP | Exterior Equipment | 0 | 0
New Construction | CZ02 | cDXHP | Fans | 3758.38 | 0
New Construction | CZ02 | cDXHP | Pumps | 0 | 0
New Construction | CZ02 | cDXHP | Heat Rejection | 0 | 0
New Construction | CZ02 | cDXHP | Humidification | 0 | 0
New Construction | CZ02 | cDXHP | Heat Recovery | 0 | 0
New Construction | CZ02 | cDXHP | Water Systems | 0 | 273947.96
New Construction | CZ02 | cDXHP | Refrigeration | 29914713.21 | 0
New Construction | CZ02 | cDXHP | Generators | 0 | 0
New Construction | CZ02 | cDXHP | Total End Uses | 32636596.53 | 273947.96
New Construction | CZ03 | cDXHP | Heating | 0 | 0
New Construction | CZ03 | cDXHP | Cooling | 0 | 0
New Construction | CZ03 | cDXHP | Interior Lighting | 1951474.32 | 0
New Construction | CZ03 | cDXHP | Exterior Lighting | 0 | 0
New Construction | CZ03 | cDXHP | Interior Equipment | 766650.63 | 0
New Construction | CZ03 | cDXHP | Exterior Equipment | 0 | 0
New Construction | CZ03 | cDXHP | Fans | 3758.38 | 0
New Construction | CZ03 | cDXHP | Pumps | 0 | 0
New Construction | CZ03 | cDXHP | Heat Rejection | 0 | 0
New Construction | CZ03 | cDXHP | Humidification | 0 | 0
New Construction | CZ03 | cDXHP | Heat Recovery | 0 | 0
New Construction | CZ03 | cDXHP | Water Systems | 0 | 272978.11
New Construction | CZ03 | cDXHP | Refrigeration | 30334269.34 | 0
New Construction | CZ03 | cDXHP | Generators | 0 | 0
New Construction | CZ03 | cDXHP | Total End Uses | 33056152.66 | 272978.11
New Construction | CZ04 | cDXHP | Heating | 0 | 0
New Construction | CZ04 | cDXHP | Cooling | 0 | 0
New Construction | CZ04 | cDXHP | Interior Lighting | 1951474.32 | 0
New Construction | CZ04 | cDXHP | Exterior Lighting | 0 | 0
New Construction | CZ04 | cDXHP | Interior Equipment | 766650.63 | 0
New Construction | CZ04 | cDXHP | Exterior Equipment | 0 | 0
New Construction | CZ04 | cDXHP | Fans | 3758.38 | 0
New Construction | CZ04 | cDXHP | Pumps | 0 | 0
New Construction | CZ04 | cDXHP | Heat Rejection | 0 | 0
New Construction | CZ04 | cDXHP | Humidification | 0 | 0
New Construction | CZ04 | cDXHP | Heat Recovery | 0 | 0
New Construction | CZ04 | cDXHP | Water Systems | 0 | 263574.39
New Construction | CZ04 | cDXHP | Refrigeration | 31787433.09 | 0
New Construction | CZ04 | cDXHP | Generators | 0 | 0
New Construction | CZ04 | cDXHP | Total End Uses | 34509316.41 | 263574.39
New Construction | CZ05 | cDXHP | Heating | 0 | 0
New Construction | CZ05 | cDXHP | Cooling | 0 | 0
New Construction | CZ05 | cDXHP | Interior Lighting | 1951474.32 | 0
New Construction | CZ05 | cDXHP | Exterior Lighting | 0 | 0
New Construction | CZ05 | cDXHP | Interior Equipment | 766650.63 | 0
New Construction | CZ05 | cDXHP | Exterior Equipment | 0 | 0
New Construction | CZ05 | cDXHP | Fans | 3758.38 | 0
New Construction | CZ05 | cDXHP | Pumps | 0 | 0
New Construction | CZ05 | cDXHP | Heat Rejection | 0 | 0
New Construction | CZ05 | cDXHP | Humidification | 0 | 0
New Construction | CZ05 | cDXHP | Heat Recovery | 0 | 0
New Construction | CZ05 | cDXHP | Water Systems | 0 | 272867.93
New Construction | CZ05 | cDXHP | Refrigeration | 30285324.92 | 0
New Construction | CZ05 | cDXHP | Generators | 0 | 0
New Construction | CZ05 | cDXHP | Total End Uses | 33007208.24 | 272867.93
New Construction | CZ06 | cDXHP | Heating | 0 | 0
New Construction | CZ06 | cDXHP | Cooling | 0 | 0
New Construction | CZ06 | cDXHP | Interior Lighting | 1951474.32 | 0
New Construction | CZ06 | cDXHP | Exterior Lighting | 0 | 0
New Construction | CZ06 | cDXHP | Interior Equipment | 766650.63 | 0
New Construction | CZ06 | cDXHP | Exterior Equipment | 0 | 0
New Construction | CZ06 | cDXHP | Fans | 3758.38 | 0
New Construction | CZ06 | cDXHP | Pumps | 0 | 0
New Construction | CZ06 | cDXHP | Heat Rejection | 0 | 0
New Construction | CZ06 | cDXHP | Humidification | 0 | 0
New Construction | CZ06 | cDXHP | Heat Recovery | 0 | 0
New Construction | CZ06 | cDXHP | Water Systems | 0 | 251462.2
New Construction | CZ06 | cDXHP | Refrigeration | 37040388.67 | 0
New Construction | CZ06 | cDXHP | Generators | 0 | 0
New Construction | CZ06 | cDXHP | Total End Uses | 39762272 | 251462.2
New Construction | CZ07 | cDXHP | Heating | 0 | 0
New Construction | CZ07 | cDXHP | Cooling | 0 | 0
New Construction | CZ07 | cDXHP | Interior Lighting | 1951474.32 | 0
New Construction | CZ07 | cDXHP | Exterior Lighting | 0 | 0
New Construction | CZ07 | cDXHP | Interior Equipment | 766650.63 | 0
New Construction | CZ07 | cDXHP | Exterior Equipment | 0 | 0
New Construction | CZ07 | cDXHP | Fans | 3758.38 | 0
New Construction | CZ07 | cDXHP | Pumps | 0 | 0
New Construction | CZ07 | cDXHP | Heat Rejection | 0 | 0
New Construction | CZ07 | cDXHP | Humidification | 0 | 0
New Construction | CZ07 | cDXHP | Heat Recovery | 0 | 0
New Construction | CZ07 | cDXHP | Water Systems | 0 | 248369.06
New Construction | CZ07 | cDXHP | Refrigeration | 36835293.59 | 0
New Construction | CZ07 | cDXHP | Generators | 0 | 0
New Construction | CZ07 | cDXHP | Total End Uses | 39557176.91 | 248369.06
New Construction | CZ08 | cDXHP | Heating | 0 | 0
New Construction | CZ08 | cDXHP | Cooling | 0 | 0
New Construction | CZ08 | cDXHP | Interior Lighting | 1951474.32 | 0
New Construction | CZ08 | cDXHP | Exterior Lighting | 0 | 0
New Construction | CZ08 | cDXHP | Interior Equipment | 766650.63 | 0
New Construction | CZ08 | cDXHP | Exterior Equipment | 0 | 0
New Construction | CZ08 | cDXHP | Fans | 3758.38 | 0
New Construction | CZ08 | cDXHP | Pumps | 0 | 0
New Construction | CZ08 | cDXHP | Heat Rejection | 0 | 0
New Construction | CZ08 | cDXHP | Humidification | 0 | 0
New Construction | CZ08 | cDXHP | Heat Recovery | 0 | 0
New Construction | CZ08 | cDXHP | Water Systems | 0 | 247995.67
New Construction | CZ08 | cDXHP | Refrigeration | 36981435.42 | 0
New Construction | CZ08 | cDXHP | Generators | 0 | 0
New Construction | CZ08 | cDXHP | Total End Uses | 39703318.74 | 247995.67
New Construction | CZ09 | cDXHP | Heating | 0 | 0
New Construction | CZ09 | cDXHP | Cooling | 0 | 0
New Construction | CZ09 | cDXHP | Interior Lighting | 1951474.32 | 0
New Construction | CZ09 | cDXHP | Exterior Lighting | 0 | 0
New Construction | CZ09 | cDXHP | Interior Equipment | 766650.63 | 0
New Construction | CZ09 | cDXHP | Exterior Equipment | 0 | 0
New Construction | CZ09 | cDXHP | Fans | 3758.38 | 0
New Construction | CZ09 | cDXHP | Pumps | 0 | 0
New Construction | CZ09 | cDXHP | Heat Rejection | 0 | 0
New Construction | CZ09 | cDXHP | Humidification | 0 | 0
New Construction | CZ09 | cDXHP | Heat Recovery | 0 | 0
New Construction | CZ09 | cDXHP | Water Systems | 0 | 244543
New Construction | CZ09 | cDXHP | Refrigeration | 34555660.83 | 0
New Construction | CZ09 | cDXHP | Generators | 0 | 0
New Construction | CZ09 | cDXHP | Total End Uses | 37277544.15 | 244543
New Construction | CZ10 | cDXHP | Heating | 0 | 0
New Construction | CZ10 | cDXHP | Cooling | 0 | 0
New Construction | CZ10 | cDXHP | Interior Lighting | 1951474.32 | 0
New Construction | CZ10 | cDXHP | Exterior Lighting | 0 | 0
New Construction | CZ10 | cDXHP | Interior Equipment | 766650.63 | 0
New Construction | CZ10 | cDXHP | Exterior Equipment | 0 | 0
New Construction | CZ10 | cDXHP | Fans | 3758.38 | 0
New Construction | CZ10 | cDXHP | Pumps | 0 | 0
New Construction | CZ10 | cDXHP | Heat Rejection | 0 | 0
New Construction | CZ10 | cDXHP | Humidification | 0 | 0
New Construction | CZ10 | cDXHP | Heat Recovery | 0 | 0
New Construction | CZ10 | cDXHP | Water Systems | 0 | 242600.59
New Construction | CZ10 | cDXHP | Refrigeration | 34846182.06 | 0
New Construction | CZ10 | cDXHP | Generators | 0 | 0
New Construction | CZ10 | cDXHP | Total End Uses | 37568065.38 | 242600.59
New Construction | CZ11 | cDXHP | Heating | 0 | 0
New Construction | CZ11 | cDXHP | Cooling | 0 | 0
New Construction | CZ11 | cDXHP | Interior Lighting | 1951474.32 | 0
New Construction | CZ11 | cDXHP | Exterior Lighting | 0 | 0
New Construction | CZ11 | cDXHP | Interior Equipment | 766650.63 | 0
New Construction | CZ11 | cDXHP | Exterior Equipment | 0 | 0
New Construction | CZ11 | cDXHP | Fans | 3758.38 | 0
New Construction | CZ11 | cDXHP | Pumps | 0 | 0
New Construction | CZ11 | cDXHP | Heat Rejection | 0 | 0
New Construction | CZ11 | cDXHP | Humidification | 0 | 0
New Construction | CZ11 | cDXHP | Heat Recovery | 0 | 0
New Construction | CZ11 | cDXHP | Water Systems | 0 | 247861.66
New Construction | CZ11 | cDXHP | Refrigeration | 17666062.25 | 0
New Construction | CZ11 | cDXHP | Generators | 0 | 0
New Construction | CZ11 | cDXHP | Total End Uses | 20387945.57 | 247861.66
New Construction | CZ12 | cDXHP | Heating | 0 | 0
New Construction | CZ12 | cDXHP | Cooling | 0 | 0
New Construction | CZ12 | cDXHP | Interior Lighting | 1951474.32 | 0
New Construction | CZ12 | cDXHP | Exterior Lighting | 0 | 0
New Construction | CZ12 | cDXHP | Interior Equipment | 766650.63 | 0
New Construction | CZ12 | cDXHP | Exterior Equipment | 0 | 0
New Construction | CZ12 | cDXHP | Fans | 3758.38 | 0
New Construction | CZ12 | cDXHP | Pumps | 0 | 0
New Construction | CZ12 | cDXHP | Heat Rejection | 0 | 0
New Construction | CZ12 | cDXHP | Humidification | 0 | 0
New Construction | CZ12 | cDXHP | Heat Recovery | 0 | 0
New Construction | CZ12 | cDXHP | Water Systems | 0 | 254880.49
New Construction | CZ12 | cDXHP | Refrigeration | 19224702.94 | 0
New Construction | CZ12 | cDXHP | Generators | 0 | 0
New Construction | CZ12 | cDXHP | Total End Uses | 21946586.26 | 254880.49
New Construction | CZ13 | cDXHP | Heating | 0 | 0
New Construction | CZ13 | cDXHP | Cooling | 0 | 0
New Construction | CZ13 | cDXHP | Interior Lighting | 1951474.32 | 0
New Construction | CZ13 | cDXHP | Exterior Lighting | 0 | 0
New Construction | CZ13 | cDXHP | Interior Equipment | 766650.63 | 0
New Construction | CZ13 | cDXHP | Exterior Equipment | 0 | 0
New Construction | CZ13 | cDXHP | Fans | 3758.38 | 0
New Construction | CZ13 | cDXHP | Pumps | 0 | 0
New Construction | CZ13 | cDXHP | Heat Rejection | 0 | 0
New Construction | CZ13 | cDXHP | Humidification | 0 | 0
New Construction | CZ13 | cDXHP | Heat Recovery | 0 | 0
New Construction | CZ13 | cDXHP | Water Systems | 0 | 240736.46
New Construction | CZ13 | cDXHP | Refrigeration | 19572095.9 | 0
New Construction | CZ13 | cDXHP | Generators | 0 | 0
New Construction | CZ13 | cDXHP | Total End Uses | 22293979.22 | 240736.46
New Construction | CZ14 | cDXHP | Heating | 209.71 | 0
New Construction | CZ14 | cDXHP | Cooling | 0 | 0
New Construction | CZ14 | cDXHP | Interior Lighting | 1951474.32 | 0
New Construction | CZ14 | cDXHP | Exterior Lighting | 0 | 0
New Construction | CZ14 | cDXHP | Interior Equipment | 766650.63 | 0
New Construction | CZ14 | cDXHP | Exterior Equipment | 0 | 0
New Construction | CZ14 | cDXHP | Fans | 3758.38 | 0
New Construction | CZ14 | cDXHP | Pumps | 0 | 0
New Construction | CZ14 | cDXHP | Heat Rejection | 0 | 0
New Construction | CZ14 | cDXHP | Humidification | 0 | 0
New Construction | CZ14 | cDXHP | Heat Recovery | 0 | 0
New Construction | CZ14 | cDXHP | Water Systems | 0 | 228540.09
New Construction | CZ14 | cDXHP | Refrigeration | 19405244.52 | 0
New Construction | CZ14 | cDXHP | Generators | 0 | 0
New Construction | CZ14 | cDXHP | Total End Uses | 22127337.55 | 228540.09
New Construction | CZ15 | cDXHP | Heating | 0 | 0
New Construction | CZ15 | cDXHP | Cooling | 0 | 0
New Construction | CZ15 | cDXHP | Interior Lighting | 1951474.32 | 0
New Construction | CZ15 | cDXHP | Exterior Lighting | 0 | 0
New Construction | CZ15 | cDXHP | Interior Equipment | 766650.63 | 0
New Construction | CZ15 | cDXHP | Exterior Equipment | 0 | 0
New Construction | CZ15 | cDXHP | Fans | 3758.38 | 0
New Construction | CZ15 | cDXHP | Pumps | 0 | 0
New Construction | CZ15 | cDXHP | Heat Rejection | 0 | 0
New Construction | CZ15 | cDXHP | Humidification | 0 | 0
New Construction | CZ15 | cDXHP | Heat Recovery | 0 | 0
New Construction | CZ15 | cDXHP | Water Systems | 0 | 202971.05
New Construction | CZ15 | cDXHP | Refrigeration | 21034108.46 | 0
New Construction | CZ15 | cDXHP | Generators | 0 | 0
New Construction | CZ15 | cDXHP | Total End Uses | 23755991.78 | 202971.05
New Construction | CZ16 | cDXHP | Heating | 24125.35 | 0
New Construction | CZ16 | cDXHP | Cooling | 0 | 0
New Construction | CZ16 | cDXHP | Interior Lighting | 1951474.32 | 0
New Construction | CZ16 | cDXHP | Exterior Lighting | 0 | 0
New Construction | CZ16 | cDXHP | Interior Equipment | 766650.63 | 0
New Construction | CZ16 | cDXHP | Exterior Equipment | 0 | 0
New Construction | CZ16 | cDXHP | Fans | 3758.38 | 0
New Construction | CZ16 | cDXHP | Pumps | 0 | 0
New Construction | CZ16 | cDXHP | Heat Rejection | 0 | 0
New Construction | CZ16 | cDXHP | Humidification | 0 | 0
New Construction | CZ16 | cDXHP | Heat Recovery | 0 | 0
New Construction | CZ16 | cDXHP | Water Systems | 0 | 269434.02
New Construction | CZ16 | cDXHP | Refrigeration | 16325258.28 | 0
New Construction | CZ16 | cDXHP | Generators | 0 | 0
New Construction | CZ16 | cDXHP | Total End Uses | 19071266.95 | 269434.02
Existing | CZ01 | cDXOH | Heating | 0 | 0
Existing | CZ01 | cDXOH | Cooling | 0 | 0
Existing | CZ01 | cDXOH | Interior Lighting | 2902444.9 | 0
Existing | CZ01 | cDXOH | Exterior Lighting | 0 | 0
Existing | CZ01 | cDXOH | Interior Equipment | 766650.63 | 0
Existing | CZ01 | cDXOH | Exterior Equipment | 0 | 0
Existing | CZ01 | cDXOH | Fans | 3758.38 | 0
Existing | CZ01 | cDXOH | Pumps | 0 | 0
Existing | CZ01 | cDXOH | Heat Rejection | 0 | 0
Existing | CZ01 | cDXOH | Humidification | 0 | 0
Existing | CZ01 | cDXOH | Heat Recovery | 0 | 0
Existing | CZ01 | cDXOH | Water Systems | 0 | 298376.33
Existing | CZ01 | cDXOH | Refrigeration | 22286110.27 | 0
Existing | CZ01 | cDXOH | Generators | 0 | 0
Existing | CZ01 | cDXOH | Total End Uses | 25958964.17 | 298376.33
Existing | CZ02 | cDXOH | Heating | 0 | 0
Existing | CZ02 | cDXOH | Cooling | 0 | 0
Existing | CZ02 | cDXOH | Interior Lighting | 2902444.9 | 0
Existing | CZ02 | cDXOH | Exterior Lighting | 0 | 0
Existing | CZ02 | cDXOH | Interior Equipment | 766650.63 | 0
Existing | CZ02 | cDXOH | Exterior Equipment | 0 | 0
Existing | CZ02 | cDXOH | Fans | 3758.38 | 0
Existing | CZ02 | cDXOH | Pumps | 0 | 0
Existing | CZ02 | cDXOH | Heat Rejection | 0 | 0
Existing | CZ02 | cDXOH | Humidification | 0 | 0
Existing | CZ02 | cDXOH | Heat Recovery | 0 | 0
Existing | CZ02 | cDXOH | Water Systems | 0 | 274241.85
Existing | CZ02 | cDXOH | Refrigeration | 28567590.67 | 0
Existing | CZ02 | cDXOH | Generators | 0 | 0
Existing | CZ02 | cDXOH | Total End Uses | 32240444.56 | 274241.85
Existing | CZ03 | cDXOH | Heating | 0 | 0
Existing | CZ03 | cDXOH | Cooling | 0 | 0
Existing | CZ03 | cDXOH | Interior Lighting | 2902444.9 | 0
Existing | CZ03 | cDXOH | Exterior Lighting | 0 | 0
Existing | CZ03 | cDXOH | Interior Equipment | 766650.63 | 0
Existing | CZ03 | cDXOH | Exterior Equipment | 0 | 0
Existing | CZ03 | cDXOH | Fans | 3758.38 | 0
Existing | CZ03 | cDXOH | Pumps | 0 | 0
Existing | CZ03 | cDXOH | Heat Rejection | 0 | 0
Existing | CZ03 | cDXOH | Humidification | 0 | 0
Existing | CZ03 | cDXOH | Heat Recovery | 0 | 0
Existing | CZ03 | cDXOH | Water Systems | 0 | 273194.92
Existing | CZ03 | cDXOH | Refrigeration | 28675892.4 | 0
Existing | CZ03 | cDXOH | Generators | 0 | 0
Existing | CZ03 | cDXOH | Total End Uses | 32348746.3 | 273194.92
Existing | CZ04 | cDXOH | Heating | 0 | 0
Existing | CZ04 | cDXOH | Cooling | 0 | 0
Existing | CZ04 | cDXOH | Interior Lighting | 2902444.9 | 0
Existing | CZ04 | cDXOH | Exterior Lighting | 0 | 0
Existing | CZ04 | cDXOH | Interior Equipment | 766650.63 | 0
Existing | CZ04 | cDXOH | Exterior Equipment | 0 | 0
Existing | CZ04 | cDXOH | Fans | 3758.38 | 0
Existing | CZ04 | cDXOH | Pumps | 0 | 0
Existing | CZ04 | cDXOH | Heat Rejection | 0 | 0
Existing | CZ04 | cDXOH | Humidification | 0 | 0
Existing | CZ04 | cDXOH | Heat Recovery | 0 | 0
Existing | CZ04 | cDXOH | Water Systems | 0 | 263850.58
Existing | CZ04 | cDXOH | Refrigeration | 30576943.02 | 0
Existing | CZ04 | cDXOH | Generators | 0 | 0
Existing | CZ04 | cDXOH | Total End Uses | 34249796.92 | 263850.58
Existing | CZ05 | cDXOH | Heating | 0 | 0
Existing | CZ05 | cDXOH | Cooling | 0 | 0
Existing | CZ05 | cDXOH | Interior Lighting | 2902444.9 | 0
Existing | CZ05 | cDXOH | Exterior Lighting | 0 | 0
Existing | CZ05 | cDXOH | Interior Equipment | 766650.63 | 0
Existing | CZ05 | cDXOH | Exterior Equipment | 0 | 0
Existing | CZ05 | cDXOH | Fans | 3758.38 | 0
Existing | CZ05 | cDXOH | Pumps | 0 | 0
Existing | CZ05 | cDXOH | Heat Rejection | 0 | 0
Existing | CZ05 | cDXOH | Humidification | 0 | 0
Existing | CZ05 | cDXOH | Heat Recovery | 0 | 0
Existing | CZ05 | cDXOH | Water Systems | 0 | 273202.62
Existing | CZ05 | cDXOH | Refrigeration | 29100650 | 0
Existing | CZ05 | cDXOH | Generators | 0 | 0
Existing | CZ05 | cDXOH | Total End Uses | 32773503.9 | 273202.62
Existing | CZ06 | cDXOH | Heating | 0 | 0
Existing | CZ06 | cDXOH | Cooling | 0 | 0
Existing | CZ06 | cDXOH | Interior Lighting | 2902444.9 | 0
Existing | CZ06 | cDXOH | Exterior Lighting | 0 | 0
Existing | CZ06 | cDXOH | Interior Equipment | 766650.63 | 0
Existing | CZ06 | cDXOH | Exterior Equipment | 0 | 0
Existing | CZ06 | cDXOH | Fans | 3758.38 | 0
Existing | CZ06 | cDXOH | Pumps | 0 | 0
Existing | CZ06 | cDXOH | Heat Rejection | 0 | 0
Existing | CZ06 | cDXOH | Humidification | 0 | 0
Existing | CZ06 | cDXOH | Heat Recovery | 0 | 0
Existing | CZ06 | cDXOH | Water Systems | 0 | 251751.03
Existing | CZ06 | cDXOH | Refrigeration | 33619955.91 | 0
Existing | CZ06 | cDXOH | Generators | 0 | 0
Existing | CZ06 | cDXOH | Total End Uses | 37292809.81 | 251751.03
Existing | CZ07 | cDXOH | Heating | 0 | 0
Existing | CZ07 | cDXOH | Cooling | 0 | 0
Existing | CZ07 | cDXOH | Interior Lighting | 2902444.9 | 0
Existing | CZ07 | cDXOH | Exterior Lighting | 0 | 0
Existing | CZ07 | cDXOH | Interior Equipment | 766650.63 | 0
Existing | CZ07 | cDXOH | Exterior Equipment | 0 | 0
Existing | CZ07 | cDXOH | Fans | 3758.38 | 0
Existing | CZ07 | cDXOH | Pumps | 0 | 0
Existing | CZ07 | cDXOH | Heat Rejection | 0 | 0
Existing | CZ07 | cDXOH | Humidification | 0 | 0
Existing | CZ07 | cDXOH | Heat Recovery | 0 | 0
Existing | CZ07 | cDXOH | Water Systems | 0 | 248531.42
Existing | CZ07 | cDXOH | Refrigeration | 34699844.86 | 0
Existing | CZ07 | cDXOH | Generators | 0 | 0
Existing | CZ07 | cDXOH | Total End Uses | 38372698.76 | 248531.42
Existing | CZ08 | cDXOH | Heating | 0 | 0
Existing | CZ08 | cDXOH | Cooling | 0 | 0
Existing | CZ08 | cDXOH | Interior Lighting | 2902444.9 | 0
Existing | CZ08 | cDXOH | Exterior Lighting | 0 | 0
Existing | CZ08 | cDXOH | Interior Equipment | 766650.63 | 0
Existing | CZ08 | cDXOH | Exterior Equipment | 0 | 0
Existing | CZ08 | cDXOH | Fans | 3758.38 | 0
Existing | CZ08 | cDXOH | Pumps | 0 | 0
Existing | CZ08 | cDXOH | Heat Rejection | 0 | 0
Existing | CZ08 | cDXOH | Humidification | 0 | 0
Existing | CZ08 | cDXOH | Heat Recovery | 0 | 0
Existing | CZ08 | cDXOH | Water Systems | 0 | 248177.39
Existing | CZ08 | cDXOH | Refrigeration | 33637786.09 | 0
Existing | CZ08 | cDXOH | Generators | 0 | 0
Existing | CZ08 | cDXOH | Total End Uses | 37310639.98 | 248177.39
Existing | CZ09 | cDXOH | Heating | 0 | 0
Existing | CZ09 | cDXOH | Cooling | 0 | 0
Existing | CZ09 | cDXOH | Interior Lighting | 2902444.9 | 0
Existing | CZ09 | cDXOH | Exterior Lighting | 0 | 0
Existing | CZ09 | cDXOH | Interior Equipment | 766650.63 | 0
Existing | CZ09 | cDXOH | Exterior Equipment | 0 | 0
Existing | CZ09 | cDXOH | Fans | 3758.38 | 0
Existing | CZ09 | cDXOH | Pumps | 0 | 0
Existing | CZ09 | cDXOH | Heat Rejection | 0 | 0
Existing | CZ09 | cDXOH | Humidification | 0 | 0
Existing | CZ09 | cDXOH | Heat Recovery | 0 | 0
Existing | CZ09 | cDXOH | Water Systems | 0 | 244761.05
Existing | CZ09 | cDXOH | Refrigeration | 33623654.34 | 0
Existing | CZ09 | cDXOH | Generators | 0 | 0
Existing | CZ09 | cDXOH | Total End Uses | 37296508.24 | 244761.05
Existing | CZ10 | cDXOH | Heating | 0 | 0
Existing | CZ10 | cDXOH | Cooling | 0 | 0
Existing | CZ10 | cDXOH | Interior Lighting | 2902444.9 | 0
Existing | CZ10 | cDXOH | Exterior Lighting | 0 | 0
Existing | CZ10 | cDXOH | Interior Equipment | 766650.63 | 0
Existing | CZ10 | cDXOH | Exterior Equipment | 0 | 0
Existing | CZ10 | cDXOH | Fans | 3758.38 | 0
Existing | CZ10 | cDXOH | Pumps | 0 | 0
Existing | CZ10 | cDXOH | Heat Rejection | 0 | 0
Existing | CZ10 | cDXOH | Humidification | 0 | 0
Existing | CZ10 | cDXOH | Heat Recovery | 0 | 0
Existing | CZ10 | cDXOH | Water Systems | 0 | 242806.8
Existing | CZ10 | cDXOH | Refrigeration | 35776266.82 | 0
Existing | CZ10 | cDXOH | Generators | 0 | 0
Existing | CZ10 | cDXOH | Total End Uses | 39449120.72 | 242806.8
Existing | CZ11 | cDXOH | Heating | 0 | 0
Existing | CZ11 | cDXOH | Cooling | 0 | 0
Existing | CZ11 | cDXOH | Interior Lighting | 2902444.9 | 0
Existing | CZ11 | cDXOH | Exterior Lighting | 0 | 0
Existing | CZ11 | cDXOH | Interior Equipment | 766650.63 | 0
Existing | CZ11 | cDXOH | Exterior Equipment | 0 | 0
Existing | CZ11 | cDXOH | Fans | 3758.38 | 0
Existing | CZ11 | cDXOH | Pumps | 0 | 0
Existing | CZ11 | cDXOH | Heat Rejection | 0 | 0
Existing | CZ11 | cDXOH | Humidification | 0 | 0
Existing | CZ11 | cDXOH | Heat Recovery | 0 | 0
Existing | CZ11 | cDXOH | Water Systems | 0 | 248147.76
Existing | CZ11 | cDXOH | Refrigeration | 30059982.41 | 0
Existing | CZ11 | cDXOH | Generators | 0 | 0
Existing | CZ11 | cDXOH | Total End Uses | 33732836.31 | 248147.76
Existing | CZ12 | cDXOH | Heating | 0 | 0
Existing | CZ12 | cDXOH | Cooling | 0 | 0
Existing | CZ12 | cDXOH | Interior Lighting | 2902444.9 | 0
Existing | CZ12 | cDXOH | Exterior Lighting | 0 | 0
Existing | CZ12 | cDXOH | Interior Equipment | 766650.63 | 0
Existing | CZ12 | cDXOH | Exterior Equipment | 0 | 0
Existing | CZ12 | cDXOH | Fans | 3758.38 | 0
Existing | CZ12 | cDXOH | Pumps | 0 | 0
Existing | CZ12 | cDXOH | Heat Rejection | 0 | 0
Existing | CZ12 | cDXOH | Humidification | 0 | 0
Existing | CZ12 | cDXOH | Heat Recovery | 0 | 0
Existing | CZ12 | cDXOH | Water Systems | 0 | 255145.01
Existing | CZ12 | cDXOH | Refrigeration | 29985526.44 | 0
Existing | CZ12 | cDXOH | Generators | 0 | 0
Existing | CZ12 | cDXOH | Total End Uses | 33658380.34 | 255145.01
Existing | CZ13 | cDXOH | Heating | 0 | 0
Existing | CZ13 | cDXOH | Cooling | 0 | 0
Existing | CZ13 | cDXOH | Interior Lighting | 2902444.9 | 0
Existing | CZ13 | cDXOH | Exterior Lighting | 0 | 0
Existing | CZ13 | cDXOH | Interior Equipment | 766650.63 | 0
Existing | CZ13 | cDXOH | Exterior Equipment | 0 | 0
Existing | CZ13 | cDXOH | Fans | 3758.38 | 0
Existing | CZ13 | cDXOH | Pumps | 0 | 0
Existing | CZ13 | cDXOH | Heat Rejection | 0 | 0
Existing | CZ13 | cDXOH | Humidification | 0 | 0
Existing | CZ13 | cDXOH | Heat Recovery | 0 | 0
Existing | CZ13 | cDXOH | Water Systems | 0 | 240962.55
Existing | CZ13 | cDXOH | Refrigeration | 32028721.51 | 0
Existing | CZ13 | cDXOH | Generators | 0 | 0
Existing | CZ13 | cDXOH | Total End Uses | 35701575.41 | 240962.55
Existing | CZ14 | cDXOH | Heating | 0 | 0
Existing | CZ14 | cDXOH | Cooling | 0 | 0
Existing | CZ14 | cDXOH | Interior Lighting | 2902444.9 | 0
Existing | CZ14 | cDXOH | Exterior Lighting | 0 | 0
Existing | CZ14 | cDXOH | Interior Equipment | 766650.63 | 0
Existing | CZ14 | cDXOH | Exterior Equipment | 0 | 0
Existing | CZ14 | cDXOH | Fans | 3758.38 | 0
Existing | CZ14 | cDXOH | Pumps | 0 | 0
Existing | CZ14 | cDXOH | Heat Rejection | 0 | 0
Existing | CZ14 | cDXOH | Humidification | 0 | 0
Existing | CZ14 | cDXOH | Heat Recovery | 0 | 0
Existing | CZ14 | cDXOH | Water Systems | 0 | 228772.96
Existing | CZ14 | cDXOH | Refrigeration | 30818577.53 | 0
Existing | CZ14 | cDXOH | Generators | 0 | 0
Existing | CZ14 | cDXOH | Total End Uses | 34491431.42 | 228772.96
Existing | CZ15 | cDXOH | Heating | 0 | 0
Existing | CZ15 | cDXOH | Cooling | 0 | 0
Existing | CZ15 | cDXOH | Interior Lighting | 2902444.9 | 0
Existing | CZ15 | cDXOH | Exterior Lighting | 0 | 0
Existing | CZ15 | cDXOH | Interior Equipment | 766650.63 | 0
Existing | CZ15 | cDXOH | Exterior Equipment | 0 | 0
Existing | CZ15 | cDXOH | Fans | 3758.38 | 0
Existing | CZ15 | cDXOH | Pumps | 0 | 0
Existing | CZ15 | cDXOH | Heat Rejection | 0 | 0
Existing | CZ15 | cDXOH | Humidification | 0 | 0
Existing | CZ15 | cDXOH | Heat Recovery | 0 | 0
Existing | CZ15 | cDXOH | Water Systems | 0 | 203207.01
Existing | CZ15 | cDXOH | Refrigeration | 33270935.71 | 0
Existing | CZ15 | cDXOH | Generators | 0 | 0
Existing | CZ15 | cDXOH | Total End Uses | 36943789.61 | 203207.01
Existing | CZ16 | cDXOH | Heating | 15164.99 | 0
Existing | CZ16 | cDXOH | Cooling | 0 | 0
Existing | CZ16 | cDXOH | Interior Lighting | 2902444.9 | 0
Existing | CZ16 | cDXOH | Exterior Lighting | 0 | 0
Existing | CZ16 | cDXOH | Interior Equipment | 766650.63 | 0
Existing | CZ16 | cDXOH | Exterior Equipment | 0 | 0
Existing | CZ16 | cDXOH | Fans | 3758.38 | 0
Existing | CZ16 | cDXOH | Pumps | 0 | 0
Existing | CZ16 | cDXOH | Heat Rejection | 0 | 0
Existing | CZ16 | cDXOH | Humidification | 0 | 0
Existing | CZ16 | cDXOH | Heat Recovery | 0 | 0
Existing | CZ16 | cDXOH | Water Systems | 0 | 269724.67
Existing | CZ16 | cDXOH | Refrigeration | 25504952.28 | 0
Existing | CZ16 | cDXOH | Generators | 0 | 0
Existing | CZ16 | cDXOH | Total End Uses | 29192971.17 | 269724.67
New Construction | CZ01 | cDXOH | Heating | 0 | 0
New Construction | CZ01 | cDXOH | Cooling | 0 | 0
New Construction | CZ01 | cDXOH | Interior Lighting | 1951474.32 | 0
New Construction | CZ01 | cDXOH | Exterior Lighting | 0 | 0
New Construction | CZ01 | cDXOH | Interior Equipment | 766650.63 | 0
New Construction | CZ01 | cDXOH | Exterior Equipment | 0 | 0
New Construction | CZ01 | cDXOH | Fans | 3758.38 | 0
New Construction | CZ01 | cDXOH | Pumps | 0 | 0
New Construction | CZ01 | cDXOH | Heat Rejection | 0 | 0
New Construction | CZ01 | cDXOH | Humidification | 0 | 0
New Construction | CZ01 | cDXOH | Heat Recovery | 0 | 0
New Construction | CZ01 | cDXOH | Water Systems | 0 | 297797.71
New Construction | CZ01 | cDXOH | Refrigeration | 15475416.94 | 0
New Construction | CZ01 | cDXOH | Generators | 0 | 0
New Construction | CZ01 | cDXOH | Total End Uses | 18197300.26 | 297797.71
New Construction | CZ02 | cDXOH | Heating | 0 | 0
New Construction | CZ02 | cDXOH | Cooling | 0 | 0
New Construction | CZ02 | cDXOH | Interior Lighting | 1951474.32 | 0
New Construction | CZ02 | cDXOH | Exterior Lighting | 0 | 0
New Construction | CZ02 | cDXOH | Interior Equipment | 766650.63 | 0
New Construction | CZ02 | cDXOH | Exterior Equipment | 0 | 0
New Construction | CZ02 | cDXOH | Fans | 3758.38 | 0
New Construction | CZ02 | cDXOH | Pumps | 0 | 0
New Construction | CZ02 | cDXOH | Heat Rejection | 0 | 0
New Construction | CZ02 | cDXOH | Humidification | 0 | 0
New Construction | CZ02 | cDXOH | Heat Recovery | 0 | 0
New Construction | CZ02 | cDXOH | Water Systems | 0 | 273947.96
New Construction | CZ02 | cDXOH | Refrigeration | 29914713.21 | 0
New Construction | CZ02 | cDXOH | Generators | 0 | 0
New Construction | CZ02 | cDXOH | Total End Uses | 32636596.53 | 273947.96
New Construction | CZ03 | cDXOH | Heating | 0 | 0
New Construction | CZ03 | cDXOH | Cooling | 0 | 0
New Construction | CZ03 | cDXOH | Interior Lighting | 1951474.32 | 0
New Construction | CZ03 | cDXOH | Exterior Lighting | 0 | 0
New Construction | CZ03 | cDXOH | Interior Equipment | 766650.63 | 0
New Construction | CZ03 | cDXOH | Exterior Equipment | 0 | 0
New Construction | CZ03 | cDXOH | Fans | 3758.38 | 0
New Construction | CZ03 | cDXOH | Pumps | 0 | 0
New Construction | CZ03 | cDXOH | Heat Rejection | 0 | 0
New Construction | CZ03 | cDXOH | Humidification | 0 | 0
New Construction | CZ03 | cDXOH | Heat Recovery | 0 | 0
New Construction | CZ03 | cDXOH | Water Systems | 0 | 272978.11
New Construction | CZ03 | cDXOH | Refrigeration | 30334269.34 | 0
New Construction | CZ03 | cDXOH | Generators | 0 | 0
New Construction | CZ03 | cDXOH | Total End Uses | 33056152.66 | 272978.11
New Construction | CZ04 | cDXOH | Heating | 0 | 0
New Construction | CZ04 | cDXOH | Cooling | 0 | 0
New Construction | CZ04 | cDXOH | Interior Lighting | 1951474.32 | 0
New Construction | CZ04 | cDXOH | Exterior Lighting | 0 | 0
New Construction | CZ04 | cDXOH | Interior Equipment | 766650.63 | 0
New Construction | CZ04 | cDXOH | Exterior Equipment | 0 | 0
New Construction | CZ04 | cDXOH | Fans | 3758.38 | 0
New Construction | CZ04 | cDXOH | Pumps | 0 | 0
New Construction | CZ04 | cDXOH | Heat Rejection | 0 | 0
New Construction | CZ04 | cDXOH | Humidification | 0 | 0
New Construction | CZ04 | cDXOH | Heat Recovery | 0 | 0
New Construction | CZ04 | cDXOH | Water Systems | 0 | 263574.39
New Construction | CZ04 | cDXOH | Refrigeration | 31787433.09 | 0
New Construction | CZ04 | cDXOH | Generators | 0 | 0
New Construction | CZ04 | cDXOH | Total End Uses | 34509316.41 | 263574.39
New Construction | CZ05 | cDXOH | Heating | 0 | 0
New Construction | CZ05 | cDXOH | Cooling | 0 | 0
New Construction | CZ05 | cDXOH | Interior Lighting | 1951474.32 | 0
New Construction | CZ05 | cDXOH | Exterior Lighting | 0 | 0
New Construction | CZ05 | cDXOH | Interior Equipment | 766650.63 | 0
New Construction | CZ05 | cDXOH | Exterior Equipment | 0 | 0
New Construction | CZ05 | cDXOH | Fans | 3758.38 | 0
New Construction | CZ05 | cDXOH | Pumps | 0 | 0
New Construction | CZ05 | cDXOH | Heat Rejection | 0 | 0
New Construction | CZ05 | cDXOH | Humidification | 0 | 0
New Construction | CZ05 | cDXOH | Heat Recovery | 0 | 0
New Construction | CZ05 | cDXOH | Water Systems | 0 | 272867.93
New Construction | CZ05 | cDXOH | Refrigeration | 30285324.92 | 0
New Construction | CZ05 | cDXOH | Generators | 0 | 0
New Construction | CZ05 | cDXOH | Total End Uses | 33007208.24 | 272867.93
New Construction | CZ06 | cDXOH | Heating | 0 | 0
New Construction | CZ06 | cDXOH | Cooling | 0 | 0
New Construction | CZ06 | cDXOH | Interior Lighting | 1951474.32 | 0
New Construction | CZ06 | cDXOH | Exterior Lighting | 0 | 0
New Construction | CZ06 | cDXOH | Interior Equipment | 766650.63 | 0
New Construction | CZ06 | cDXOH | Exterior Equipment | 0 | 0
New Construction | CZ06 | cDXOH | Fans | 3758.38 | 0
New Construction | CZ06 | cDXOH | Pumps | 0 | 0
New Construction | CZ06 | cDXOH | Heat Rejection | 0 | 0
New Construction | CZ06 | cDXOH | Humidification | 0 | 0
New Construction | CZ06 | cDXOH | Heat Recovery | 0 | 0
New Construction | CZ06 | cDXOH | Water Systems | 0 | 251462.2
New Construction | CZ06 | cDXOH | Refrigeration | 37040388.67 | 0
New Construction | CZ06 | cDXOH | Generators | 0 | 0
New Construction | CZ06 | cDXOH | Total End Uses | 39762272 | 251462.2
New Construction | CZ07 | cDXOH | Heating | 0 | 0
New Construction | CZ07 | cDXOH | Cooling | 0 | 0
New Construction | CZ07 | cDXOH | Interior Lighting | 1951474.32 | 0
New Construction | CZ07 | cDXOH | Exterior Lighting | 0 | 0
New Construction | CZ07 | cDXOH | Interior Equipment | 766650.63 | 0
New Construction | CZ07 | cDXOH | Exterior Equipment | 0 | 0
New Construction | CZ07 | cDXOH | Fans | 3758.38 | 0
New Construction | CZ07 | cDXOH | Pumps | 0 | 0
New Construction | CZ07 | cDXOH | Heat Rejection | 0 | 0
New Construction | CZ07 | cDXOH | Humidification | 0 | 0
New Construction | CZ07 | cDXOH | Heat Recovery | 0 | 0
New Construction | CZ07 | cDXOH | Water Systems | 0 | 248369.06
New Construction | CZ07 | cDXOH | Refrigeration | 36835293.59 | 0
New Construction | CZ07 | cDXOH | Generators | 0 | 0
New Construction | CZ07 | cDXOH | Total End Uses | 39557176.91 | 248369.06
New Construction | CZ08 | cDXOH | Heating | 0 | 0
New Construction | CZ08 | cDXOH | Cooling | 0 | 0
New Construction | CZ08 | cDXOH | Interior Lighting | 1951474.32 | 0
New Construction | CZ08 | cDXOH | Exterior Lighting | 0 | 0
New Construction | CZ08 | cDXOH | Interior Equipment | 766650.63 | 0
New Construction | CZ08 | cDXOH | Exterior Equipment | 0 | 0
New Construction | CZ08 | cDXOH | Fans | 3758.38 | 0
New Construction | CZ08 | cDXOH | Pumps | 0 | 0
New Construction | CZ08 | cDXOH | Heat Rejection | 0 | 0
New Construction | CZ08 | cDXOH | Humidification | 0 | 0
New Construction | CZ08 | cDXOH | Heat Recovery | 0 | 0
New Construction | CZ08 | cDXOH | Water Systems | 0 | 247995.67
New Construction | CZ08 | cDXOH | Refrigeration | 36981435.42 | 0
New Construction | CZ08 | cDXOH | Generators | 0 | 0
New Construction | CZ08 | cDXOH | Total End Uses | 39703318.74 | 247995.67
New Construction | CZ09 | cDXOH | Heating | 0 | 0
New Construction | CZ09 | cDXOH | Cooling | 0 | 0
New Construction | CZ09 | cDXOH | Interior Lighting | 1951474.32 | 0
New Construction | CZ09 | cDXOH | Exterior Lighting | 0 | 0
New Construction | CZ09 | cDXOH | Interior Equipment | 766650.63 | 0
New Construction | CZ09 | cDXOH | Exterior Equipment | 0 | 0
New Construction | CZ09 | cDXOH | Fans | 3758.38 | 0
New Construction | CZ09 | cDXOH | Pumps | 0 | 0
New Construction | CZ09 | cDXOH | Heat Rejection | 0 | 0
New Construction | CZ09 | cDXOH | Humidification | 0 | 0
New Construction | CZ09 | cDXOH | Heat Recovery | 0 | 0
New Construction | CZ09 | cDXOH | Water Systems | 0 | 244543
New Construction | CZ09 | cDXOH | Refrigeration | 34555660.83 | 0
New Construction | CZ09 | cDXOH | Generators | 0 | 0
New Construction | CZ09 | cDXOH | Total End Uses | 37277544.15 | 244543
New Construction | CZ10 | cDXOH | Heating | 0 | 0
New Construction | CZ10 | cDXOH | Cooling | 0 | 0
New Construction | CZ10 | cDXOH | Interior Lighting | 1951474.32 | 0
New Construction | CZ10 | cDXOH | Exterior Lighting | 0 | 0
New Construction | CZ10 | cDXOH | Interior Equipment | 766650.63 | 0
New Construction | CZ10 | cDXOH | Exterior Equipment | 0 | 0
New Construction | CZ10 | cDXOH | Fans | 3758.38 | 0
New Construction | CZ10 | cDXOH | Pumps | 0 | 0
New Construction | CZ10 | cDXOH | Heat Rejection | 0 | 0
New Construction | CZ10 | cDXOH | Humidification | 0 | 0
New Construction | CZ10 | cDXOH | Heat Recovery | 0 | 0
New Construction | CZ10 | cDXOH | Water Systems | 0 | 242600.59
New Construction | CZ10 | cDXOH | Refrigeration | 34846182.06 | 0
New Construction | CZ10 | cDXOH | Generators | 0 | 0
New Construction | CZ10 | cDXOH | Total End Uses | 37568065.38 | 242600.59
New Construction | CZ11 | cDXOH | Heating | 0 | 0
New Construction | CZ11 | cDXOH | Cooling | 0 | 0
New Construction | CZ11 | cDXOH | Interior Lighting | 1951474.32 | 0
New Construction | CZ11 | cDXOH | Exterior Lighting | 0 | 0
New Construction | CZ11 | cDXOH | Interior Equipment | 766650.63 | 0
New Construction | CZ11 | cDXOH | Exterior Equipment | 0 | 0
New Construction | CZ11 | cDXOH | Fans | 3758.38 | 0
New Construction | CZ11 | cDXOH | Pumps | 0 | 0
New Construction | CZ11 | cDXOH | Heat Rejection | 0 | 0
New Construction | CZ11 | cDXOH | Humidification | 0 | 0
New Construction | CZ11 | cDXOH | Heat Recovery | 0 | 0
New Construction | CZ11 | cDXOH | Water Systems | 0 | 247861.66
New Construction | CZ11 | cDXOH | Refrigeration | 17666062.25 | 0
New Construction | CZ11 | cDXOH | Generators | 0 | 0
New Construction | CZ11 | cDXOH | Total End Uses | 20387945.57 | 247861.66
New Construction | CZ12 | cDXOH | Heating | 0 | 0
New Construction | CZ12 | cDXOH | Cooling | 0 | 0
New Construction | CZ12 | cDXOH | Interior Lighting | 1951474.32 | 0
New Construction | CZ12 | cDXOH | Exterior Lighting | 0 | 0
New Construction | CZ12 | cDXOH | Interior Equipment | 766650.63 | 0
New Construction | CZ12 | cDXOH | Exterior Equipment | 0 | 0
New Construction | CZ12 | cDXOH | Fans | 3758.38 | 0
New Construction | CZ12 | cDXOH | Pumps | 0 | 0
New Construction | CZ12 | cDXOH | Heat Rejection | 0 | 0
New Construction | CZ12 | cDXOH | Humidification | 0 | 0
New Construction | CZ12 | cDXOH | Heat Recovery | 0 | 0
New Construction | CZ12 | cDXOH | Water Systems | 0 | 254880.49
New Construction | CZ12 | cDXOH | Refrigeration | 19224702.94 | 0
New Construction | CZ12 | cDXOH | Generators | 0 | 0
New Construction | CZ12 | cDXOH | Total End Uses | 21946586.26 | 254880.49
New Construction | CZ13 | cDXOH | Heating | 0 | 0
New Construction | CZ13 | cDXOH | Cooling | 0 | 0
New Construction | CZ13 | cDXOH | Interior Lighting | 1951474.32 | 0
New Construction | CZ13 | cDXOH | Exterior Lighting | 0 | 0
New Construction | CZ13 | cDXOH | Interior Equipment | 766650.63 | 0
New Construction | CZ13 | cDXOH | Exterior Equipment | 0 | 0
New Construction | CZ13 | cDXOH | Fans | 3758.38 | 0
New Construction | CZ13 | cDXOH | Pumps | 0 | 0
New Construction | CZ13 | cDXOH | Heat Rejection | 0 | 0
New Construction | CZ13 | cDXOH | Humidification | 0 | 0
New Construction | CZ13 | cDXOH | Heat Recovery | 0 | 0
New Construction | CZ13 | cDXOH | Water Systems | 0 | 240736.46
New Construction | CZ13 | cDXOH | Refrigeration | 19572095.9 | 0
New Construction | CZ13 | cDXOH | Generators | 0 | 0
New Construction | CZ13 | cDXOH | Total End Uses | 22293979.22 | 240736.46
New Construction | CZ14 | cDXOH | Heating | 209.71 | 0
New Construction | CZ14 | cDXOH | Cooling | 0 | 0
New Construction | CZ14 | cDXOH | Interior Lighting | 1951474.32 | 0
New Construction | CZ14 | cDXOH | Exterior Lighting | 0 | 0
New Construction | CZ14 | cDXOH | Interior Equipment | 766650.63 | 0
New Construction | CZ14 | cDXOH | Exterior Equipment | 0 | 0
New Construction | CZ14 | cDXOH | Fans | 3758.38 | 0
New Construction | CZ14 | cDXOH | Pumps | 0 | 0
New Construction | CZ14 | cDXOH | Heat Rejection | 0 | 0
New Construction | CZ14 | cDXOH | Humidification | 0 | 0
New Construction | CZ14 | cDXOH | Heat Recovery | 0 | 0
New Construction | CZ14 | cDXOH | Water Systems | 0 | 228540.09
New Construction | CZ14 | cDXOH | Refrigeration | 19405244.52 | 0
New Construction | CZ14 | cDXOH | Generators | 0 | 0
New Construction | CZ14 | cDXOH | Total End Uses | 22127337.55 | 228540.09
New Construction | CZ15 | cDXOH | Heating | 0 | 0
New Construction | CZ15 | cDXOH | Cooling | 0 | 0
New Construction | CZ15 | cDXOH | Interior Lighting | 1951474.32 | 0
New Construction | CZ15 | cDXOH | Exterior Lighting | 0 | 0
New Construction | CZ15 | cDXOH | Interior Equipment | 766650.63 | 0
New Construction | CZ15 | cDXOH | Exterior Equipment | 0 | 0
New Construction | CZ15 | cDXOH | Fans | 3758.38 | 0
New Construction | CZ15 | cDXOH | Pumps | 0 | 0
New Construction | CZ15 | cDXOH | Heat Rejection | 0 | 0
New Construction | CZ15 | cDXOH | Humidification | 0 | 0
New Construction | CZ15 | cDXOH | Heat Recovery | 0 | 0
New Construction | CZ15 | cDXOH | Water Systems | 0 | 202971.05
New Construction | CZ15 | cDXOH | Refrigeration | 21034108.46 | 0
New Construction | CZ15 | cDXOH | Generators | 0 | 0
New Construction | CZ15 | cDXOH | Total End Uses | 23755991.78 | 202971.05
New Construction | CZ16 | cDXOH | Heating | 24125.35 | 0
New Construction | CZ16 | cDXOH | Cooling | 0 | 0
New Construction | CZ16 | cDXOH | Interior Lighting | 1951474.32 | 0
New Construction | CZ16 | cDXOH | Exterior Lighting | 0 | 0
New Construction | CZ16 | cDXOH | Interior Equipment | 766650.63 | 0
New Construction | CZ16 | cDXOH | Exterior Equipment | 0 | 0
New Construction | CZ16 | cDXOH | Fans | 3758.38 | 0
New Construction | CZ16 | cDXOH | Pumps | 0 | 0
New Construction | CZ16 | cDXOH | Heat Rejection | 0 | 0
New Construction | CZ16 | cDXOH | Humidification | 0 | 0
New Construction | CZ16 | cDXOH | Heat Recovery | 0 | 0
New Construction | CZ16 | cDXOH | Water Systems | 0 | 269434.02
New Construction | CZ16 | cDXOH | Refrigeration | 16325258.28 | 0
New Construction | CZ16 | cDXOH | Generators | 0 | 0
New Construction | CZ16 | cDXOH | Total End Uses | 19071266.95 | 269434.02
Existing | CZ01 | cPVVG | Heating | 0 | 0
Existing | CZ01 | cPVVG | Cooling | 0 | 0
Existing | CZ01 | cPVVG | Interior Lighting | 2902444.9 | 0
Existing | CZ01 | cPVVG | Exterior Lighting | 0 | 0
Existing | CZ01 | cPVVG | Interior Equipment | 766650.63 | 0
Existing | CZ01 | cPVVG | Exterior Equipment | 0 | 0
Existing | CZ01 | cPVVG | Fans | 3758.38 | 0
Existing | CZ01 | cPVVG | Pumps | 0 | 0
Existing | CZ01 | cPVVG | Heat Rejection | 0 | 0
Existing | CZ01 | cPVVG | Humidification | 0 | 0
Existing | CZ01 | cPVVG | Heat Recovery | 0 | 0
Existing | CZ01 | cPVVG | Water Systems | 0 | 298376.33
Existing | CZ01 | cPVVG | Refrigeration | 22286110.27 | 0
Existing | CZ01 | cPVVG | Generators | 0 | 0
Existing | CZ01 | cPVVG | Total End Uses | 25958964.17 | 298376.33
Existing | CZ02 | cPVVG | Heating | 0 | 0
Existing | CZ02 | cPVVG | Cooling | 0 | 0
Existing | CZ02 | cPVVG | Interior Lighting | 2902444.9 | 0
Existing | CZ02 | cPVVG | Exterior Lighting | 0 | 0
Existing | CZ02 | cPVVG | Interior Equipment | 766650.63 | 0
Existing | CZ02 | cPVVG | Exterior Equipment | 0 | 0
Existing | CZ02 | cPVVG | Fans | 3758.38 | 0
Existing | CZ02 | cPVVG | Pumps | 0 | 0
Existing | CZ02 | cPVVG | Heat Rejection | 0 | 0
Existing | CZ02 | cPVVG | Humidification | 0 | 0
Existing | CZ02 | cPVVG | Heat Recovery | 0 | 0
Existing | CZ02 | cPVVG | Water Systems | 0 | 274241.85
Existing | CZ02 | cPVVG | Refrigeration | 28567590.67 | 0
Existing | CZ02 | cPVVG | Generators | 0 | 0
Existing | CZ02 | cPVVG | Total End Uses | 32240444.56 | 274241.85
Existing | CZ03 | cPVVG | Heating | 0 | 0
Existing | CZ03 | cPVVG | Cooling | 0 | 0
Existing | CZ03 | cPVVG | Interior Lighting | 2902444.9 | 0
Existing | CZ03 | cPVVG | Exterior Lighting | 0 | 0
Existing | CZ03 | cPVVG | Interior Equipment | 766650.63 | 0
Existing | CZ03 | cPVVG | Exterior Equipment | 0 | 0
Existing | CZ03 | cPVVG | Fans | 3758.38 | 0
Existing | CZ03 | cPVVG | Pumps | 0 | 0
Existing | CZ03 | cPVVG | Heat Rejection | 0 | 0
Existing | CZ03 | cPVVG | Humidification | 0 | 0
Existing | CZ03 | cPVVG | Heat Recovery | 0 | 0
Existing | CZ03 | cPVVG | Water Systems | 0 | 273194.92
Existing | CZ03 | cPVVG | Refrigeration | 28675892.4 | 0
Existing | CZ03 | cPVVG | Generators | 0 | 0
Existing | CZ03 | cPVVG | Total End Uses | 32348746.3 | 273194.92
Existing | CZ04 | cPVVG | Heating | 0 | 0
Existing | CZ04 | cPVVG | Cooling | 0 | 0
Existing | CZ04 | cPVVG | Interior Lighting | 2902444.9 | 0
Existing | CZ04 | cPVVG | Exterior Lighting | 0 | 0
Existing | CZ04 | cPVVG | Interior Equipment | 766650.63 | 0
Existing | CZ04 | cPVVG | Exterior Equipment | 0 | 0
Existing | CZ04 | cPVVG | Fans | 3758.38 | 0
Existing | CZ04 | cPVVG | Pumps | 0 | 0
Existing | CZ04 | cPVVG | Heat Rejection | 0 | 0
Existing | CZ04 | cPVVG | Humidification | 0 | 0
Existing | CZ04 | cPVVG | Heat Recovery | 0 | 0
Existing | CZ04 | cPVVG | Water Systems | 0 | 263850.58
Existing | CZ04 | cPVVG | Refrigeration | 30576943.02 | 0
Existing | CZ04 | cPVVG | Generators | 0 | 0
Existing | CZ04 | cPVVG | Total End Uses | 34249796.92 | 263850.58
Existing | CZ05 | cPVVG | Heating | 0 | 0
Existing | CZ05 | cPVVG | Cooling | 0 | 0
Existing | CZ05 | cPVVG | Interior Lighting | 2902444.9 | 0
Existing | CZ05 | cPVVG | Exterior Lighting | 0 | 0
Existing | CZ05 | cPVVG | Interior Equipment | 766650.63 | 0
Existing | CZ05 | cPVVG | Exterior Equipment | 0 | 0
Existing | CZ05 | cPVVG | Fans | 3758.38 | 0
Existing | CZ05 | cPVVG | Pumps | 0 | 0
Existing | CZ05 | cPVVG | Heat Rejection | 0 | 0
Existing | CZ05 | cPVVG | Humidification | 0 | 0
Existing | CZ05 | cPVVG | Heat Recovery | 0 | 0
Existing | CZ05 | cPVVG | Water Systems | 0 | 273202.62
Existing | CZ05 | cPVVG | Refrigeration | 29100650 | 0
Existing | CZ05 | cPVVG | Generators | 0 | 0
Existing | CZ05 | cPVVG | Total End Uses | 32773503.9 | 273202.62
Existing | CZ06 | cPVVG | Heating | 0 | 0
Existing | CZ06 | cPVVG | Cooling | 0 | 0
Existing | CZ06 | cPVVG | Interior Lighting | 2902444.9 | 0
Existing | CZ06 | cPVVG | Exterior Lighting | 0 | 0
Existing | CZ06 | cPVVG | Interior Equipment | 766650.63 | 0
Existing | CZ06 | cPVVG | Exterior Equipment | 0 | 0
Existing | CZ06 | cPVVG | Fans | 3758.38 | 0
Existing | CZ06 | cPVVG | Pumps | 0 | 0
Existing | CZ06 | cPVVG | Heat Rejection | 0 | 0
Existing | CZ06 | cPVVG | Humidification | 0 | 0
Existing | CZ06 | cPVVG | Heat Recovery | 0 | 0
Existing | CZ06 | cPVVG | Water Systems | 0 | 251751.03
Existing | CZ06 | cPVVG | Refrigeration | 33619955.91 | 0
Existing | CZ06 | cPVVG | Generators | 0 | 0
Existing | CZ06 | cPVVG | Total End Uses | 37292809.81 | 251751.03
Existing | CZ07 | cPVVG | Heating | 0 | 0
Existing | CZ07 | cPVVG | Cooling | 0 | 0
Existing | CZ07 | cPVVG | Interior Lighting | 2902444.9 | 0
Existing | CZ07 | cPVVG | Exterior Lighting | 0 | 0
Existing | CZ07 | cPVVG | Interior Equipment | 766650.63 | 0
Existing | CZ07 | cPVVG | Exterior Equipment | 0 | 0
Existing | CZ07 | cPVVG | Fans | 3758.38 | 0
Existing | CZ07 | cPVVG | Pumps | 0 | 0
Existing | CZ07 | cPVVG | Heat Rejection | 0 | 0
Existing | CZ07 | cPVVG | Humidification | 0 | 0
Existing | CZ07 | cPVVG | Heat Recovery | 0 | 0
Existing | CZ07 | cPVVG | Water Systems | 0 | 248531.42
Existing | CZ07 | cPVVG | Refrigeration | 34699844.86 | 0
Existing | CZ07 | cPVVG | Generators | 0 | 0
Existing | CZ07 | cPVVG | Total End Uses | 38372698.76 | 248531.42
Existing | CZ08 | cPVVG | Heating | 0 | 0
Existing | CZ08 | cPVVG | Cooling | 0 | 0
Existing | CZ08 | cPVVG | Interior Lighting | 2902444.9 | 0
Existing | CZ08 | cPVVG | Exterior Lighting | 0 | 0
Existing | CZ08 | cPVVG | Interior Equipment | 766650.63 | 0
Existing | CZ08 | cPVVG | Exterior Equipment | 0 | 0
Existing | CZ08 | cPVVG | Fans | 3758.38 | 0
Existing | CZ08 | cPVVG | Pumps | 0 | 0
Existing | CZ08 | cPVVG | Heat Rejection | 0 | 0
Existing | CZ08 | cPVVG | Humidification | 0 | 0
Existing | CZ08 | cPVVG | Heat Recovery | 0 | 0
Existing | CZ08 | cPVVG | Water Systems | 0 | 248177.39
Existing | CZ08 | cPVVG | Refrigeration | 33637786.09 | 0
Existing | CZ08 | cPVVG | Generators | 0 | 0
Existing | CZ08 | cPVVG | Total End Uses | 37310639.98 | 248177.39
Existing | CZ09 | cPVVG | Heating | 0 | 0
Existing | CZ09 | cPVVG | Cooling | 0 | 0
Existing | CZ09 | cPVVG | Interior Lighting | 2902444.9 | 0
Existing | CZ09 | cPVVG | Exterior Lighting | 0 | 0
Existing | CZ09 | cPVVG | Interior Equipment | 766650.63 | 0
Existing | CZ09 | cPVVG | Exterior Equipment | 0 | 0
Existing | CZ09 | cPVVG | Fans | 3758.38 | 0
Existing | CZ09 | cPVVG | Pumps | 0 | 0
Existing | CZ09 | cPVVG | Heat Rejection | 0 | 0
Existing | CZ09 | cPVVG | Humidification | 0 | 0
Existing | CZ09 | cPVVG | Heat Recovery | 0 | 0
Existing | CZ09 | cPVVG | Water Systems | 0 | 244761.05
Existing | CZ09 | cPVVG | Refrigeration | 33623654.34 | 0
Existing | CZ09 | cPVVG | Generators | 0 | 0
Existing | CZ09 | cPVVG | Total End Uses | 37296508.24 | 244761.05
Existing | CZ10 | cPVVG | Heating | 0 | 0
Existing | CZ10 | cPVVG | Cooling | 0 | 0
Existing | CZ10 | cPVVG | Interior Lighting | 2902444.9 | 0
Existing | CZ10 | cPVVG | Exterior Lighting | 0 | 0
Existing | CZ10 | cPVVG | Interior Equipment | 766650.63 | 0
Existing | CZ10 | cPVVG | Exterior Equipment | 0 | 0
Existing | CZ10 | cPVVG | Fans | 3758.38 | 0
Existing | CZ10 | cPVVG | Pumps | 0 | 0
Existing | CZ10 | cPVVG | Heat Rejection | 0 | 0
Existing | CZ10 | cPVVG | Humidification | 0 | 0
Existing | CZ10 | cPVVG | Heat Recovery | 0 | 0
Existing | CZ10 | cPVVG | Water Systems | 0 | 242806.8
Existing | CZ10 | cPVVG | Refrigeration | 35776266.82 | 0
Existing | CZ10 | cPVVG | Generators | 0 | 0
Existing | CZ10 | cPVVG | Total End Uses | 39449120.72 | 242806.8
Existing | CZ11 | cPVVG | Heating | 0 | 0
Existing | CZ11 | cPVVG | Cooling | 0 | 0
Existing | CZ11 | cPVVG | Interior Lighting | 2902444.9 | 0
Existing | CZ11 | cPVVG | Exterior Lighting | 0 | 0
Existing | CZ11 | cPVVG | Interior Equipment | 766650.63 | 0
Existing | CZ11 | cPVVG | Exterior Equipment | 0 | 0
Existing | CZ11 | cPVVG | Fans | 3758.38 | 0
Existing | CZ11 | cPVVG | Pumps | 0 | 0
Existing | CZ11 | cPVVG | Heat Rejection | 0 | 0
Existing | CZ11 | cPVVG | Humidification | 0 | 0
Existing | CZ11 | cPVVG | Heat Recovery | 0 | 0
Existing | CZ11 | cPVVG | Water Systems | 0 | 248147.76
Existing | CZ11 | cPVVG | Refrigeration | 30059982.41 | 0
Existing | CZ11 | cPVVG | Generators | 0 | 0
Existing | CZ11 | cPVVG | Total End Uses | 33732836.31 | 248147.76
Existing | CZ12 | cPVVG | Heating | 0 | 0
Existing | CZ12 | cPVVG | Cooling | 0 | 0
Existing | CZ12 | cPVVG | Interior Lighting | 2902444.9 | 0
Existing | CZ12 | cPVVG | Exterior Lighting | 0 | 0
Existing | CZ12 | cPVVG | Interior Equipment | 766650.63 | 0
Existing | CZ12 | cPVVG | Exterior Equipment | 0 | 0
Existing | CZ12 | cPVVG | Fans | 3758.38 | 0
Existing | CZ12 | cPVVG | Pumps | 0 | 0
Existing | CZ12 | cPVVG | Heat Rejection | 0 | 0
Existing | CZ12 | cPVVG | Humidification | 0 | 0
Existing | CZ12 | cPVVG | Heat Recovery | 0 | 0
Existing | CZ12 | cPVVG | Water Systems | 0 | 255145.01
Existing | CZ12 | cPVVG | Refrigeration | 29985526.44 | 0
Existing | CZ12 | cPVVG | Generators | 0 | 0
Existing | CZ12 | cPVVG | Total End Uses | 33658380.34 | 255145.01
Existing | CZ13 | cPVVG | Heating | 0 | 0
Existing | CZ13 | cPVVG | Cooling | 0 | 0
Existing | CZ13 | cPVVG | Interior Lighting | 2902444.9 | 0
Existing | CZ13 | cPVVG | Exterior Lighting | 0 | 0
Existing | CZ13 | cPVVG | Interior Equipment | 766650.63 | 0
Existing | CZ13 | cPVVG | Exterior Equipment | 0 | 0
Existing | CZ13 | cPVVG | Fans | 3758.38 | 0
Existing | CZ13 | cPVVG | Pumps | 0 | 0
Existing | CZ13 | cPVVG | Heat Rejection | 0 | 0
Existing | CZ13 | cPVVG | Humidification | 0 | 0
Existing | CZ13 | cPVVG | Heat Recovery | 0 | 0
Existing | CZ13 | cPVVG | Water Systems | 0 | 240962.55
Existing | CZ13 | cPVVG | Refrigeration | 32028721.51 | 0
Existing | CZ13 | cPVVG | Generators | 0 | 0
Existing | CZ13 | cPVVG | Total End Uses | 35701575.41 | 240962.55
Existing | CZ14 | cPVVG | Heating | 0 | 0
Existing | CZ14 | cPVVG | Cooling | 0 | 0
Existing | CZ14 | cPVVG | Interior Lighting | 2902444.9 | 0
Existing | CZ14 | cPVVG | Exterior Lighting | 0 | 0
Existing | CZ14 | cPVVG | Interior Equipment | 766650.63 | 0
Existing | CZ14 | cPVVG | Exterior Equipment | 0 | 0
Existing | CZ14 | cPVVG | Fans | 3758.38 | 0
Existing | CZ14 | cPVVG | Pumps | 0 | 0
Existing | CZ14 | cPVVG | Heat Rejection | 0 | 0
Existing | CZ14 | cPVVG | Humidification | 0 | 0
Existing | CZ14 | cPVVG | Heat Recovery | 0 | 0
Existing | CZ14 | cPVVG | Water Systems | 0 | 228772.96
Existing | CZ14 | cPVVG | Refrigeration | 30818577.53 | 0
Existing | CZ14 | cPVVG | Generators | 0 | 0
Existing | CZ14 | cPVVG | Total End Uses | 34491431.42 | 228772.96
Existing | CZ15 | cPVVG | Heating | 0 | 0
Existing | CZ15 | cPVVG | Cooling | 0 | 0
Existing | CZ15 | cPVVG | Interior Lighting | 2902444.9 | 0
Existing | CZ15 | cPVVG | Exterior Lighting | 0 | 0
Existing | CZ15 | cPVVG | Interior Equipment | 766650.63 | 0
Existing | CZ15 | cPVVG | Exterior Equipment | 0 | 0
Existing | CZ15 | cPVVG | Fans | 3758.38 | 0
Existing | CZ15 | cPVVG | Pumps | 0 | 0
Existing | CZ15 | cPVVG | Heat Rejection | 0 | 0
Existing | CZ15 | cPVVG | Humidification | 0 | 0
Existing | CZ15 | cPVVG | Heat Recovery | 0 | 0
Existing | CZ15 | cPVVG | Water Systems | 0 | 203207.01
Existing | CZ15 | cPVVG | Refrigeration | 33270935.71 | 0
Existing | CZ15 | cPVVG | Generators | 0 | 0
Existing | CZ15 | cPVVG | Total End Uses | 36943789.61 | 203207.01
Existing | CZ16 | cPVVG | Heating | 15164.99 | 0
Existing | CZ16 | cPVVG | Cooling | 0 | 0
Existing | CZ16 | cPVVG | Interior Lighting | 2902444.9 | 0
Existing | CZ16 | cPVVG | Exterior Lighting | 0 | 0
Existing | CZ16 | cPVVG | Interior Equipment | 766650.63 | 0
Existing | CZ16 | cPVVG | Exterior Equipment | 0 | 0
Existing | CZ16 | cPVVG | Fans | 3758.38 | 0
Existing | CZ16 | cPVVG | Pumps | 0 | 0
Existing | CZ16 | cPVVG | Heat Rejection | 0 | 0
Existing | CZ16 | cPVVG | Humidification | 0 | 0
Existing | CZ16 | cPVVG | Heat Recovery | 0 | 0
Existing | CZ16 | cPVVG | Water Systems | 0 | 269724.67
Existing | CZ16 | cPVVG | Refrigeration | 25504952.28 | 0
Existing | CZ16 | cPVVG | Generators | 0 | 0
Existing | CZ16 | cPVVG | Total End Uses | 29192971.17 | 269724.67
New Construction | CZ01 | cPVVG | Heating | 0 | 0
New Construction | CZ01 | cPVVG | Cooling | 0 | 0
New Construction | CZ01 | cPVVG | Interior Lighting | 1951474.32 | 0
New Construction | CZ01 | cPVVG | Exterior Lighting | 0 | 0
New Construction | CZ01 | cPVVG | Interior Equipment | 766650.63 | 0
New Construction | CZ01 | cPVVG | Exterior Equipment | 0 | 0
New Construction | CZ01 | cPVVG | Fans | 3758.38 | 0
New Construction | CZ01 | cPVVG | Pumps | 0 | 0
New Construction | CZ01 | cPVVG | Heat Rejection | 0 | 0
New Construction | CZ01 | cPVVG | Humidification | 0 | 0
New Construction | CZ01 | cPVVG | Heat Recovery | 0 | 0
New Construction | CZ01 | cPVVG | Water Systems | 0 | 297797.71
New Construction | CZ01 | cPVVG | Refrigeration | 15475416.94 | 0
New Construction | CZ01 | cPVVG | Generators | 0 | 0
New Construction | CZ01 | cPVVG | Total End Uses | 18197300.26 | 297797.71
New Construction | CZ02 | cPVVG | Heating | 0 | 0
New Construction | CZ02 | cPVVG | Cooling | 0 | 0
New Construction | CZ02 | cPVVG | Interior Lighting | 1951474.32 | 0
New Construction | CZ02 | cPVVG | Exterior Lighting | 0 | 0
New Construction | CZ02 | cPVVG | Interior Equipment | 766650.63 | 0
New Construction | CZ02 | cPVVG | Exterior Equipment | 0 | 0
New Construction | CZ02 | cPVVG | Fans | 3758.38 | 0
New Construction | CZ02 | cPVVG | Pumps | 0 | 0
New Construction | CZ02 | cPVVG | Heat Rejection | 0 | 0
New Construction | CZ02 | cPVVG | Humidification | 0 | 0
New Construction | CZ02 | cPVVG | Heat Recovery | 0 | 0
New Construction | CZ02 | cPVVG | Water Systems | 0 | 273947.96
New Construction | CZ02 | cPVVG | Refrigeration | 29914713.21 | 0
New Construction | CZ02 | cPVVG | Generators | 0 | 0
New Construction | CZ02 | cPVVG | Total End Uses | 32636596.53 | 273947.96
New Construction | CZ03 | cPVVG | Heating | 0 | 0
New Construction | CZ03 | cPVVG | Cooling | 0 | 0
New Construction | CZ03 | cPVVG | Interior Lighting | 1951474.32 | 0
New Construction | CZ03 | cPVVG | Exterior Lighting | 0 | 0
New Construction | CZ03 | cPVVG | Interior Equipment | 766650.63 | 0
New Construction | CZ03 | cPVVG | Exterior Equipment | 0 | 0
New Construction | CZ03 | cPVVG | Fans | 3758.38 | 0
New Construction | CZ03 | cPVVG | Pumps | 0 | 0
New Construction | CZ03 | cPVVG | Heat Rejection | 0 | 0
New Construction | CZ03 | cPVVG | Humidification | 0 | 0
New Construction | CZ03 | cPVVG | Heat Recovery | 0 | 0
New Construction | CZ03 | cPVVG | Water Systems | 0 | 272978.11
New Construction | CZ03 | cPVVG | Refrigeration | 30334269.34 | 0
New Construction | CZ03 | cPVVG | Generators | 0 | 0
New Construction | CZ03 | cPVVG | Total End Uses | 33056152.66 | 272978.11
New Construction | CZ04 | cPVVG | Heating | 0 | 0
New Construction | CZ04 | cPVVG | Cooling | 0 | 0
New Construction | CZ04 | cPVVG | Interior Lighting | 1951474.32 | 0
New Construction | CZ04 | cPVVG | Exterior Lighting | 0 | 0
New Construction | CZ04 | cPVVG | Interior Equipment | 766650.63 | 0
New Construction | CZ04 | cPVVG | Exterior Equipment | 0 | 0
New Construction | CZ04 | cPVVG | Fans | 3758.38 | 0
New Construction | CZ04 | cPVVG | Pumps | 0 | 0
New Construction | CZ04 | cPVVG | Heat Rejection | 0 | 0
New Construction | CZ04 | cPVVG | Humidification | 0 | 0
New Construction | CZ04 | cPVVG | Heat Recovery | 0 | 0
New Construction | CZ04 | cPVVG | Water Systems | 0 | 263574.39
New Construction | CZ04 | cPVVG | Refrigeration | 31787433.09 | 0
New Construction | CZ04 | cPVVG | Generators | 0 | 0
New Construction | CZ04 | cPVVG | Total End Uses | 34509316.41 | 263574.39
New Construction | CZ05 | cPVVG | Heating | 0 | 0
New Construction | CZ05 | cPVVG | Cooling | 0 | 0
New Construction | CZ05 | cPVVG | Interior Lighting | 1951474.32 | 0
New Construction | CZ05 | cPVVG | Exterior Lighting | 0 | 0
New Construction | CZ05 | cPVVG | Interior Equipment | 766650.63 | 0
New Construction | CZ05 | cPVVG | Exterior Equipment | 0 | 0
New Construction | CZ05 | cPVVG | Fans | 3758.38 | 0
New Construction | CZ05 | cPVVG | Pumps | 0 | 0
New Construction | CZ05 | cPVVG | Heat Rejection | 0 | 0
New Construction | CZ05 | cPVVG | Humidification | 0 | 0
New Construction | CZ05 | cPVVG | Heat Recovery | 0 | 0
New Construction | CZ05 | cPVVG | Water Systems | 0 | 272867.93
New Construction | CZ05 | cPVVG | Refrigeration | 30285324.92 | 0
New Construction | CZ05 | cPVVG | Generators | 0 | 0
New Construction | CZ05 | cPVVG | Total End Uses | 33007208.24 | 272867.93
New Construction | CZ06 | cPVVG | Heating | 0 | 0
New Construction | CZ06 | cPVVG | Cooling | 0 | 0
New Construction | CZ06 | cPVVG | Interior Lighting | 1951474.32 | 0
New Construction | CZ06 | cPVVG | Exterior Lighting | 0 | 0
New Construction | CZ06 | cPVVG | Interior Equipment | 766650.63 | 0
New Construction | CZ06 | cPVVG | Exterior Equipment | 0 | 0
New Construction | CZ06 | cPVVG | Fans | 3758.38 | 0
New Construction | CZ06 | cPVVG | Pumps | 0 | 0
New Construction | CZ06 | cPVVG | Heat Rejection | 0 | 0
New Construction | CZ06 | cPVVG | Humidification | 0 | 0
New Construction | CZ06 | cPVVG | Heat Recovery | 0 | 0
New Construction | CZ06 | cPVVG | Water Systems | 0 | 251462.2
New Construction | CZ06 | cPVVG | Refrigeration | 37040388.67 | 0
New Construction | CZ06 | cPVVG | Generators | 0 | 0
New Construction | CZ06 | cPVVG | Total End Uses | 39762272 | 251462.2
New Construction | CZ07 | cPVVG | Heating | 0 | 0
New Construction | CZ07 | cPVVG | Cooling | 0 | 0
New Construction | CZ07 | cPVVG | Interior Lighting | 1951474.32 | 0
New Construction | CZ07 | cPVVG | Exterior Lighting | 0 | 0
New Construction | CZ07 | cPVVG | Interior Equipment | 766650.63 | 0
New Construction | CZ07 | cPVVG | Exterior Equipment | 0 | 0
New Construction | CZ07 | cPVVG | Fans | 3758.38 | 0
New Construction | CZ07 | cPVVG | Pumps | 0 | 0
New Construction | CZ07 | cPVVG | Heat Rejection | 0 | 0
New Construction | CZ07 | cPVVG | Humidification | 0 | 0
New Construction | CZ07 | cPVVG | Heat Recovery | 0 | 0
New Construction | CZ07 | cPVVG | Water Systems | 0 | 248369.06
New Construction | CZ07 | cPVVG | Refrigeration | 36835293.59 | 0
New Construction | CZ07 | cPVVG | Generators | 0 | 0
New Construction | CZ07 | cPVVG | Total End Uses | 39557176.91 | 248369.06
New Construction | CZ08 | cPVVG | Heating | 0 | 0
New Construction | CZ08 | cPVVG | Cooling | 0 | 0
New Construction | CZ08 | cPVVG | Interior Lighting | 1951474.32 | 0
New Construction | CZ08 | cPVVG | Exterior Lighting | 0 | 0
New Construction | CZ08 | cPVVG | Interior Equipment | 766650.63 | 0
New Construction | CZ08 | cPVVG | Exterior Equipment | 0 | 0
New Construction | CZ08 | cPVVG | Fans | 3758.38 | 0
New Construction | CZ08 | cPVVG | Pumps | 0 | 0
New Construction | CZ08 | cPVVG | Heat Rejection | 0 | 0
New Construction | CZ08 | cPVVG | Humidification | 0 | 0
New Construction | CZ08 | cPVVG | Heat Recovery | 0 | 0
New Construction | CZ08 | cPVVG | Water Systems | 0 | 247995.67
New Construction | CZ08 | cPVVG | Refrigeration | 36981435.42 | 0
New Construction | CZ08 | cPVVG | Generators | 0 | 0
New Construction | CZ08 | cPVVG | Total End Uses | 39703318.74 | 247995.67
New Construction | CZ09 | cPVVG | Heating | 0 | 0
New Construction | CZ09 | cPVVG | Cooling | 0 | 0
New Construction | CZ09 | cPVVG | Interior Lighting | 1951474.32 | 0
New Construction | CZ09 | cPVVG | Exterior Lighting | 0 | 0
New Construction | CZ09 | cPVVG | Interior Equipment | 766650.63 | 0
New Construction | CZ09 | cPVVG | Exterior Equipment | 0 | 0
New Construction | CZ09 | cPVVG | Fans | 3758.38 | 0
New Construction | CZ09 | cPVVG | Pumps | 0 | 0
New Construction | CZ09 | cPVVG | Heat Rejection | 0 | 0
New Construction | CZ09 | cPVVG | Humidification | 0 | 0
New Construction | CZ09 | cPVVG | Heat Recovery | 0 | 0
New Construction | CZ09 | cPVVG | Water Systems | 0 | 244543
New Construction | CZ09 | cPVVG | Refrigeration | 34555660.83 | 0
New Construction | CZ09 | cPVVG | Generators | 0 | 0
New Construction | CZ09 | cPVVG | Total End Uses | 37277544.15 | 244543
New Construction | CZ10 | cPVVG | Heating | 0 | 0
New Construction | CZ10 | cPVVG | Cooling | 0 | 0
New Construction | CZ10 | cPVVG | Interior Lighting | 1951474.32 | 0
New Construction | CZ10 | cPVVG | Exterior Lighting | 0 | 0
New Construction | CZ10 | cPVVG | Interior Equipment | 766650.63 | 0
New Construction | CZ10 | cPVVG | Exterior Equipment | 0 | 0
New Construction | CZ10 | cPVVG | Fans | 3758.38 | 0
New Construction | CZ10 | cPVVG | Pumps | 0 | 0
New Construction | CZ10 | cPVVG | Heat Rejection | 0 | 0
New Construction | CZ10 | cPVVG | Humidification | 0 | 0
New Construction | CZ10 | cPVVG | Heat Recovery | 0 | 0
New Construction | CZ10 | cPVVG | Water Systems | 0 | 242600.59
New Construction | CZ10 | cPVVG | Refrigeration | 34846182.06 | 0
New Construction | CZ10 | cPVVG | Generators | 0 | 0
New Construction | CZ10 | cPVVG | Total End Uses | 37568065.38 | 242600.59
New Construction | CZ11 | cPVVG | Heating | 0 | 0
New Construction | CZ11 | cPVVG | Cooling | 0 | 0
New Construction | CZ11 | cPVVG | Interior Lighting | 1951474.32 | 0
New Construction | CZ11 | cPVVG | Exterior Lighting | 0 | 0
New Construction | CZ11 | cPVVG | Interior Equipment | 766650.63 | 0
New Construction | CZ11 | cPVVG | Exterior Equipment | 0 | 0
New Construction | CZ11 | cPVVG | Fans | 3758.38 | 0
New Construction | CZ11 | cPVVG | Pumps | 0 | 0
New Construction | CZ11 | cPVVG | Heat Rejection | 0 | 0
New Construction | CZ11 | cPVVG | Humidification | 0 | 0
New Construction | CZ11 | cPVVG | Heat Recovery | 0 | 0
New Construction | CZ11 | cPVVG | Water Systems | 0 | 247861.66
New Construction | CZ11 | cPVVG | Refrigeration | 17666062.25 | 0
New Construction | CZ11 | cPVVG | Generators | 0 | 0
New Construction | CZ11 | cPVVG | Total End Uses | 20387945.57 | 247861.66
New Construction | CZ12 | cPVVG | Heating | 0 | 0
New Construction | CZ12 | cPVVG | Cooling | 0 | 0
New Construction | CZ12 | cPVVG | Interior Lighting | 1951474.32 | 0
New Construction | CZ12 | cPVVG | Exterior Lighting | 0 | 0
New Construction | CZ12 | cPVVG | Interior Equipment | 766650.63 | 0
New Construction | CZ12 | cPVVG | Exterior Equipment | 0 | 0
New Construction | CZ12 | cPVVG | Fans | 3758.38 | 0
New Construction | CZ12 | cPVVG | Pumps | 0 | 0
New Construction | CZ12 | cPVVG | Heat Rejection | 0 | 0
New Construction | CZ12 | cPVVG | Humidification | 0 | 0
New Construction | CZ12 | cPVVG | Heat Recovery | 0 | 0
New Construction | CZ12 | cPVVG | Water Systems | 0 | 254880.49
New Construction | CZ12 | cPVVG | Refrigeration | 19224702.94 | 0
New Construction | CZ12 | cPVVG | Generators | 0 | 0
New Construction | CZ12 | cPVVG | Total End Uses | 21946586.26 | 254880.49
New Construction | CZ13 | cPVVG | Heating | 0 | 0
New Construction | CZ13 | cPVVG | Cooling | 0 | 0
New Construction | CZ13 | cPVVG | Interior Lighting | 1951474.32 | 0
New Construction | CZ13 | cPVVG | Exterior Lighting | 0 | 0
New Construction | CZ13 | cPVVG | Interior Equipment | 766650.63 | 0
New Construction | CZ13 | cPVVG | Exterior Equipment | 0 | 0
New Construction | CZ13 | cPVVG | Fans | 3758.38 | 0
New Construction | CZ13 | cPVVG | Pumps | 0 | 0
New Construction | CZ13 | cPVVG | Heat Rejection | 0 | 0
New Construction | CZ13 | cPVVG | Humidification | 0 | 0
New Construction | CZ13 | cPVVG | Heat Recovery | 0 | 0
New Construction | CZ13 | cPVVG | Water Systems | 0 | 240736.46
New Construction | CZ13 | cPVVG | Refrigeration | 19572095.9 | 0
New Construction | CZ13 | cPVVG | Generators | 0 | 0
New Construction | CZ13 | cPVVG | Total End Uses | 22293979.22 | 240736.46
New Construction | CZ14 | cPVVG | Heating | 209.71 | 0
New Construction | CZ14 | cPVVG | Cooling | 0 | 0
New Construction | CZ14 | cPVVG | Interior Lighting | 1951474.32 | 0
New Construction | CZ14 | cPVVG | Exterior Lighting | 0 | 0
New Construction | CZ14 | cPVVG | Interior Equipment | 766650.63 | 0
New Construction | CZ14 | cPVVG | Exterior Equipment | 0 | 0
New Construction | CZ14 | cPVVG | Fans | 3758.38 | 0
New Construction | CZ14 | cPVVG | Pumps | 0 | 0
New Construction | CZ14 | cPVVG | Heat Rejection | 0 | 0
New Construction | CZ14 | cPVVG | Humidification | 0 | 0
New Construction | CZ14 | cPVVG | Heat Recovery | 0 | 0
New Construction | CZ14 | cPVVG | Water Systems | 0 | 228540.09
New Construction | CZ14 | cPVVG | Refrigeration | 19405244.52 | 0
New Construction | CZ14 | cPVVG | Generators | 0 | 0
New Construction | CZ14 | cPVVG | Total End Uses | 22127337.55 | 228540.09
New Construction | CZ15 | cPVVG | Heating | 0 | 0
New Construction | CZ15 | cPVVG | Cooling | 0 | 0
New Construction | CZ15 | cPVVG | Interior Lighting | 1951474.32 | 0
New Construction | CZ15 | cPVVG | Exterior Lighting | 0 | 0
New Construction | CZ15 | cPVVG | Interior Equipment | 766650.63 | 0
New Construction | CZ15 | cPVVG | Exterior Equipment | 0 | 0
New Construction | CZ15 | cPVVG | Fans | 3758.38 | 0
New Construction | CZ15 | cPVVG | Pumps | 0 | 0
New Construction | CZ15 | cPVVG | Heat Rejection | 0 | 0
New Construction | CZ15 | cPVVG | Humidification | 0 | 0
New Construction | CZ15 | cPVVG | Heat Recovery | 0 | 0
New Construction | CZ15 | cPVVG | Water Systems | 0 | 202971.05
New Construction | CZ15 | cPVVG | Refrigeration | 21034108.46 | 0
New Construction | CZ15 | cPVVG | Generators | 0 | 0
New Construction | CZ15 | cPVVG | Total End Uses | 23755991.78 | 202971.05
New Construction | CZ16 | cPVVG | Heating | 24125.35 | 0
New Construction | CZ16 | cPVVG | Cooling | 0 | 0
New Construction | CZ16 | cPVVG | Interior Lighting | 1951474.32 | 0
New Construction | CZ16 | cPVVG | Exterior Lighting | 0 | 0
New Construction | CZ16 | cPVVG | Interior Equipment | 766650.63 | 0
New Construction | CZ16 | cPVVG | Exterior Equipment | 0 | 0
New Construction | CZ16 | cPVVG | Fans | 3758.38 | 0
New Construction | CZ16 | cPVVG | Pumps | 0 | 0
New Construction | CZ16 | cPVVG | Heat Rejection | 0 | 0
New Construction | CZ16 | cPVVG | Humidification | 0 | 0
New Construction | CZ16 | cPVVG | Heat Recovery | 0 | 0
New Construction | CZ16 | cPVVG | Water Systems | 0 | 269434.02
New Construction | CZ16 | cPVVG | Refrigeration | 16325258.28 | 0
New Construction | CZ16 | cPVVG | Generators | 0 | 0
New Construction | CZ16 | cPVVG | Total End Uses | 19071266.95 | 269434.02

## PV
PV - Warehouse - Refrigerated (NA)

## EV Charger
EV Charger - Warehouse - Refrigerated (NA)

## Raw_building (hidden)
Building Type | Building Category | Roof Type | Window Wall Ratio (%)
Warehouse - Refrigerated | Nonresidential | Flat Roof | 1

## Raw_windowdimensionsillheight (hidden)
Window Name | Width [ft] | Height [ft] | Sill Height [ft]
EL1 EAST WIN (G.N2.E7.W1) | 32.51 | 5.22 | 3
EL1 NORTH WIN (G.N2.E5.W1) | 65.03 | 5.22 | 3
EL1 WEST WIN (G.N2.E6.W1) | 32.51 | 5.22 | 3
EL1 EAST WIN (G.S1.E2.W1) | 32.51 | 5.22 | 3
EL1 SOUTH WIN (G.S1.E1.W1) | 65.03 | 5.22 | 3
EL1 WEST WIN (G.S1.E3.W1) | 32.51 | 5.22 | 3

## Raw_shadinggeometry (hidden)
Shading Name | Width [ft] | Length [ft]
No Shading

## Raw_zonesummary (hidden)
Vintage | Space | Zone Name | Conditioned | Area (Excluding Plenums and CrawlSpace) (ft2) | Area (Including Plenums and CrawlSpace) (ft2) | Width (ft) | Length (ft) | Volume (ft3) | Multipliers | People (Persons/1000 ft2) | Lighting (Btu/h-ft2) | Plug Loads (Btu/h-ft2) | Outdoor Air Flow per Person (cfm/person) | Outdoor Air Flow per Zone Floor Area (cfm/ft2) | Zone Type | HVAC System Identifier | Schedule Identifier | Height (ft)
Existing | WAREHOUSECOND EL1 NORTH PERIM SPC (G.N2) | WAREHOUSECOND EL1 NORTH PERIM SPC (G.N2) | Yes | 250019.61 | 250019.61 | 707.09 | 353.54 | 12001526.69 | 1 | 1 | 2.0297 | 0.3412 | - | - | Storage_warehouse | - | Warehouse | 48.0023
Existing | WAREHOUSECOND EL1 SOUTH PERIM SPC (G.S1) | WAREHOUSECOND EL1 SOUTH PERIM SPC (G.S1) | Yes | 250019.61 | 250019.61 | 707.09 | 353.54 | 12001526.69 | 1 | 1 | 2.0297 | 0.3412 | - | - | Storage_warehouse | - | Warehouse | 48.0023
New Construction | WAREHOUSECOND EL1 NORTH PERIM SPC (G.N2) | WAREHOUSECOND EL1 NORTH PERIM SPC (G.N2) | Yes | 250019.61 | 250019.61 | 707.09 | 353.54 | 12001526.69 | 1 | 1 | 1.3647 | 0.3412 | - | - | Storage_warehouse | - | Warehouse | 48.0023
New Construction | WAREHOUSECOND EL1 SOUTH PERIM SPC (G.S1) | WAREHOUSECOND EL1 SOUTH PERIM SPC (G.S1) | Yes | 250019.61 | 250019.61 | 707.09 | 353.54 | 12001526.69 | 1 | 1 | 1.3647 | 0.3412 | - | - | Storage_warehouse | - | Warehouse | 48.0023