## Geometry Summary (hidden)
Abbreviation | Building Type | Shape | Number of Floors | Aspect Ratio | Zone Height_1 | Zone Height_2 | Zone Height_3 | Plenum Height | Floor to Floor Height (feet) | Floor to Ceiling Height (feet)
Asm | Assembly | #VALUE! | 1 | 1 | 12.0006 | na | na | 3.0001 | 12.0006 | 15.0007
ECC | Education - Community College | #VALUE! | 3 | 5.7 | 9.0004 | 13.0006 | na | 4.0002 | 9 / 13 | 13 / 17
EPr | Education - Primary School | #VALUE! | 1 | 2 | 9.0004 | 12.0006 | na | 3.0001 | 9 / 12 | 12 / 15
ERC | Education - Relocatable Classroom | #VALUE! | 1 | 1.7 | 9.0004 | na | na | 3.0001 | 9.0004 | 12.0006
ESe | Education - Secondary School | #VALUE! | 2 | 2.5/1.0 | 9.0004 | 13.0006 | na | 4.0002 | 9 / 13 | 13 / 17
EUn | Education - University | #VALUE! | 4 | 2.0/15.0 | 10.0005 | 9.0004 | 14.0007 | 4.0002 | 9 / 10 / 14 | 13 / 14 / 18
Fin | Financial buildings, incl. banks | #VALUE! | 1 | 1 | 11.0005 | na | na | na | 11.0005 | 11.0005
Gro | Grocery | #VALUE! | 1 | 1 | 25.0012 | na | na | na | 25.0012 | 25.0012
Hsp | Health/Medical - Hospital | #VALUE! | 3 | 1 | 10.007 | 12.9927 | na | 2.9857 | 10 / 13 | 13 / 16
Htl | Lodging - Hotel | #VALUE! | 4 | 6.6 | 8.0004 | 10.5005 | na | 1.5001 | 8 / 11 | 10 / 12
Lib | Libraries | #VALUE! | 1 | 1 | 13.0006 | na | na | na | 13.0006 | 13.0006
MBT | Manufacturing Biotech | #VALUE! | 1 | 6 | 9.0004 | na | na | 6.0003 | 9.0004 | 15.0008
MLI | Manufacturing Light Industrial | #VALUE! | 1 | 1 | 35.0017 | na | na | na | 35.0017 | 35.0017
Mtl | Lodging - Motel | #VALUE! | 2 | 5.1 | 9.0004 | na | na | na | 9.0004 | 9.0004
Nrs | Health/Medical - Nursing Home | #VALUE! | 2 | 10.3 | 12.9986 | 9.0005 | na | 4.0055 | 9 / 13 | 13 / 17
OfL | Office - Large | #VALUE! | 3 | 1.5 | 9.0004 | na | na | 3.0001 | 9.0004 | 12.0006
OfS | Office - Small | #VALUE! | 2 | 1.5 | 9.0004 | na | na | 3.0001 | 9.0004 | 12.0006
Rel | Religious assembly buildings | #VALUE! | 1 | 2.5 | 37.5018 | 15.0007 | na | na | 38 / 15 | 38 / 15
RFF | Restaurant - Fast-Food | #VALUE! | 1 | 1 | 10.0005 | na | na | 3.0002 | 10.0005 | 13.0007
RSD | Restaurant - Sit-Down | #VALUE! | 1 | 1 | 10.0005 | na | na | 3.0001 | 10.0005 | 13.0006
Rt3 | Retail - Multistory Large | #VALUE! | 3 | 1 | 15.0007 | na | na | 5.8002 | 15.0007 | 20.8009
RtL | Retail - Single-Story Large | #VALUE! | 1 | 1 | 20.501 | na | na | na | 20.501 | 20.501
RtS | Retail - Small | #VALUE! | 1 | 1 | 10.0005 | na | na | 2.0001 | 10.0005 | 12.0006
SCn | Storage - Conditioned | #VALUE! | 1 | 1 | 48.0023 | na | na | na | 48.0023 | 48.0023
SUn | Storage - Unconditioned | #VALUE! | 1 | 1 | 48.0023 | na | na | na | 48.0023 | 48.0023
WRf | Warehouse - Refrigerated | #VALUE! | 1 | 1 | 48.0023 | na | na | na | 48.0023 | 48.0023

## Prototype
TRC, Updated Febuary 2026
0
Characteristic | Value
Building Type | 0
Building Category | 0
Vintages | Two vintages: Existing and New Construction
Shape
Total Floor Area (ft²) | 0
Aspect Ratio
Number of Floors
Roof Type | 0
Gross Window to Wall Ratio (%) | 0
Shading Geometry | 0
Floor to Floor Height (feet)
Floor to Ceiling Height (feet)
Glazing Sill Height (feet) | 0

## Notes
Prototype Overview
Name | Description
Asm | Assembly
ECC | Education - Community College
EPr | Education - Primary School
ERC | Education - Relocatable Classroom
ESe | Education - Secondary School
EUn | Education - University
Fin | Financial buildings, incl. banks
Gro | Grocery
Hsp | Health/Medical - Hospital
Htl | Lodging - Hotel
Lib | Libraries
MBT | Manufacturing Biotech
MLI | Manufacturing Light Industrial
Mtl | Lodging - Motel
Nrs | Health/Medical - Nursing Home
OfL | Office - Large
OfS | Office - Small
Rel | Religious assembly buildings
RFF | Restaurant - Fast-Food
RSD | Restaurant - Sit-Down
Rt3 | Retail - Multistory Large
RtL | Retail - Single-Story Large
RtS | Retail - Small
SCn | Storage - Conditioned
SUn | Storage - Unconditioned
WRf | Warehouse - Refrigerated
Vintages
Existing | Weighted average of Title 24 requirements based on vintages from 1975 to 2022
New Construction | Title 24 2025
Run Begin Day
Begin Month | Begin Day of Month | Day of Week for Start Day
0 | 0 | 0
Special Days
Name | Start Date | Duration (days) | Special Day Type
0 | 0 | 0 | 0
0 | 0 | 0 | 0
0 | 0 | 0 | 0
0 | 0 | 0 | 0
0 | 0 | 0 | 0
0 | 0 | 0 | 0
0 | 0 | 0 | 0
0 | 0 | 0 | 0
0 | 0 | 0 | 0
0 | 0 | 0 | 0
0 | 0 | 0 | 0
0 | 0 | 0 | 0
0 | 0 | 0 | 0
0 | 0 | 0 | 0
0 | 0 | 0 | 0

## Raw_runbeginday
Begin Month | Begin Day of Month | Day of Week for Start Day
0 | 0 | 0

## Raw_specialdays
Name | Start Day | Duration | Special Day Type
0 | 0 | 0 | 0
0 | 0 | 0 | 0
0 | 0 | 0 | 0
0 | 0 | 0 | 0
0 | 0 | 0 | 0
0 | 0 | 0 | 0
0 | 0 | 0 | 0
0 | 0 | 0 | 0
0 | 0 | 0 | 0
0 | 0 | 0 | 0

## Climate Zone
Climate Zones - All Prototypes
Climate Zone | Representative City | Weather File Name
CZ01 | Eureka | CA_EUREKA_725940S_CZ2022.epw
CZ02 | Napa | CA_NAPA-CO_724955S_CZ2022.epw
CZ03 | Oakland | CA_OAKLAND-METRO-AP_724930S_CZ2022.epw
CZ04 | San Jose | CA_SAN-JOSE-IAP_724945S_CZ2022.epw
CZ05 | Santa Maria | CA_SANTA-MARIA-PUBLIC-AP_723940S_CZ2022.epw
CZ06 | Los Angeles | CA_LOS-ANGELES-IAP_722950S_CZ2022.epw
CZ07 | San Diego-Lindbergh | CA_SAN-DIEGO-LINDBERGH-FLD_722900S_CZ2022.epw
CZ08 | Long Beach-Daugherty | CA_LONG-BEACH-DAUGHERTY-FLD_722970S_CZ2022.epw
CZ09 | Los Angeles | CA_LOS-ANGELES-DOWNTOWN-USC_722874S_CZ2022.epw
CZ10 | Riverside | CA_RIVERSIDE-MUNI_722869S_CZ2022.epw
CZ11 | Red Bluff | CA_RED-BLUFF-MUNI-AP_725910S_CZ2022.epw
CZ12 | Stockton | CA_STOCKTON-METRO-AP_724920S_CZ2022.epw
CZ13 | Fresno Yosemite | CA_FRESNO-YOSEMITE-IAP_723890S_CZ2022.epw
CZ14 | Daggett Barstow | CA_DAGGETT-BARSTOW-AP_723815S_CZ2022.epw
CZ15 | El Centro | CA_EL-CENTRO-NAF_722810S_CZ2022.epw
CZ16 | Bishop | CA_BISHOP-AP_724800S_CZ2022.epw
Source: California Energy Commission, https://cecgis-caenergy.opendata.arcgis.com/datasets/CAEnergy::california-building-climate-zones/about

## Zones
Zone Summary - 0
Space | Zone Name | Conditioned [Y/N] | Zone Type | HVAC System Identifier (Main/Alternative/Customized) | Schedule Identifier | Area Fraction | Area (Excluding Plenums and Crawl Space) (ft²) | Volume (ft³) | Multipliers | People (Persons/1,000 ft²) | Note
Total (0 Space) | Total (0 Space) | Total (0 Conditioned zones, 0 Unconditioned Zones) |  |  |  |  | 0

## Envelope
Envelope - 0
Element | Prototype | Assembly Type | Construction | Unit | Vintage | Selected T24 | Note | CZ01 | CZ02 | CZ03 | CZ04 | CZ05 | CZ06 | CZ07 | CZ08 | CZ09 | CZ10 | CZ11 | CZ12 | CZ13 | CZ14 | CZ15 | CZ16
External Wall | 0 | - |  | U-value IP | Existing | Weighted average
External Wall | 0 | - |  | U-value IP | New Construction | 2025
Roof | 0 | - |  | U-value IP | Existing | Weighted average
Roof | 0 | - |  | U-value IP | New Construction | 2025
Windows | 0 | - |  | U-value IP | Existing | Weighted average
Windows | 0 | - |  | U-value IP | New Construction | 2025
Windows | 0 | - |  | SHGC | Existing | Weighted average
Windows | 0 | - |  | SHGC | New Construction | 2025
Windows | 0 | - |  | Visible Transmittance | Existing | Weighted average
Windows | 0 | - |  | Visible Transmittance | New Construction | 2025
Infiltration - 0
|  |  |  | Element | Unit | Vintage | Note | CZ01 | CZ02 | CZ03 | CZ04 | CZ05 | CZ06 | CZ07 | CZ08 | CZ09 | CZ10 | CZ11 | CZ12 | CZ13 | CZ14 | CZ15 | CZ16
|  |  |  | Infiltration Rate | CFM/ft2 | Existing | Infiltration rate is flow rate per exterior surface area at 10 mph wind speed, modeled proportionally to wind speed.
New Construction

## Raw_envelope
Climate Zone | Vintage | Exterior Roof Layers | Roof U-Value [Btu/h-ft2-F] | Exterior Wall Layers | Wall U-Value [Btu/h-ft2-F] | Exterior Window Layers | Window U-Value [Btu/h-ft2-F] | Window SHGC | Window VT
0 | 0 | 0 | 0 | 0 | 0 | 0 | 0 | 0 | 0
0 | 0 | 0 | 0 | 0 | 0 | 0 | 0 | 0 | 0
0 | 0 | 0 | 0 | 0 | 0 | 0 | 0 | 0 | 0
0 | 0 | 0 | 0 | 0 | 0 | 0 | 0 | 0 | 0
0 | 0 | 0 | 0 | 0 | 0 | 0 | 0 | 0 | 0
0 | 0 | 0 | 0 | 0 | 0 | 0 | 0 | 0 | 0
0 | 0 | 0 | 0 | 0 | 0 | 0 | 0 | 0 | 0
0 | 0 | 0 | 0 | 0 | 0 | 0 | 0 | 0 | 0
0 | 0 | 0 | 0 | 0 | 0 | 0 | 0 | 0 | 0
0 | 0 | 0 | 0 | 0 | 0 | 0 | 0 | 0 | 0
0 | 0 | 0 | 0 | 0 | 0 | 0 | 0 | 0 | 0
0 | 0 | 0 | 0 | 0 | 0 | 0 | 0 | 0 | 0
0 | 0 | 0 | 0 | 0 | 0 | 0 | 0 | 0 | 0
0 | 0 | 0 | 0 | 0 | 0 | 0 | 0 | 0 | 0
0 | 0 | 0 | 0 | 0 | 0 | 0 | 0 | 0 | 0
0 | 0 | 0 | 0 | 0 | 0 | 0 | 0 | 0 | 0
0 | 0 | 0 | 0 | 0 | 0 | 0 | 0 | 0 | 0
0 | 0 | 0 | 0 | 0 | 0 | 0 | 0 | 0 | 0
0 | 0 | 0 | 0 | 0 | 0 | 0 | 0 | 0 | 0
0 | 0 | 0 | 0 | 0 | 0 | 0 | 0 | 0 | 0
0 | 0 | 0 | 0 | 0 | 0 | 0 | 0 | 0 | 0
0 | 0 | 0 | 0 | 0 | 0 | 0 | 0 | 0 | 0
0 | 0 | 0 | 0 | 0 | 0 | 0 | 0 | 0 | 0
0 | 0 | 0 | 0 | 0 | 0 | 0 | 0 | 0 | 0
0 | 0 | 0 | 0 | 0 | 0 | 0 | 0 | 0 | 0
0 | 0 | 0 | 0 | 0 | 0 | 0 | 0 | 0 | 0
0 | 0 | 0 | 0 | 0 | 0 | 0 | 0 | 0 | 0
0 | 0 | 0 | 0 | 0 | 0 | 0 | 0 | 0 | 0
0 | 0 | 0 | 0 | 0 | 0 | 0 | 0 | 0 | 0
0 | 0 | 0 | 0 | 0 | 0 | 0 | 0 | 0 | 0
0 | 0 | 0 | 0 | 0 | 0 | 0 | 0 | 0 | 0
0 | 0 | 0 | 0 | 0 | 0 | 0 | 0 | 0 | 0

## Raw_infiltrationcfmft
Vintage | CZ01 | CZ02 | CZ03 | CZ04 | CZ05 | CZ06 | CZ07 | CZ08 | CZ09 | CZ10 | CZ11 | CZ12 | CZ13 | CZ14 | CZ15 | CZ16
0 | 0 | 0 | 0 | 0 | 0 | 0 | 0 | 0 | 0 | 0 | 0 | 0 | 0 | 0 | 0 | 0
0 | 0 | 0 | 0 | 0 | 0 | 0 | 0 | 0 | 0 | 0 | 0 | 0 | 0 | 0 | 0 | 0

## Thermostat
Thermostat Setpoints - 0 | [18 empty] | Zone Type
Schedule Identifier | Setpoint | CZ01 | CZ02 | CZ03 | CZ04 | CZ05 | CZ06 | CZ07 | CZ08 | CZ09 | CZ10 | CZ11 | CZ12 | CZ13 | CZ14 | CZ15 | CZ16 | Notes | #VALUE!
Heating Setpoint (F)
Heating Setback (F)
Cooling Setpoint (F)
Cooling Setback (F)
0 | Heating Setpoint (F) | - | - | - | - | - | - | - | - | - | - | - | - | - | - | - | -
0 | Heating Setback (F) | - | - | - | - | - | - | - | - | - | - | - | - | - | - | - | -
0 | Cooling Setpoint (F) | - | - | - | - | - | - | - | - | - | - | - | - | - | - | - | -
0 | Cooling Setback (F) | - | - | - | - | - | - | - | - | - | - | - | - | - | - | - | -
0 | Heating Setpoint (F) | - | - | - | - | - | - | - | - | - | - | - | - | - | - | - | -
0 | Heating Setback (F) | - | - | - | - | - | - | - | - | - | - | - | - | - | - | - | -
0 | Cooling Setpoint (F) | - | - | - | - | - | - | - | - | - | - | - | - | - | - | - | -
0 | Cooling Setback (F) | - | - | - | - | - | - | - | - | - | - | - | - | - | - | - | -
0 | Heating Setpoint (F) | - | - | - | - | - | - | - | - | - | - | - | - | - | - | - | -
0 | Heating Setback (F) | - | - | - | - | - | - | - | - | - | - | - | - | - | - | - | -
0 | Cooling Setpoint (F) | - | - | - | - | - | - | - | - | - | - | - | - | - | - | - | -
0 | Cooling Setback (F) | - | - | - | - | - | - | - | - | - | - | - | - | - | - | - | -
0 | Heating Setpoint (F) | - | - | - | - | - | - | - | - | - | - | - | - | - | - | - | -
0 | Heating Setback (F) | - | - | - | - | - | - | - | - | - | - | - | - | - | - | - | -
0 | Cooling Setpoint (F) | - | - | - | - | - | - | - | - | - | - | - | - | - | - | - | -
0 | Cooling Setback (F) | - | - | - | - | - | - | - | - | - | - | - | - | - | - | - | -
0 | Heating Setpoint (F) | - | - | - | - | - | - | - | - | - | - | - | - | - | - | - | -
0 | Heating Setback (F) | - | - | - | - | - | - | - | - | - | - | - | - | - | - | - | -
0 | Cooling Setpoint (F) | - | - | - | - | - | - | - | - | - | - | - | - | - | - | - | -
0 | Cooling Setback (F) | - | - | - | - | - | - | - | - | - | - | - | - | - | - | - | -
0 | Heating Setpoint (F) | - | - | - | - | - | - | - | - | - | - | - | - | - | - | - | -
0 | Heating Setback (F) | - | - | - | - | - | - | - | - | - | - | - | - | - | - | - | -
0 | Cooling Setpoint (F) | - | - | - | - | - | - | - | - | - | - | - | - | - | - | - | -
0 | Cooling Setback (F) | - | - | - | - | - | - | - | - | - | - | - | - | - | - | - | -
0 | Heating Setpoint (F) | - | - | - | - | - | - | - | - | - | - | - | - | - | - | - | -
0 | Heating Setback (F) | - | - | - | - | - | - | - | - | - | - | - | - | - | - | - | -
0 | Cooling Setpoint (F) | - | - | - | - | - | - | - | - | - | - | - | - | - | - | - | -
0 | Cooling Setback (F) | - | - | - | - | - | - | - | - | - | - | - | - | - | - | - | -
0 | Heating Setpoint (F) | - | - | - | - | - | - | - | - | - | - | - | - | - | - | - | -
0 | Heating Setback (F) | - | - | - | - | - | - | - | - | - | - | - | - | - | - | - | -
0 | Cooling Setpoint (F) | - | - | - | - | - | - | - | - | - | - | - | - | - | - | - | -
0 | Cooling Setback (F) | - | - | - | - | - | - | - | - | - | - | - | - | - | - | - | -
0 | Heating Setpoint (F) | - | - | - | - | - | - | - | - | - | - | - | - | - | - | - | -
0 | Heating Setback (F) | - | - | - | - | - | - | - | - | - | - | - | - | - | - | - | -
0 | Cooling Setpoint (F) | - | - | - | - | - | - | - | - | - | - | - | - | - | - | - | -
0 | Cooling Setback (F) | - | - | - | - | - | - | - | - | - | - | - | - | - | - | - | -
0 | Heating Setpoint (F) | - | - | - | - | - | - | - | - | - | - | - | - | - | - | - | -
0 | Heating Setback (F) | - | - | - | - | - | - | - | - | - | - | - | - | - | - | - | -
0 | Cooling Setpoint (F) | - | - | - | - | - | - | - | - | - | - | - | - | - | - | - | -
0 | Cooling Setback (F) | - | - | - | - | - | - | - | - | - | - | - | - | - | - | - | -
0 | Heating Setpoint (F) | - | - | - | - | - | - | - | - | - | - | - | - | - | - | - | -
0 | Heating Setback (F) | - | - | - | - | - | - | - | - | - | - | - | - | - | - | - | -
0 | Cooling Setpoint (F) | - | - | - | - | - | - | - | - | - | - | - | - | - | - | - | -
0 | Cooling Setback (F) | - | - | - | - | - | - | - | - | - | - | - | - | - | - | - | -
0 | Heating Setpoint (F) | - | - | - | - | - | - | - | - | - | - | - | - | - | - | - | -
0 | Heating Setback (F) | - | - | - | - | - | - | - | - | - | - | - | - | - | - | - | -
0 | Cooling Setpoint (F) | - | - | - | - | - | - | - | - | - | - | - | - | - | - | - | -
0 | Cooling Setback (F) | - | - | - | - | - | - | - | - | - | - | - | - | - | - | - | -
0 | Heating Setpoint (F) | - | - | - | - | - | - | - | - | - | - | - | - | - | - | - | -
0 | Heating Setback (F) | - | - | - | - | - | - | - | - | - | - | - | - | - | - | - | -
0 | Cooling Setpoint (F) | - | - | - | - | - | - | - | - | - | - | - | - | - | - | - | -
0 | Cooling Setback (F) | - | - | - | - | - | - | - | - | - | - | - | - | - | - | - | -
0 | Heating Setpoint (F) | - | - | - | - | - | - | - | - | - | - | - | - | - | - | - | -
0 | Heating Setback (F) | - | - | - | - | - | - | - | - | - | - | - | - | - | - | - | -
0 | Cooling Setpoint (F) | - | - | - | - | - | - | - | - | - | - | - | - | - | - | - | -
0 | Cooling Setback (F) | - | - | - | - | - | - | - | - | - | - | - | - | - | - | - | -
0 | Heating Setpoint (F) | - | - | - | - | - | - | - | - | - | - | - | - | - | - | - | -
0 | Heating Setback (F) | - | - | - | - | - | - | - | - | - | - | - | - | - | - | - | -
0 | Cooling Setpoint (F) | - | - | - | - | - | - | - | - | - | - | - | - | - | - | - | -
0 | Cooling Setback (F) | - | - | - | - | - | - | - | - | - | - | - | - | - | - | - | -
0 | Heating Setpoint (F) | - | - | - | - | - | - | - | - | - | - | - | - | - | - | - | -
0 | Heating Setback (F) | - | - | - | - | - | - | - | - | - | - | - | - | - | - | - | -
0 | Cooling Setpoint (F) | - | - | - | - | - | - | - | - | - | - | - | - | - | - | - | -
0 | Cooling Setback (F) | - | - | - | - | - | - | - | - | - | - | - | - | - | - | - | -
0 | Heating Setpoint (F) | - | - | - | - | - | - | - | - | - | - | - | - | - | - | - | -
0 | Heating Setback (F) | - | - | - | - | - | - | - | - | - | - | - | - | - | - | - | -
0 | Cooling Setpoint (F) | - | - | - | - | - | - | - | - | - | - | - | - | - | - | - | -
0 | Cooling Setback (F) | - | - | - | - | - | - | - | - | - | - | - | - | - | - | - | -
0 | Heating Setpoint (F) | - | - | - | - | - | - | - | - | - | - | - | - | - | - | - | -
0 | Heating Setback (F) | - | - | - | - | - | - | - | - | - | - | - | - | - | - | - | -
0 | Cooling Setpoint (F) | - | - | - | - | - | - | - | - | - | - | - | - | - | - | - | -
0 | Cooling Setback (F) | - | - | - | - | - | - | - | - | - | - | - | - | - | - | - | -
0 | Heating Setpoint (F) | - | - | - | - | - | - | - | - | - | - | - | - | - | - | - | -
0 | Heating Setback (F) | - | - | - | - | - | - | - | - | - | - | - | - | - | - | - | -
0 | Cooling Setpoint (F) | - | - | - | - | - | - | - | - | - | - | - | - | - | - | - | -
0 | Cooling Setback (F) | - | - | - | - | - | - | - | - | - | - | - | - | - | - | - | -
0 | Heating Setpoint (F) | - | - | - | - | - | - | - | - | - | - | - | - | - | - | - | -
0 | Heating Setback (F) | - | - | - | - | - | - | - | - | - | - | - | - | - | - | - | -
0 | Cooling Setpoint (F) | - | - | - | - | - | - | - | - | - | - | - | - | - | - | - | -
0 | Cooling Setback (F) | - | - | - | - | - | - | - | - | - | - | - | - | - | - | - | -
0 | Heating Setpoint (F) | - | - | - | - | - | - | - | - | - | - | - | - | - | - | - | -
0 | Heating Setback (F) | - | - | - | - | - | - | - | - | - | - | - | - | - | - | - | -
0 | Cooling Setpoint (F) | - | - | - | - | - | - | - | - | - | - | - | - | - | - | - | -
0 | Cooling Setback (F) | - | - | - | - | - | - | - | - | - | - | - | - | - | - | - | -
0 | Heating Setpoint (F) | - | - | - | - | - | - | - | - | - | - | - | - | - | - | - | -
0 | Heating Setback (F) | - | - | - | - | - | - | - | - | - | - | - | - | - | - | - | -
0 | Cooling Setpoint (F) | - | - | - | - | - | - | - | - | - | - | - | - | - | - | - | -
0 | Cooling Setback (F) | - | - | - | - | - | - | - | - | - | - | - | - | - | - | - | -
0 | Heating Setpoint (F) | - | - | - | - | - | - | - | - | - | - | - | - | - | - | - | -
0 | Heating Setback (F) | - | - | - | - | - | - | - | - | - | - | - | - | - | - | - | -
0 | Cooling Setpoint (F) | - | - | - | - | - | - | - | - | - | - | - | - | - | - | - | -
0 | Cooling Setback (F) | - | - | - | - | - | - | - | - | - | - | - | - | - | - | - | -
0 | Heating Setpoint (F) | - | - | - | - | - | - | - | - | - | - | - | - | - | - | - | -
0 | Heating Setback (F) | - | - | - | - | - | - | - | - | - | - | - | - | - | - | - | -
0 | Cooling Setpoint (F) | - | - | - | - | - | - | - | - | - | - | - | - | - | - | - | -
0 | Cooling Setback (F) | - | - | - | - | - | - | - | - | - | - | - | - | - | - | - | -

## Raw_thermostatsetpoints
Climate Zone | Zone Type | Heating Setpoint (F) | Heating Setback (F) | Cooling Setpoint (F) | Cooling Setback (F)
0 | 0 | 0 | 0 | 0 | 0
0 | 0 | 0 | 0 | 0 | 0
0 | 0 | 0 | 0 | 0 | 0
0 | 0 | 0 | 0 | 0 | 0
0 | 0 | 0 | 0 | 0 | 0
0 | 0 | 0 | 0 | 0 | 0
0 | 0 | 0 | 0 | 0 | 0
0 | 0 | 0 | 0 | 0 | 0
0 | 0 | 0 | 0 | 0 | 0
0 | 0 | 0 | 0 | 0 | 0
0 | 0 | 0 | 0 | 0 | 0
0 | 0 | 0 | 0 | 0 | 0
0 | 0 | 0 | 0 | 0 | 0
0 | 0 | 0 | 0 | 0 | 0
0 | 0 | 0 | 0 | 0 | 0
0 | 0 | 0 | 0 | 0 | 0
0 | 0 | 0 | 0 | 0 | 0
0 | 0 | 0 | 0 | 0 | 0
0 | 0 | 0 | 0 | 0 | 0
0 | 0 | 0 | 0 | 0 | 0
0 | 0 | 0 | 0 | 0 | 0
0 | 0 | 0 | 0 | 0 | 0
0 | 0 | 0 | 0 | 0 | 0
0 | 0 | 0 | 0 | 0 | 0
0 | 0 | 0 | 0 | 0 | 0
0 | 0 | 0 | 0 | 0 | 0
0 | 0 | 0 | 0 | 0 | 0
0 | 0 | 0 | 0 | 0 | 0
0 | 0 | 0 | 0 | 0 | 0
0 | 0 | 0 | 0 | 0 | 0
0 | 0 | 0 | 0 | 0 | 0
0 | 0 | 0 | 0 | 0 | 0

## HVAC System
HVAC system - 0
Vintage | System Name | Category | Heating Type* | Cooling Type* | Air Distribution | Heating Efficiency | Cooling Efficiency | Note
Existing | cDXGF | Main | Furnace (gas) | DX-AIR | - | - | -
Existing | cDXGF | Alternative | - | - | - | - | -
Existing | cDXGF | Customized | - | - | - | - | -
New Construction | cDXGF | Main | Furnace (gas) | DX-AIR | - | - | -
New Construction | cDXGF | Alternative | - | - | - | - | -
New Construction | cDXGF | Customized | - | - | - | - | -
Existing | cDXHP | Main | DX-AIR | DX-AIR | - | - | -
Existing | cDXHP | Alternative | - | - | - | - | -
Existing | cDXHP | Customized | - | - | - | - | -
New Construction | cDXHP | Main | DX-AIR | DX-AIR | - | - | -
New Construction | cDXHP | Alternative | - | - | - | - | -
New Construction | cDXHP | Customized | - | - | - | - | -
Existing | cAVVG | Main | Boiler (gas) | Chiller system | - | - | -
Existing | cAVVG | Alternative | - | - | - | - | -
Existing | cAVVG | Customized | - | - | - | - | -
New Construction | cAVVG | Main | Boiler (gas) | Chiller system | - | - | -
New Construction | cAVVG | Alternative | - | - | - | - | -
New Construction | cAVVG | Customized | - | - | - | - | -
Existing | cDXOH | Main | None | DX-AIR | - | - | -
Existing | cDXOH | Alternative | - | - | - | - | -
Existing | cDXOH | Customized | - | - | - | - | -
New Construction | cDXOH | Main | None | DX-AIR | - | - | -
New Construction | cDXOH | Alternative | - | - | - | - | -
New Construction | cDXOH | Customized | - | - | - | - | -
Existing | cPVVG | Main | Furnace (gas) | DX-AIR | - | - | -
Existing | cPVVG | Alternative | - | - | - | - | -
Existing | cPVVG | Customized | - | - | - | - | -
New Construction | cPVVG | Main | Furnace (gas) | DX-AIR | - | - | -
New Construction | cPVVG | Alternative | - | - | - | - | -
New Construction | cPVVG | Customized | - | - | - | - | -
*DX Heating and cooling COPs are calculated based on coil-only input power and exclude fan power
Fan Power - 0
Vintage | System Name | HVAC System Identifier | Fan System | Total Static Pressure (TSP) (in w.c.) | Fan Efficiency | Fan Motor and Drive Efficiency | W/cfm | Note
0 | 0 | - | - | - | - | - | -
0 | 0 | - | - | - | - | - | -
0 | 0 | - | - | - | - | - | -
0 | 0 | - | - | - | - | - | -
0 | 0 | - | - | - | - | - | -
0 | 0 | - | - | - | - | - | -
0 | 0 | - | - | - | - | - | -
0 | 0 | - | - | - | - | - | -
0 | 0 | - | - | - | - | - | -
0 | 0 | - | - | - | - | - | -
0 | 0 | - | - | - | - | - | -
0 | 0 | - | - | - | - | - | -
0 | 0 | - | - | - | - | - | -
0 | 0 | - | - | - | - | - | -
0 | 0 | - | - | - | - | - | -
0 | 0 | - | - | - | - | - | -
0 | 0 | - | - | - | - | - | -
0 | 0 | - | - | - | - | - | -
0 | 0 | - | - | - | - | - | -
0 | 0 | - | - | - | - | - | -
0 | 0 | - | - | - | - | - | -
0 | 0 | - | - | - | - | - | -
0 | 0 | - | - | - | - | - | -
0 | 0 | - | - | - | - | - | -
0 | 0 | - | - | - | - | - | -
0 | 0 | - | - | - | - | - | -
0 | 0 | - | - | - | - | - | -
0 | 0 | - | - | - | - | - | -
0 | 0 | - | - | - | - | - | -
0 | 0 | - | - | - | - | - | -
0 | 0 | - | - | - | - | - | -
0 | 0 | - | - | - | - | - | -
0 | 0 | - | - | - | - | - | -
0 | 0 | - | - | - | - | - | -
0 | 0 | - | - | - | - | - | -
0 | 0 | - | - | - | - | - | -
0 | 0 | - | - | - | - | - | -
0 | 0 | - | - | - | - | - | -
0 | 0 | - | - | - | - | - | -
0 | 0 | - | - | - | - | - | -
0 | 0 | - | - | - | - | - | -
0 | 0 | - | - | - | - | - | -
0 | 0 | - | - | - | - | - | -
0 | 0 | - | - | - | - | - | -
0 | 0 | - | - | - | - | - | -
0 | 0 | - | - | - | - | - | -
0 | 0 | - | - | - | - | - | -
0 | 0 | - | - | - | - | - | -
0 | 0 | - | - | - | - | - | -
0 | 0 | - | - | - | - | - | -
0 | 0 | - | - | - | - | - | -
0 | 0 | - | - | - | - | - | -
0 | 0 | - | - | - | - | - | -
0 | 0 | - | - | - | - | - | -
0 | 0 | - | - | - | - | - | -
0 | 0 | - | - | - | - | - | -
0 | 0 | - | - | - | - | - | -
0 | 0 | - | - | - | - | - | -
0 | 0 | - | - | - | - | - | -
0 | 0 | - | - | - | - | - | -
0 | 0 | - | - | - | - | - | -
0 | 0 | - | - | - | - | - | -
0 | 0 | - | - | - | - | - | -
0 | 0 | - | - | - | - | - | -
0 | 0 | - | - | - | - | - | -
0 | 0 | - | - | - | - | - | -
0 | 0 | - | - | - | - | - | -
0 | 0 | - | - | - | - | - | -
0 | 0 | - | - | - | - | - | -
0 | 0 | - | - | - | - | - | -
0 | 0 | - | - | - | - | - | -
0 | 0 | - | - | - | - | - | -
0 | 0 | - | - | - | - | - | -
0 | 0 | - | - | - | - | - | -
0 | 0 | - | - | - | - | - | -
0 | 0 | - | - | - | - | - | -
0 | 0 | - | - | - | - | - | -
0 | 0 | - | - | - | - | - | -
0 | 0 | - | - | - | - | - | -
0 | 0 | - | - | - | - | - | -
0 | 0 | - | - | - | - | - | -
0 | 0 | - | - | - | - | - | -
0 | 0 | - | - | - | - | - | -
0 | 0 | - | - | - | - | - | -
0 | 0 | - | - | - | - | - | -
0 | 0 | - | - | - | - | - | -
0 | 0 | - | - | - | - | - | -
0 | 0 | - | - | - | - | - | -
0 | 0 | - | - | - | - | - | -
0 | 0 | - | - | - | - | - | -
0 | 0 | - | - | - | - | - | -
0 | 0 | - | - | - | - | - | -

## Raw_fanoverview
Vintage | HVAC name | System type | HVAC System Identifier | Total Static Pressure (TSP) (in w.c.) | Fan Efficiency | Fan Motor and Drive Efficiency | W/cfm
0 | 0 | 0 | 0 | 0 | 0 | 0 | 0
0 | 0 | 0 | 0 | 0 | 0 | 0 | 0
0 | 0 | 0 | 0 | 0 | 0 | 0 | 0
0 | 0 | 0 | 0 | 0 | 0 | 0 | 0
0 | 0 | 0 | 0 | 0 | 0 | 0 | 0
0 | 0 | 0 | 0 | 0 | 0 | 0 | 0
0 | 0 | 0 | 0 | 0 | 0 | 0 | 0
0 | 0 | 0 | 0 | 0 | 0 | 0 | 0
0 | 0 | 0 | 0 | 0 | 0 | 0 | 0
0 | 0 | 0 | 0 | 0 | 0 | 0 | 0
0 | 0 | 0 | 0 | 0 | 0 | 0 | 0
0 | 0 | 0 | 0 | 0 | 0 | 0 | 0
0 | 0 | 0 | 0 | 0 | 0 | 0 | 0
0 | 0 | 0 | 0 | 0 | 0 | 0 | 0
0 | 0 | 0 | 0 | 0 | 0 | 0 | 0
0 | 0 | 0 | 0 | 0 | 0 | 0 | 0
0 | 0 | 0 | 0 | 0 | 0 | 0 | 0
0 | 0 | 0 | 0 | 0 | 0 | 0 | 0
0 | 0 | 0 | 0 | 0 | 0 | 0 | 0
0 | 0 | 0 | 0 | 0 | 0 | 0 | 0
0 | 0 | 0 | 0 | 0 | 0 | 0 | 0
0 | 0 | 0 | 0 | 0 | 0 | 0 | 0
0 | 0 | 0 | 0 | 0 | 0 | 0 | 0
0 | 0 | 0 | 0 | 0 | 0 | 0 | 0
0 | 0 | 0 | 0 | 0 | 0 | 0 | 0
0 | 0 | 0 | 0 | 0 | 0 | 0 | 0
0 | 0 | 0 | 0 | 0 | 0 | 0 | 0
0 | 0 | 0 | 0 | 0 | 0 | 0 | 0
0 | 0 | 0 | 0 | 0 | 0 | 0 | 0
0 | 0 | 0 | 0 | 0 | 0 | 0 | 0
0 | 0 | 0 | 0 | 0 | 0 | 0 | 0
0 | 0 | 0 | 0 | 0 | 0 | 0 | 0
0 | 0 | 0 | 0 | 0 | 0 | 0 | 0
0 | 0 | 0 | 0 | 0 | 0 | 0 | 0
0 | 0 | 0 | 0 | 0 | 0 | 0 | 0
0 | 0 | 0 | 0 | 0 | 0 | 0 | 0
0 | 0 | 0 | 0 | 0 | 0 | 0 | 0
0 | 0 | 0 | 0 | 0 | 0 | 0 | 0
0 | 0 | 0 | 0 | 0 | 0 | 0 | 0
0 | 0 | 0 | 0 | 0 | 0 | 0 | 0
0 | 0 | 0 | 0 | 0 | 0 | 0 | 0
0 | 0 | 0 | 0 | 0 | 0 | 0 | 0
0 | 0 | 0 | 0 | 0 | 0 | 0 | 0
0 | 0 | 0 | 0 | 0 | 0 | 0 | 0
0 | 0 | 0 | 0 | 0 | 0 | 0 | 0
0 | 0 | 0 | 0 | 0 | 0 | 0 | 0
0 | 0 | 0 | 0 | 0 | 0 | 0 | 0

## Raw_hvac
Vintage | System Name | HVAC System Identifier | Air Distribution | Heating Efficiency | Cooling Efficiency
0 | 0 | 0 | 0 | 0 | 0
0 | 0 | 0 | 0 | 0 | 0
0 | 0 | 0 | 0 | 0 | 0
0 | 0 | 0 | 0 | 0 | 0
0 | 0 | 0 | 0 | 0 | 0
0 | 0 | 0 | 0 | 0 | 0
0 | 0 | 0 | 0 | 0 | 0
0 | 0 | 0 | 0 | 0 | 0
0 | 0 | 0 | 0 | 0 | 0
0 | 0 | 0 | 0 | 0 | 0
0 | 0 | 0 | 0 | 0 | 0
0 | 0 | 0 | 0 | 0 | 0
0 | 0 | 0 | 0 | 0 | 0
0 | 0 | 0 | 0 | 0 | 0
0 | 0 | 0 | 0 | 0 | 0
0 | 0 | 0 | 0 | 0 | 0
0 | 0 | 0 | 0 | 0 | 0
0 | 0 | 0 | 0 | 0 | 0
0 | 0 | 0 | 0 | 0 | 0
0 | 0 | 0 | 0 | 0 | 0

## Ventilation
Outdoor Airflow Rate - 0 | [19 empty] | Zone Type
Zone Type | Floor area (ft²) | cfm/person | cfm/ft² | cfm | Notes | [14 empty] | #VALUE!
#VALUE! | 0 | 0 | 0 | 0
0 | 0 | 0 | 0 | 0
0 | 0 | 0 | 0 | 0
0 | 0 | 0 | 0 | 0
0 | 0 | 0 | 0 | 0
0 | 0 | 0 | 0 | 0
0 | 0 | 0 | 0 | 0
0 | 0 | 0 | 0 | 0
0 | 0 | 0 | 0 | 0
0 | 0 | 0 | 0 | 0
0 | 0 | 0 | 0 | 0
0 | 0 | 0 | 0 | 0
OA Controller - 0
Element | Vintage | Unit | CZ01 | CZ02 | CZ03 | CZ04 | CZ05 | CZ06 | CZ07 | CZ08 | CZ09 | CZ10 | CZ11 | CZ12 | CZ13 | CZ14 | CZ15 | CZ16 | Notes
Economizer Maximum Limit Dry-Bulb Temperature | Existing | °F | #N/A | #N/A | #N/A | #N/A | #N/A | #N/A | #N/A | #N/A | #N/A | #N/A | #N/A | #N/A | #N/A | #N/A | #N/A | #N/A
| New Construction | °F | #N/A | #N/A | #N/A | #N/A | #N/A | #N/A | #N/A | #N/A | #N/A | #N/A | #N/A | #N/A | #N/A | #N/A | #N/A | #N/A
Exhaust hood - 0
Type of Hood | Max Exhaust Flow Rate (cfm/ft) | Hood Length (ft) | Hood Exhaust Rate (cfm) | Note
- | - | - | -

## Raw_outdoorairflowrate
Zone Type | Floor Area (ft2) | cfm/person | cfm/ft2
0 | 0 | 0 | 0
0 | 0 | 0 | 0
0 | 0 | 0 | 0
0 | 0 | 0 | 0
0 | 0 | 0 | 0
0 | 0 | 0 | 0
0 | 0 | 0 | 0
0 | 0 | 0 | 0
0 | 0 | 0 | 0
0 | 0 | 0 | 0
0 | 0 | 0 | 0
0 | 0 | 0 | 0
0 | 0 | 0 | 0
0 | 0 | 0 | 0
0 | 0 | 0 | 0

## Raw_oacontroller
Climate Zone | Vintage | Economizer Maximum Limit Dry-Bulb Temperature (F)
0 | 0 | 0
0 | 0 | 0
0 | 0 | 0
0 | 0 | 0
0 | 0 | 0
0 | 0 | 0
0 | 0 | 0
0 | 0 | 0
0 | 0 | 0
0 | 0 | 0
0 | 0 | 0
0 | 0 | 0
0 | 0 | 0
0 | 0 | 0
0 | 0 | 0
0 | 0 | 0
0 | 0 | 0
0 | 0 | 0
0 | 0 | 0
0 | 0 | 0
0 | 0 | 0
0 | 0 | 0
0 | 0 | 0
0 | 0 | 0
0 | 0 | 0
0 | 0 | 0
0 | 0 | 0
0 | 0 | 0
0 | 0 | 0
0 | 0 | 0
0 | 0 | 0
0 | 0 | 0

## Water Heater
Water Heater - 0
Vintage | Fuel type | Burner Efficiency | Maximum Heater Capacity (Btu/hr) | Tank Volume (gallon) | Tank Loss |  | Notes
[5 empty] | Off Cycle (W/K) | On Cycle (W/K)
Existing | Gas | 0 | 0 | 0 | 0 | 0
New Construction | Gas | 0 | 0 | 0 | 0 | 0
Peak Hot Water Consumption - 0
Space | Floor Area (ft²) | Number of People | Hot Water Usage Specification (gal/hr per person) | Peak Hot Water Usage (gal/hr) | Peak Hot Water Usage (gal/min) | Notes
|  |  | 0 | 0 | 0
|  |  | 0 | 0 | 0
|  |  | 0 | 0 | 0
|  |  | 0 | 0 | 0
|  |  | 0 | 0 | 0
|  |  | 0 | 0 | 0
|  |  | 0 | 0 | 0
|  |  | 0 | 0 | 0
|  |  | 0 | 0 | 0
|  |  | 0 | 0 | 0
|  |  | 0 | 0 | 0
|  |  | 0 | 0 | 0
|  |  | 0 | 0 | 0
|  |  | 0 | 0 | 0
|  |  | 0 | 0 | 0
|  |  | 0 | 0 | 0
|  |  | 0 | 0 | 0
|  |  | 0 | 0 | 0
|  |  | 0 | 0 | 0
|  |  | 0 | 0 | 0
|  |  | 0 | 0 | 0
|  |  | 0 | 0 | 0
|  |  | 0 | 0 | 0
|  |  | 0 | 0 | 0
|  |  | 0 | 0 | 0
|  |  | 0 | 0 | 0
|  |  | 0 | 0 | 0
|  |  | 0 | 0 | 0
|  |  | 0 | 0 | 0
|  |  | 0 | 0 | 0
|  |  | 0 | 0 | 0
|  |  | 0 | 0 | 0
|  |  | 0 | 0 | 0
|  |  | 0 | 0 | 0
|  |  | 0 | 0 | 0
|  |  | 0 | 0 | 0
|  |  | 0 | 0 | 0
|  |  | 0 | 0 | 0
|  |  | 0 | 0 | 0
|  |  | 0 | 0 | 0
|  |  | 0 | 0 | 0
|  |  | 0 | 0 | 0
|  |  | 0 | 0 | 0
|  |  | 0 | 0 | 0
|  |  | 0 | 0 | 0
|  |  | 0 | 0 | 0
|  |  | 0 | 0 | 0
|  |  | 0 | 0 | 0
|  |  | 0 | 0 | 0
|  |  | 0 | 0 | 0
|  |  | 0 | 0 | 0
Total (0 Space)

## Raw_waterheater
Vintage | Burner Efficiency | Maximum Heater Capacity (Btu/h) | Tank Volume (ft3) | Tank Loss_Off Cycle (W/K) | Tank Loss_On Cycle (W/K)
0 | 0 | 0 | 0 | 0 | 0
0 | 0 | 0 | 0 | 0 | 0

## Raw_dhwpeakflowbyzone
Space | Peak hot water usage (gal/hr) | Zone Name
0 | 0 | 0
0 | 0 | 0
0 | 0 | 0
0 | 0 | 0
0 | 0 | 0
0 | 0 | 0
0 | 0 | 0
0 | 0 | 0
0 | 0 | 0
0 | 0 | 0
0 | 0 | 0
0 | 0 | 0
0 | 0 | 0
0 | 0 | 0
0 | 0 | 0

## Interior Lights
Interior Lighting - 0
Vintage | Method | Zone type | Floor area (ft²) | Lighting Power Density (Watts/ft²) | Additional Lighting Power for Portable Lighting (Watts/ft²) | Technology | Notes
0 | Space by space | 0 | 0 | 0 | NA | NA
0 | Space by space | 0 | 0 | 0 | NA | NA
0 | Space by space | 0 | 0 | 0 | NA | NA
0 | Space by space | 0 | 0 | 0 | NA | NA
0 | Space by space | 0 | 0 | 0 | NA | NA
0 | Space by space | 0 | 0 | 0 | NA | NA
0 | Space by space | 0 | 0 | 0 | NA | NA
0 | Space by space | 0 | 0 | 0 | NA | NA
0 | Space by space | 0 | 0 | 0 | NA | NA
0 | Space by space | 0 | 0 | 0 | NA | NA
0 | Space by space | 0 | 0 | 0 | NA | NA
0 | Space by space | 0 | 0 | 0 | NA | NA
0 | Space by space | 0 | 0 | 0 | NA | NA
0 | Space by space | 0 | 0 | 0 | NA | NA
0 | Space by space | 0 | 0 | 0 | NA | NA
0 | Space by space | 0 | 0 | 0 | NA | NA
0 | Space by space | 0 | 0 | 0 | NA | NA
0 | Space by space | 0 | 0 | 0 | NA | NA
0 | Space by space | 0 | 0 | 0 | NA | NA
0 | Space by space | 0 | 0 | 0 | NA | NA
0 | Space by space | 0 | 0 | 0 | NA | NA
0 | Space by space | 0 | 0 | 0 | NA | NA
0 | Space by space | 0 | 0 | 0 | NA | NA
0 | Space by space | 0 | 0 | 0 | NA | NA
0 | Space by space | 0 | 0 | 0 | NA | NA

## Ext Lighting
Exterior Lighting - 0
Vintage | Non-Motion Controlled Luminaires (W) | Motion-Controlled Luminaires (W) | Total (W) | Notes
Existing | NA | NA | NA
New Consturction | NA | NA | NA

## Raw_interiorlights
Vintage | Zone Type | Floor Area (ft2) | Lighting Power Density(W/ft2)
0 | 0 | 0 | 0
0 | 0 | 0 | 0
0 | 0 | 0 | 0
0 | 0 | 0 | 0

## Equipment
Equipment - 0
Zone Type | Floor Area (ft²) | Plug Load Intensity (W/ft²) | Gas Power Density (Btu/hr-ft²)
Refrigeration - 0
Refrigeration System Name | Condenser Fan Power | Refrigeration System Working Fluid | Condenser Type
Elevator - 0
Vintage | No. of Elevators | Cab Lighting Power Limit | Lighting Shutoff | Cab Fan Control | Fan Power Limit | Regenerative Drive Threshold | Design load (W) | Note
Existing | - | - | - | - | - | - | -
New Construction | - | - | - | - | - | - | -

## Raw_equipment
Vintage | Zone Type | Floor Area (ft2) | Plug Load Intensity (W/ft2)
0 | 0 | 0 | 0
0 | 0 | 0 | 0
0 | 0 | 0 | 0
0 | 0 | 0 | 0
0 | 0 | 0 | 0
0 | 0 | 0 | 0
0 | 0 | 0 | 0
0 | 0 | 0 | 0
0 | 0 | 0 | 0
0 | 0 | 0 | 0

## Raw_gasequipment
Vintage | Zone Type | Floor area (ft2) | Gas Loads (Btu/h-ft2)
0 | 0 | 0 | 0
0 | 0 | 0 | 0
0 | 0 | 0 | 0
0 | 0 | 0 | 0
0 | 0 | 0 | 0
0 | 0 | 0 | 0
0 | 0 | 0 | 0
0 | 0 | 0 | 0
0 | 0 | 0 | 0
0 | 0 | 0 | 0
0 | 0 | 0 | 0
0 | 0 | 0 | 0

## Raw_refrigerationsystem
Vintage | Refrigeration System Name | Condenser Fan Power | Working fluid | Condenser Type
0

## Schedules
Schedule by Hour - 0
Schedule Identifier | Space type | Type | Notes | Hour
|  |  |  | 1 | 2 | 3 | 4 | 5 | 6 | 7 | 8 | 9 | 10 | 11 | 12 | 13 | 14 | 15 | 16 | 17 | 18 | 19 | 20 | 21 | 22 | 23 | 24
0 | 0 | 0 | Cooling/Heating setpoints are in °F; others are intensity (0–100%) | 0 | 0 | 0 | 0 | 0 | 0 | 0 | 0 | 0 | 0 | 0 | 0 | 0 | 0 | 0 | 0 | 0 | 0 | 0 | 0 | 0 | 0 | 0 | 0
0 | 0 | 0 |  | 0 | 0 | 0 | 0 | 0 | 0 | 0 | 0 | 0 | 0 | 0 | 0 | 0 | 0 | 0 | 0 | 0 | 0 | 0 | 0 | 0 | 0 | 0 | 0
0 | 0 | 0 |  | 0 | 0 | 0 | 0 | 0 | 0 | 0 | 0 | 0 | 0 | 0 | 0 | 0 | 0 | 0 | 0 | 0 | 0 | 0 | 0 | 0 | 0 | 0 | 0
0 | 0 | 0 |  | 0 | 0 | 0 | 0 | 0 | 0 | 0 | 0 | 0 | 0 | 0 | 0 | 0 | 0 | 0 | 0 | 0 | 0 | 0 | 0 | 0 | 0 | 0 | 0
0 | 0 | 0 |  | 0 | 0 | 0 | 0 | 0 | 0 | 0 | 0 | 0 | 0 | 0 | 0 | 0 | 0 | 0 | 0 | 0 | 0 | 0 | 0 | 0 | 0 | 0 | 0
0 | 0 | 0 |  | 0 | 0 | 0 | 0 | 0 | 0 | 0 | 0 | 0 | 0 | 0 | 0 | 0 | 0 | 0 | 0 | 0 | 0 | 0 | 0 | 0 | 0 | 0 | 0
0 | 0 | 0 |  | 0 | 0 | 0 | 0 | 0 | 0 | 0 | 0 | 0 | 0 | 0 | 0 | 0 | 0 | 0 | 0 | 0 | 0 | 0 | 0 | 0 | 0 | 0 | 0
0 | 0 | 0 |  | 0 | 0 | 0 | 0 | 0 | 0 | 0 | 0 | 0 | 0 | 0 | 0 | 0 | 0 | 0 | 0 | 0 | 0 | 0 | 0 | 0 | 0 | 0 | 0
0 | 0 | 0 |  | 0 | 0 | 0 | 0 | 0 | 0 | 0 | 0 | 0 | 0 | 0 | 0 | 0 | 0 | 0 | 0 | 0 | 0 | 0 | 0 | 0 | 0 | 0 | 0
0 | 0 | 0 |  | 0 | 0 | 0 | 0 | 0 | 0 | 0 | 0 | 0 | 0 | 0 | 0 | 0 | 0 | 0 | 0 | 0 | 0 | 0 | 0 | 0 | 0 | 0 | 0
0 | 0 | 0 |  | 0 | 0 | 0 | 0 | 0 | 0 | 0 | 0 | 0 | 0 | 0 | 0 | 0 | 0 | 0 | 0 | 0 | 0 | 0 | 0 | 0 | 0 | 0 | 0
0 | 0 | 0 |  | 0 | 0 | 0 | 0 | 0 | 0 | 0 | 0 | 0 | 0 | 0 | 0 | 0 | 0 | 0 | 0 | 0 | 0 | 0 | 0 | 0 | 0 | 0 | 0
0 | 0 | 0 |  | 0 | 0 | 0 | 0 | 0 | 0 | 0 | 0 | 0 | 0 | 0 | 0 | 0 | 0 | 0 | 0 | 0 | 0 | 0 | 0 | 0 | 0 | 0 | 0
0 | 0 | 0 |  | 0 | 0 | 0 | 0 | 0 | 0 | 0 | 0 | 0 | 0 | 0 | 0 | 0 | 0 | 0 | 0 | 0 | 0 | 0 | 0 | 0 | 0 | 0 | 0
0 | 0 | 0 |  | 0 | 0 | 0 | 0 | 0 | 0 | 0 | 0 | 0 | 0 | 0 | 0 | 0 | 0 | 0 | 0 | 0 | 0 | 0 | 0 | 0 | 0 | 0 | 0
0 | 0 | 0 |  | 0 | 0 | 0 | 0 | 0 | 0 | 0 | 0 | 0 | 0 | 0 | 0 | 0 | 0 | 0 | 0 | 0 | 0 | 0 | 0 | 0 | 0 | 0 | 0
0 | 0 | 0 |  | 0 | 0 | 0 | 0 | 0 | 0 | 0 | 0 | 0 | 0 | 0 | 0 | 0 | 0 | 0 | 0 | 0 | 0 | 0 | 0 | 0 | 0 | 0 | 0
0 | 0 | 0 |  | 0 | 0 | 0 | 0 | 0 | 0 | 0 | 0 | 0 | 0 | 0 | 0 | 0 | 0 | 0 | 0 | 0 | 0 | 0 | 0 | 0 | 0 | 0 | 0
0 | 0 | 0 |  | 0 | 0 | 0 | 0 | 0 | 0 | 0 | 0 | 0 | 0 | 0 | 0 | 0 | 0 | 0 | 0 | 0 | 0 | 0 | 0 | 0 | 0 | 0 | 0
0 | 0 | 0 |  | 0 | 0 | 0 | 0 | 0 | 0 | 0 | 0 | 0 | 0 | 0 | 0 | 0 | 0 | 0 | 0 | 0 | 0 | 0 | 0 | 0 | 0 | 0 | 0
0 | 0 | 0 |  | 0 | 0 | 0 | 0 | 0 | 0 | 0 | 0 | 0 | 0 | 0 | 0 | 0 | 0 | 0 | 0 | 0 | 0 | 0 | 0 | 0 | 0 | 0 | 0
0 | 0 | 0 |  | 0 | 0 | 0 | 0 | 0 | 0 | 0 | 0 | 0 | 0 | 0 | 0 | 0 | 0 | 0 | 0 | 0 | 0 | 0 | 0 | 0 | 0 | 0 | 0
0 | 0 | 0 |  | 0 | 0 | 0 | 0 | 0 | 0 | 0 | 0 | 0 | 0 | 0 | 0 | 0 | 0 | 0 | 0 | 0 | 0 | 0 | 0 | 0 | 0 | 0 | 0
0 | 0 | 0 |  | 0 | 0 | 0 | 0 | 0 | 0 | 0 | 0 | 0 | 0 | 0 | 0 | 0 | 0 | 0 | 0 | 0 | 0 | 0 | 0 | 0 | 0 | 0 | 0
0 | 0 | 0 |  | 0 | 0 | 0 | 0 | 0 | 0 | 0 | 0 | 0 | 0 | 0 | 0 | 0 | 0 | 0 | 0 | 0 | 0 | 0 | 0 | 0 | 0 | 0 | 0
0 | 0 | 0 |  | 0 | 0 | 0 | 0 | 0 | 0 | 0 | 0 | 0 | 0 | 0 | 0 | 0 | 0 | 0 | 0 | 0 | 0 | 0 | 0 | 0 | 0 | 0 | 0
0 | 0 | 0 |  | 0 | 0 | 0 | 0 | 0 | 0 | 0 | 0 | 0 | 0 | 0 | 0 | 0 | 0 | 0 | 0 | 0 | 0 | 0 | 0 | 0 | 0 | 0 | 0
0 | 0 | 0 |  | 0 | 0 | 0 | 0 | 0 | 0 | 0 | 0 | 0 | 0 | 0 | 0 | 0 | 0 | 0 | 0 | 0 | 0 | 0 | 0 | 0 | 0 | 0 | 0
0 | 0 | 0 |  | 0 | 0 | 0 | 0 | 0 | 0 | 0 | 0 | 0 | 0 | 0 | 0 | 0 | 0 | 0 | 0 | 0 | 0 | 0 | 0 | 0 | 0 | 0 | 0
0 | 0 | 0 |  | 0 | 0 | 0 | 0 | 0 | 0 | 0 | 0 | 0 | 0 | 0 | 0 | 0 | 0 | 0 | 0 | 0 | 0 | 0 | 0 | 0 | 0 | 0 | 0
0 | 0 | 0 |  | 0 | 0 | 0 | 0 | 0 | 0 | 0 | 0 | 0 | 0 | 0 | 0 | 0 | 0 | 0 | 0 | 0 | 0 | 0 | 0 | 0 | 0 | 0 | 0
0 | 0 | 0 |  | 0 | 0 | 0 | 0 | 0 | 0 | 0 | 0 | 0 | 0 | 0 | 0 | 0 | 0 | 0 | 0 | 0 | 0 | 0 | 0 | 0 | 0 | 0 | 0
0 | 0 | 0 |  | 0 | 0 | 0 | 0 | 0 | 0 | 0 | 0 | 0 | 0 | 0 | 0 | 0 | 0 | 0 | 0 | 0 | 0 | 0 | 0 | 0 | 0 | 0 | 0
0 | 0 | 0 |  | 0 | 0 | 0 | 0 | 0 | 0 | 0 | 0 | 0 | 0 | 0 | 0 | 0 | 0 | 0 | 0 | 0 | 0 | 0 | 0 | 0 | 0 | 0 | 0
0 | 0 | 0 |  | 0 | 0 | 0 | 0 | 0 | 0 | 0 | 0 | 0 | 0 | 0 | 0 | 0 | 0 | 0 | 0 | 0 | 0 | 0 | 0 | 0 | 0 | 0 | 0
0 | 0 | 0 |  | 0 | 0 | 0 | 0 | 0 | 0 | 0 | 0 | 0 | 0 | 0 | 0 | 0 | 0 | 0 | 0 | 0 | 0 | 0 | 0 | 0 | 0 | 0 | 0
0 | 0 | 0 |  | 0 | 0 | 0 | 0 | 0 | 0 | 0 | 0 | 0 | 0 | 0 | 0 | 0 | 0 | 0 | 0 | 0 | 0 | 0 | 0 | 0 | 0 | 0 | 0
0 | 0 | 0 |  | 0 | 0 | 0 | 0 | 0 | 0 | 0 | 0 | 0 | 0 | 0 | 0 | 0 | 0 | 0 | 0 | 0 | 0 | 0 | 0 | 0 | 0 | 0 | 0
0 | 0 | 0 |  | 0 | 0 | 0 | 0 | 0 | 0 | 0 | 0 | 0 | 0 | 0 | 0 | 0 | 0 | 0 | 0 | 0 | 0 | 0 | 0 | 0 | 0 | 0 | 0
0 | 0 | 0 |  | 0 | 0 | 0 | 0 | 0 | 0 | 0 | 0 | 0 | 0 | 0 | 0 | 0 | 0 | 0 | 0 | 0 | 0 | 0 | 0 | 0 | 0 | 0 | 0
0 | 0 | 0 |  | 0 | 0 | 0 | 0 | 0 | 0 | 0 | 0 | 0 | 0 | 0 | 0 | 0 | 0 | 0 | 0 | 0 | 0 | 0 | 0 | 0 | 0 | 0 | 0
0 | 0 | 0 |  | 0 | 0 | 0 | 0 | 0 | 0 | 0 | 0 | 0 | 0 | 0 | 0 | 0 | 0 | 0 | 0 | 0 | 0 | 0 | 0 | 0 | 0 | 0 | 0
0 | 0 | 0 |  | 0 | 0 | 0 | 0 | 0 | 0 | 0 | 0 | 0 | 0 | 0 | 0 | 0 | 0 | 0 | 0 | 0 | 0 | 0 | 0 | 0 | 0 | 0 | 0
0 | 0 | 0 |  | 0 | 0 | 0 | 0 | 0 | 0 | 0 | 0 | 0 | 0 | 0 | 0 | 0 | 0 | 0 | 0 | 0 | 0 | 0 | 0 | 0 | 0 | 0 | 0
0 | 0 | 0 |  | 0 | 0 | 0 | 0 | 0 | 0 | 0 | 0 | 0 | 0 | 0 | 0 | 0 | 0 | 0 | 0 | 0 | 0 | 0 | 0 | 0 | 0 | 0 | 0
0 | 0 | 0 |  | 0 | 0 | 0 | 0 | 0 | 0 | 0 | 0 | 0 | 0 | 0 | 0 | 0 | 0 | 0 | 0 | 0 | 0 | 0 | 0 | 0 | 0 | 0 | 0
0 | 0 | 0 |  | 0 | 0 | 0 | 0 | 0 | 0 | 0 | 0 | 0 | 0 | 0 | 0 | 0 | 0 | 0 | 0 | 0 | 0 | 0 | 0 | 0 | 0 | 0 | 0
0 | 0 | 0 |  | 0 | 0 | 0 | 0 | 0 | 0 | 0 | 0 | 0 | 0 | 0 | 0 | 0 | 0 | 0 | 0 | 0 | 0 | 0 | 0 | 0 | 0 | 0 | 0
0 | 0 | 0 |  | 0 | 0 | 0 | 0 | 0 | 0 | 0 | 0 | 0 | 0 | 0 | 0 | 0 | 0 | 0 | 0 | 0 | 0 | 0 | 0 | 0 | 0 | 0 | 0
0 | 0 | 0 |  | 0 | 0 | 0 | 0 | 0 | 0 | 0 | 0 | 0 | 0 | 0 | 0 | 0 | 0 | 0 | 0 | 0 | 0 | 0 | 0 | 0 | 0 | 0 | 0
0 | 0 | 0 |  | 0 | 0 | 0 | 0 | 0 | 0 | 0 | 0 | 0 | 0 | 0 | 0 | 0 | 0 | 0 | 0 | 0 | 0 | 0 | 0 | 0 | 0 | 0 | 0
0 | 0 | 0 |  | 0 | 0 | 0 | 0 | 0 | 0 | 0 | 0 | 0 | 0 | 0 | 0 | 0 | 0 | 0 | 0 | 0 | 0 | 0 | 0 | 0 | 0 | 0 | 0
0 | 0 | 0 |  | 0 | 0 | 0 | 0 | 0 | 0 | 0 | 0 | 0 | 0 | 0 | 0 | 0 | 0 | 0 | 0 | 0 | 0 | 0 | 0 | 0 | 0 | 0 | 0
0 | 0 | 0 |  | 0 | 0 | 0 | 0 | 0 | 0 | 0 | 0 | 0 | 0 | 0 | 0 | 0 | 0 | 0 | 0 | 0 | 0 | 0 | 0 | 0 | 0 | 0 | 0
0 | 0 | 0 |  | 0 | 0 | 0 | 0 | 0 | 0 | 0 | 0 | 0 | 0 | 0 | 0 | 0 | 0 | 0 | 0 | 0 | 0 | 0 | 0 | 0 | 0 | 0 | 0
0 | 0 | 0 |  | 0 | 0 | 0 | 0 | 0 | 0 | 0 | 0 | 0 | 0 | 0 | 0 | 0 | 0 | 0 | 0 | 0 | 0 | 0 | 0 | 0 | 0 | 0 | 0
0 | 0 | 0 |  | 0 | 0 | 0 | 0 | 0 | 0 | 0 | 0 | 0 | 0 | 0 | 0 | 0 | 0 | 0 | 0 | 0 | 0 | 0 | 0 | 0 | 0 | 0 | 0
0 | 0 | 0 |  | 0 | 0 | 0 | 0 | 0 | 0 | 0 | 0 | 0 | 0 | 0 | 0 | 0 | 0 | 0 | 0 | 0 | 0 | 0 | 0 | 0 | 0 | 0 | 0
0 | 0 | 0 |  | 0 | 0 | 0 | 0 | 0 | 0 | 0 | 0 | 0 | 0 | 0 | 0 | 0 | 0 | 0 | 0 | 0 | 0 | 0 | 0 | 0 | 0 | 0 | 0
0 | 0 | 0 |  | 0 | 0 | 0 | 0 | 0 | 0 | 0 | 0 | 0 | 0 | 0 | 0 | 0 | 0 | 0 | 0 | 0 | 0 | 0 | 0 | 0 | 0 | 0 | 0
0 | 0 | 0 |  | 0 | 0 | 0 | 0 | 0 | 0 | 0 | 0 | 0 | 0 | 0 | 0 | 0 | 0 | 0 | 0 | 0 | 0 | 0 | 0 | 0 | 0 | 0 | 0
0 | 0 | 0 |  | 0 | 0 | 0 | 0 | 0 | 0 | 0 | 0 | 0 | 0 | 0 | 0 | 0 | 0 | 0 | 0 | 0 | 0 | 0 | 0 | 0 | 0 | 0 | 0
0 | 0 | 0 |  | 0 | 0 | 0 | 0 | 0 | 0 | 0 | 0 | 0 | 0 | 0 | 0 | 0 | 0 | 0 | 0 | 0 | 0 | 0 | 0 | 0 | 0 | 0 | 0
0 | 0 | 0 |  | 0 | 0 | 0 | 0 | 0 | 0 | 0 | 0 | 0 | 0 | 0 | 0 | 0 | 0 | 0 | 0 | 0 | 0 | 0 | 0 | 0 | 0 | 0 | 0
0 | 0 | 0 |  | 0 | 0 | 0 | 0 | 0 | 0 | 0 | 0 | 0 | 0 | 0 | 0 | 0 | 0 | 0 | 0 | 0 | 0 | 0 | 0 | 0 | 0 | 0 | 0
0 | 0 | 0 |  | 0 | 0 | 0 | 0 | 0 | 0 | 0 | 0 | 0 | 0 | 0 | 0 | 0 | 0 | 0 | 0 | 0 | 0 | 0 | 0 | 0 | 0 | 0 | 0
0 | 0 | 0 |  | 0 | 0 | 0 | 0 | 0 | 0 | 0 | 0 | 0 | 0 | 0 | 0 | 0 | 0 | 0 | 0 | 0 | 0 | 0 | 0 | 0 | 0 | 0 | 0
0 | 0 | 0 |  | 0 | 0 | 0 | 0 | 0 | 0 | 0 | 0 | 0 | 0 | 0 | 0 | 0 | 0 | 0 | 0 | 0 | 0 | 0 | 0 | 0 | 0 | 0 | 0
0 | 0 | 0 |  | 0 | 0 | 0 | 0 | 0 | 0 | 0 | 0 | 0 | 0 | 0 | 0 | 0 | 0 | 0 | 0 | 0 | 0 | 0 | 0 | 0 | 0 | 0 | 0
0 | 0 | 0 |  | 0 | 0 | 0 | 0 | 0 | 0 | 0 | 0 | 0 | 0 | 0 | 0 | 0 | 0 | 0 | 0 | 0 | 0 | 0 | 0 | 0 | 0 | 0 | 0
0 | 0 | 0 |  | 0 | 0 | 0 | 0 | 0 | 0 | 0 | 0 | 0 | 0 | 0 | 0 | 0 | 0 | 0 | 0 | 0 | 0 | 0 | 0 | 0 | 0 | 0 | 0
0 | 0 | 0 |  | 0 | 0 | 0 | 0 | 0 | 0 | 0 | 0 | 0 | 0 | 0 | 0 | 0 | 0 | 0 | 0 | 0 | 0 | 0 | 0 | 0 | 0 | 0 | 0
0 | 0 | 0 |  | 0 | 0 | 0 | 0 | 0 | 0 | 0 | 0 | 0 | 0 | 0 | 0 | 0 | 0 | 0 | 0 | 0 | 0 | 0 | 0 | 0 | 0 | 0 | 0
0 | 0 | 0 |  | 0 | 0 | 0 | 0 | 0 | 0 | 0 | 0 | 0 | 0 | 0 | 0 | 0 | 0 | 0 | 0 | 0 | 0 | 0 | 0 | 0 | 0 | 0 | 0
0 | 0 | 0 |  | 0 | 0 | 0 | 0 | 0 | 0 | 0 | 0 | 0 | 0 | 0 | 0 | 0 | 0 | 0 | 0 | 0 | 0 | 0 | 0 | 0 | 0 | 0 | 0
0 | 0 | 0 |  | 0 | 0 | 0 | 0 | 0 | 0 | 0 | 0 | 0 | 0 | 0 | 0 | 0 | 0 | 0 | 0 | 0 | 0 | 0 | 0 | 0 | 0 | 0 | 0
0 | 0 | 0 |  | 0 | 0 | 0 | 0 | 0 | 0 | 0 | 0 | 0 | 0 | 0 | 0 | 0 | 0 | 0 | 0 | 0 | 0 | 0 | 0 | 0 | 0 | 0 | 0
0 | 0 | 0 |  | 0 | 0 | 0 | 0 | 0 | 0 | 0 | 0 | 0 | 0 | 0 | 0 | 0 | 0 | 0 | 0 | 0 | 0 | 0 | 0 | 0 | 0 | 0 | 0
0 | 0 | 0 |  | 0 | 0 | 0 | 0 | 0 | 0 | 0 | 0 | 0 | 0 | 0 | 0 | 0 | 0 | 0 | 0 | 0 | 0 | 0 | 0 | 0 | 0 | 0 | 0
0 | 0 | 0 |  | 0 | 0 | 0 | 0 | 0 | 0 | 0 | 0 | 0 | 0 | 0 | 0 | 0 | 0 | 0 | 0 | 0 | 0 | 0 | 0 | 0 | 0 | 0 | 0
0 | 0 | 0 |  | 0 | 0 | 0 | 0 | 0 | 0 | 0 | 0 | 0 | 0 | 0 | 0 | 0 | 0 | 0 | 0 | 0 | 0 | 0 | 0 | 0 | 0 | 0 | 0
0 | 0 | 0 |  | 0 | 0 | 0 | 0 | 0 | 0 | 0 | 0 | 0 | 0 | 0 | 0 | 0 | 0 | 0 | 0 | 0 | 0 | 0 | 0 | 0 | 0 | 0 | 0
0 | 0 | 0 |  | 0 | 0 | 0 | 0 | 0 | 0 | 0 | 0 | 0 | 0 | 0 | 0 | 0 | 0 | 0 | 0 | 0 | 0 | 0 | 0 | 0 | 0 | 0 | 0
0 | 0 | 0 |  | 0 | 0 | 0 | 0 | 0 | 0 | 0 | 0 | 0 | 0 | 0 | 0 | 0 | 0 | 0 | 0 | 0 | 0 | 0 | 0 | 0 | 0 | 0 | 0
0 | 0 | 0 |  | 0 | 0 | 0 | 0 | 0 | 0 | 0 | 0 | 0 | 0 | 0 | 0 | 0 | 0 | 0 | 0 | 0 | 0 | 0 | 0 | 0 | 0 | 0 | 0
0 | 0 | 0 |  | 0 | 0 | 0 | 0 | 0 | 0 | 0 | 0 | 0 | 0 | 0 | 0 | 0 | 0 | 0 | 0 | 0 | 0 | 0 | 0 | 0 | 0 | 0 | 0
0 | 0 | 0 |  | 0 | 0 | 0 | 0 | 0 | 0 | 0 | 0 | 0 | 0 | 0 | 0 | 0 | 0 | 0 | 0 | 0 | 0 | 0 | 0 | 0 | 0 | 0 | 0
0 | 0 | 0 |  | 0 | 0 | 0 | 0 | 0 | 0 | 0 | 0 | 0 | 0 | 0 | 0 | 0 | 0 | 0 | 0 | 0 | 0 | 0 | 0 | 0 | 0 | 0 | 0
0 | 0 | 0 |  | 0 | 0 | 0 | 0 | 0 | 0 | 0 | 0 | 0 | 0 | 0 | 0 | 0 | 0 | 0 | 0 | 0 | 0 | 0 | 0 | 0 | 0 | 0 | 0
0 | 0 | 0 |  | 0 | 0 | 0 | 0 | 0 | 0 | 0 | 0 | 0 | 0 | 0 | 0 | 0 | 0 | 0 | 0 | 0 | 0 | 0 | 0 | 0 | 0 | 0 | 0
0 | 0 | 0 |  | 0 | 0 | 0 | 0 | 0 | 0 | 0 | 0 | 0 | 0 | 0 | 0 | 0 | 0 | 0 | 0 | 0 | 0 | 0 | 0 | 0 | 0 | 0 | 0
0 | 0 | 0 |  | 0 | 0 | 0 | 0 | 0 | 0 | 0 | 0 | 0 | 0 | 0 | 0 | 0 | 0 | 0 | 0 | 0 | 0 | 0 | 0 | 0 | 0 | 0 | 0
0 | 0 | 0 |  | 0 | 0 | 0 | 0 | 0 | 0 | 0 | 0 | 0 | 0 | 0 | 0 | 0 | 0 | 0 | 0 | 0 | 0 | 0 | 0 | 0 | 0 | 0 | 0
0 | 0 | 0 |  | 0 | 0 | 0 | 0 | 0 | 0 | 0 | 0 | 0 | 0 | 0 | 0 | 0 | 0 | 0 | 0 | 0 | 0 | 0 | 0 | 0 | 0 | 0 | 0
0 | 0 | 0 |  | 0 | 0 | 0 | 0 | 0 | 0 | 0 | 0 | 0 | 0 | 0 | 0 | 0 | 0 | 0 | 0 | 0 | 0 | 0 | 0 | 0 | 0 | 0 | 0
0 | 0 | 0 |  | 0 | 0 | 0 | 0 | 0 | 0 | 0 | 0 | 0 | 0 | 0 | 0 | 0 | 0 | 0 | 0 | 0 | 0 | 0 | 0 | 0 | 0 | 0 | 0
0 | 0 | 0 |  | 0 | 0 | 0 | 0 | 0 | 0 | 0 | 0 | 0 | 0 | 0 | 0 | 0 | 0 | 0 | 0 | 0 | 0 | 0 | 0 | 0 | 0 | 0 | 0
0 | 0 | 0 |  | 0 | 0 | 0 | 0 | 0 | 0 | 0 | 0 | 0 | 0 | 0 | 0 | 0 | 0 | 0 | 0 | 0 | 0 | 0 | 0 | 0 | 0 | 0 | 0
0 | 0 | 0 |  | 0 | 0 | 0 | 0 | 0 | 0 | 0 | 0 | 0 | 0 | 0 | 0 | 0 | 0 | 0 | 0 | 0 | 0 | 0 | 0 | 0 | 0 | 0 | 0
0 | 0 | 0 |  | 0 | 0 | 0 | 0 | 0 | 0 | 0 | 0 | 0 | 0 | 0 | 0 | 0 | 0 | 0 | 0 | 0 | 0 | 0 | 0 | 0 | 0 | 0 | 0
0 | 0 | 0 |  | 0 | 0 | 0 | 0 | 0 | 0 | 0 | 0 | 0 | 0 | 0 | 0 | 0 | 0 | 0 | 0 | 0 | 0 | 0 | 0 | 0 | 0 | 0 | 0
0 | 0 | 0 |  | 0 | 0 | 0 | 0 | 0 | 0 | 0 | 0 | 0 | 0 | 0 | 0 | 0 | 0 | 0 | 0 | 0 | 0 | 0 | 0 | 0 | 0 | 0 | 0
0 | 0 | 0 |  | 0 | 0 | 0 | 0 | 0 | 0 | 0 | 0 | 0 | 0 | 0 | 0 | 0 | 0 | 0 | 0 | 0 | 0 | 0 | 0 | 0 | 0 | 0 | 0
0 | 0 | 0 |  | 0 | 0 | 0 | 0 | 0 | 0 | 0 | 0 | 0 | 0 | 0 | 0 | 0 | 0 | 0 | 0 | 0 | 0 | 0 | 0 | 0 | 0 | 0 | 0
0 | 0 | 0 |  | 0 | 0 | 0 | 0 | 0 | 0 | 0 | 0 | 0 | 0 | 0 | 0 | 0 | 0 | 0 | 0 | 0 | 0 | 0 | 0 | 0 | 0 | 0 | 0
0 | 0 | 0 |  | 0 | 0 | 0 | 0 | 0 | 0 | 0 | 0 | 0 | 0 | 0 | 0 | 0 | 0 | 0 | 0 | 0 | 0 | 0 | 0 | 0 | 0 | 0 | 0
0 | 0 | 0 |  | 0 | 0 | 0 | 0 | 0 | 0 | 0 | 0 | 0 | 0 | 0 | 0 | 0 | 0 | 0 | 0 | 0 | 0 | 0 | 0 | 0 | 0 | 0 | 0
0 | 0 | 0 |  | 0 | 0 | 0 | 0 | 0 | 0 | 0 | 0 | 0 | 0 | 0 | 0 | 0 | 0 | 0 | 0 | 0 | 0 | 0 | 0 | 0 | 0 | 0 | 0
0 | 0 | 0 |  | 0 | 0 | 0 | 0 | 0 | 0 | 0 | 0 | 0 | 0 | 0 | 0 | 0 | 0 | 0 | 0 | 0 | 0 | 0 | 0 | 0 | 0 | 0 | 0
0 | 0 | 0 |  | 0 | 0 | 0 | 0 | 0 | 0 | 0 | 0 | 0 | 0 | 0 | 0 | 0 | 0 | 0 | 0 | 0 | 0 | 0 | 0 | 0 | 0 | 0 | 0
0 | 0 | 0 |  | 0 | 0 | 0 | 0 | 0 | 0 | 0 | 0 | 0 | 0 | 0 | 0 | 0 | 0 | 0 | 0 | 0 | 0 | 0 | 0 | 0 | 0 | 0 | 0
0 | 0 | 0 |  | 0 | 0 | 0 | 0 | 0 | 0 | 0 | 0 | 0 | 0 | 0 | 0 | 0 | 0 | 0 | 0 | 0 | 0 | 0 | 0 | 0 | 0 | 0 | 0
0 | 0 | 0 |  | 0 | 0 | 0 | 0 | 0 | 0 | 0 | 0 | 0 | 0 | 0 | 0 | 0 | 0 | 0 | 0 | 0 | 0 | 0 | 0 | 0 | 0 | 0 | 0
0 | 0 | 0 |  | 0 | 0 | 0 | 0 | 0 | 0 | 0 | 0 | 0 | 0 | 0 | 0 | 0 | 0 | 0 | 0 | 0 | 0 | 0 | 0 | 0 | 0 | 0 | 0
0 | 0 | 0 |  | 0 | 0 | 0 | 0 | 0 | 0 | 0 | 0 | 0 | 0 | 0 | 0 | 0 | 0 | 0 | 0 | 0 | 0 | 0 | 0 | 0 | 0 | 0 | 0
0 | 0 | 0 |  | 0 | 0 | 0 | 0 | 0 | 0 | 0 | 0 | 0 | 0 | 0 | 0 | 0 | 0 | 0 | 0 | 0 | 0 | 0 | 0 | 0 | 0 | 0 | 0
0 | 0 | 0 |  | 0 | 0 | 0 | 0 | 0 | 0 | 0 | 0 | 0 | 0 | 0 | 0 | 0 | 0 | 0 | 0 | 0 | 0 | 0 | 0 | 0 | 0 | 0 | 0
0 | 0 | 0 |  | 0 | 0 | 0 | 0 | 0 | 0 | 0 | 0 | 0 | 0 | 0 | 0 | 0 | 0 | 0 | 0 | 0 | 0 | 0 | 0 | 0 | 0 | 0 | 0
0 | 0 | 0 |  | 0 | 0 | 0 | 0 | 0 | 0 | 0 | 0 | 0 | 0 | 0 | 0 | 0 | 0 | 0 | 0 | 0 | 0 | 0 | 0 | 0 | 0 | 0 | 0
0 | 0 | 0 |  | 0 | 0 | 0 | 0 | 0 | 0 | 0 | 0 | 0 | 0 | 0 | 0 | 0 | 0 | 0 | 0 | 0 | 0 | 0 | 0 | 0 | 0 | 0 | 0
0 | 0 | 0 |  | 0 | 0 | 0 | 0 | 0 | 0 | 0 | 0 | 0 | 0 | 0 | 0 | 0 | 0 | 0 | 0 | 0 | 0 | 0 | 0 | 0 | 0 | 0 | 0
0 | 0 | 0 |  | 0 | 0 | 0 | 0 | 0 | 0 | 0 | 0 | 0 | 0 | 0 | 0 | 0 | 0 | 0 | 0 | 0 | 0 | 0 | 0 | 0 | 0 | 0 | 0
0 | 0 | 0 |  | 0 | 0 | 0 | 0 | 0 | 0 | 0 | 0 | 0 | 0 | 0 | 0 | 0 | 0 | 0 | 0 | 0 | 0 | 0 | 0 | 0 | 0 | 0 | 0
0 | 0 | 0 |  | 0 | 0 | 0 | 0 | 0 | 0 | 0 | 0 | 0 | 0 | 0 | 0 | 0 | 0 | 0 | 0 | 0 | 0 | 0 | 0 | 0 | 0 | 0 | 0
0 | 0 | 0 |  | 0 | 0 | 0 | 0 | 0 | 0 | 0 | 0 | 0 | 0 | 0 | 0 | 0 | 0 | 0 | 0 | 0 | 0 | 0 | 0 | 0 | 0 | 0 | 0
0 | 0 | 0 |  | 0 | 0 | 0 | 0 | 0 | 0 | 0 | 0 | 0 | 0 | 0 | 0 | 0 | 0 | 0 | 0 | 0 | 0 | 0 | 0 | 0 | 0 | 0 | 0
0 | 0 | 0 |  | 0 | 0 | 0 | 0 | 0 | 0 | 0 | 0 | 0 | 0 | 0 | 0 | 0 | 0 | 0 | 0 | 0 | 0 | 0 | 0 | 0 | 0 | 0 | 0
0 | 0 | 0 |  | 0 | 0 | 0 | 0 | 0 | 0 | 0 | 0 | 0 | 0 | 0 | 0 | 0 | 0 | 0 | 0 | 0 | 0 | 0 | 0 | 0 | 0 | 0 | 0
0 | 0 | 0 |  | 0 | 0 | 0 | 0 | 0 | 0 | 0 | 0 | 0 | 0 | 0 | 0 | 0 | 0 | 0 | 0 | 0 | 0 | 0 | 0 | 0 | 0 | 0 | 0
0 | 0 | 0 |  | 0 | 0 | 0 | 0 | 0 | 0 | 0 | 0 | 0 | 0 | 0 | 0 | 0 | 0 | 0 | 0 | 0 | 0 | 0 | 0 | 0 | 0 | 0 | 0
0 | 0 | 0 |  | 0 | 0 | 0 | 0 | 0 | 0 | 0 | 0 | 0 | 0 | 0 | 0 | 0 | 0 | 0 | 0 | 0 | 0 | 0 | 0 | 0 | 0 | 0 | 0
0 | 0 | 0 |  | 0 | 0 | 0 | 0 | 0 | 0 | 0 | 0 | 0 | 0 | 0 | 0 | 0 | 0 | 0 | 0 | 0 | 0 | 0 | 0 | 0 | 0 | 0 | 0
0 | 0 | 0 |  | 0 | 0 | 0 | 0 | 0 | 0 | 0 | 0 | 0 | 0 | 0 | 0 | 0 | 0 | 0 | 0 | 0 | 0 | 0 | 0 | 0 | 0 | 0 | 0
0 | 0 | 0 |  | 0 | 0 | 0 | 0 | 0 | 0 | 0 | 0 | 0 | 0 | 0 | 0 | 0 | 0 | 0 | 0 | 0 | 0 | 0 | 0 | 0 | 0 | 0 | 0
0 | 0 | 0 |  | 0 | 0 | 0 | 0 | 0 | 0 | 0 | 0 | 0 | 0 | 0 | 0 | 0 | 0 | 0 | 0 | 0 | 0 | 0 | 0 | 0 | 0 | 0 | 0
0 | 0 | 0 |  | 0 | 0 | 0 | 0 | 0 | 0 | 0 | 0 | 0 | 0 | 0 | 0 | 0 | 0 | 0 | 0 | 0 | 0 | 0 | 0 | 0 | 0 | 0 | 0
0 | 0 | 0 |  | 0 | 0 | 0 | 0 | 0 | 0 | 0 | 0 | 0 | 0 | 0 | 0 | 0 | 0 | 0 | 0 | 0 | 0 | 0 | 0 | 0 | 0 | 0 | 0
0 | 0 | 0 |  | 0 | 0 | 0 | 0 | 0 | 0 | 0 | 0 | 0 | 0 | 0 | 0 | 0 | 0 | 0 | 0 | 0 | 0 | 0 | 0 | 0 | 0 | 0 | 0
0 | 0 | 0 |  | 0 | 0 | 0 | 0 | 0 | 0 | 0 | 0 | 0 | 0 | 0 | 0 | 0 | 0 | 0 | 0 | 0 | 0 | 0 | 0 | 0 | 0 | 0 | 0
0 | 0 | 0 |  | 0 | 0 | 0 | 0 | 0 | 0 | 0 | 0 | 0 | 0 | 0 | 0 | 0 | 0 | 0 | 0 | 0 | 0 | 0 | 0 | 0 | 0 | 0 | 0
0 | 0 | 0 |  | 0 | 0 | 0 | 0 | 0 | 0 | 0 | 0 | 0 | 0 | 0 | 0 | 0 | 0 | 0 | 0 | 0 | 0 | 0 | 0 | 0 | 0 | 0 | 0
0 | 0 | 0 |  | 0 | 0 | 0 | 0 | 0 | 0 | 0 | 0 | 0 | 0 | 0 | 0 | 0 | 0 | 0 | 0 | 0 | 0 | 0 | 0 | 0 | 0 | 0 | 0
0 | 0 | 0 |  | 0 | 0 | 0 | 0 | 0 | 0 | 0 | 0 | 0 | 0 | 0 | 0 | 0 | 0 | 0 | 0 | 0 | 0 | 0 | 0 | 0 | 0 | 0 | 0
0 | 0 | 0 |  | 0 | 0 | 0 | 0 | 0 | 0 | 0 | 0 | 0 | 0 | 0 | 0 | 0 | 0 | 0 | 0 | 0 | 0 | 0 | 0 | 0 | 0 | 0 | 0
0 | 0 | 0 |  | 0 | 0 | 0 | 0 | 0 | 0 | 0 | 0 | 0 | 0 | 0 | 0 | 0 | 0 | 0 | 0 | 0 | 0 | 0 | 0 | 0 | 0 | 0 | 0
0 | 0 | 0 |  | 0 | 0 | 0 | 0 | 0 | 0 | 0 | 0 | 0 | 0 | 0 | 0 | 0 | 0 | 0 | 0 | 0 | 0 | 0 | 0 | 0 | 0 | 0 | 0
0 | 0 | 0 |  | 0 | 0 | 0 | 0 | 0 | 0 | 0 | 0 | 0 | 0 | 0 | 0 | 0 | 0 | 0 | 0 | 0 | 0 | 0 | 0 | 0 | 0 | 0 | 0
0 | 0 | 0 |  | 0 | 0 | 0 | 0 | 0 | 0 | 0 | 0 | 0 | 0 | 0 | 0 | 0 | 0 | 0 | 0 | 0 | 0 | 0 | 0 | 0 | 0 | 0 | 0
0 | 0 | 0 |  | 0 | 0 | 0 | 0 | 0 | 0 | 0 | 0 | 0 | 0 | 0 | 0 | 0 | 0 | 0 | 0 | 0 | 0 | 0 | 0 | 0 | 0 | 0 | 0
0 | 0 | 0 |  | 0 | 0 | 0 | 0 | 0 | 0 | 0 | 0 | 0 | 0 | 0 | 0 | 0 | 0 | 0 | 0 | 0 | 0 | 0 | 0 | 0 | 0 | 0 | 0
0 | 0 | 0 |  | 0 | 0 | 0 | 0 | 0 | 0 | 0 | 0 | 0 | 0 | 0 | 0 | 0 | 0 | 0 | 0 | 0 | 0 | 0 | 0 | 0 | 0 | 0 | 0
0 | 0 | 0 |  | 0 | 0 | 0 | 0 | 0 | 0 | 0 | 0 | 0 | 0 | 0 | 0 | 0 | 0 | 0 | 0 | 0 | 0 | 0 | 0 | 0 | 0 | 0 | 0
0 | 0 | 0 |  | 0 | 0 | 0 | 0 | 0 | 0 | 0 | 0 | 0 | 0 | 0 | 0 | 0 | 0 | 0 | 0 | 0 | 0 | 0 | 0 | 0 | 0 | 0 | 0
0 | 0 | 0 |  | 0 | 0 | 0 | 0 | 0 | 0 | 0 | 0 | 0 | 0 | 0 | 0 | 0 | 0 | 0 | 0 | 0 | 0 | 0 | 0 | 0 | 0 | 0 | 0
0 | 0 | 0 |  | 0 | 0 | 0 | 0 | 0 | 0 | 0 | 0 | 0 | 0 | 0 | 0 | 0 | 0 | 0 | 0 | 0 | 0 | 0 | 0 | 0 | 0 | 0 | 0
0 | 0 | 0 |  | 0 | 0 | 0 | 0 | 0 | 0 | 0 | 0 | 0 | 0 | 0 | 0 | 0 | 0 | 0 | 0 | 0 | 0 | 0 | 0 | 0 | 0 | 0 | 0
0 | 0 | 0 |  | 0 | 0 | 0 | 0 | 0 | 0 | 0 | 0 | 0 | 0 | 0 | 0 | 0 | 0 | 0 | 0 | 0 | 0 | 0 | 0 | 0 | 0 | 0 | 0
0 | 0 | 0 |  | 0 | 0 | 0 | 0 | 0 | 0 | 0 | 0 | 0 | 0 | 0 | 0 | 0 | 0 | 0 | 0 | 0 | 0 | 0 | 0 | 0 | 0 | 0 | 0
0 | 0 | 0 |  | 0 | 0 | 0 | 0 | 0 | 0 | 0 | 0 | 0 | 0 | 0 | 0 | 0 | 0 | 0 | 0 | 0 | 0 | 0 | 0 | 0 | 0 | 0 | 0
0 | 0 | 0 |  | 0 | 0 | 0 | 0 | 0 | 0 | 0 | 0 | 0 | 0 | 0 | 0 | 0 | 0 | 0 | 0 | 0 | 0 | 0 | 0 | 0 | 0 | 0 | 0
0 | 0 | 0 |  | 0 | 0 | 0 | 0 | 0 | 0 | 0 | 0 | 0 | 0 | 0 | 0 | 0 | 0 | 0 | 0 | 0 | 0 | 0 | 0 | 0 | 0 | 0 | 0
0 | 0 | 0 |  | 0 | 0 | 0 | 0 | 0 | 0 | 0 | 0 | 0 | 0 | 0 | 0 | 0 | 0 | 0 | 0 | 0 | 0 | 0 | 0 | 0 | 0 | 0 | 0
0 | 0 | 0 |  | 0 | 0 | 0 | 0 | 0 | 0 | 0 | 0 | 0 | 0 | 0 | 0 | 0 | 0 | 0 | 0 | 0 | 0 | 0 | 0 | 0 | 0 | 0 | 0
0 | 0 | 0 |  | 0 | 0 | 0 | 0 | 0 | 0 | 0 | 0 | 0 | 0 | 0 | 0 | 0 | 0 | 0 | 0 | 0 | 0 | 0 | 0 | 0 | 0 | 0 | 0
0 | 0 | 0 |  | 0 | 0 | 0 | 0 | 0 | 0 | 0 | 0 | 0 | 0 | 0 | 0 | 0 | 0 | 0 | 0 | 0 | 0 | 0 | 0 | 0 | 0 | 0 | 0
0 | 0 | 0 |  | 0 | 0 | 0 | 0 | 0 | 0 | 0 | 0 | 0 | 0 | 0 | 0 | 0 | 0 | 0 | 0 | 0 | 0 | 0 | 0 | 0 | 0 | 0 | 0
0 | 0 | 0 |  | 0 | 0 | 0 | 0 | 0 | 0 | 0 | 0 | 0 | 0 | 0 | 0 | 0 | 0 | 0 | 0 | 0 | 0 | 0 | 0 | 0 | 0 | 0 | 0
0 | 0 | 0 |  | 0 | 0 | 0 | 0 | 0 | 0 | 0 | 0 | 0 | 0 | 0 | 0 | 0 | 0 | 0 | 0 | 0 | 0 | 0 | 0 | 0 | 0 | 0 | 0
0 | 0 | 0 |  | 0 | 0 | 0 | 0 | 0 | 0 | 0 | 0 | 0 | 0 | 0 | 0 | 0 | 0 | 0 | 0 | 0 | 0 | 0 | 0 | 0 | 0 | 0 | 0
0 | 0 | 0 |  | 0 | 0 | 0 | 0 | 0 | 0 | 0 | 0 | 0 | 0 | 0 | 0 | 0 | 0 | 0 | 0 | 0 | 0 | 0 | 0 | 0 | 0 | 0 | 0
0 | 0 | 0 |  | 0 | 0 | 0 | 0 | 0 | 0 | 0 | 0 | 0 | 0 | 0 | 0 | 0 | 0 | 0 | 0 | 0 | 0 | 0 | 0 | 0 | 0 | 0 | 0
0 | 0 | 0 |  | 0 | 0 | 0 | 0 | 0 | 0 | 0 | 0 | 0 | 0 | 0 | 0 | 0 | 0 | 0 | 0 | 0 | 0 | 0 | 0 | 0 | 0 | 0 | 0
0 | 0 | 0 |  | 0 | 0 | 0 | 0 | 0 | 0 | 0 | 0 | 0 | 0 | 0 | 0 | 0 | 0 | 0 | 0 | 0 | 0 | 0 | 0 | 0 | 0 | 0 | 0
0 | 0 | 0 |  | 0 | 0 | 0 | 0 | 0 | 0 | 0 | 0 | 0 | 0 | 0 | 0 | 0 | 0 | 0 | 0 | 0 | 0 | 0 | 0 | 0 | 0 | 0 | 0
0 | 0 | 0 |  | 0 | 0 | 0 | 0 | 0 | 0 | 0 | 0 | 0 | 0 | 0 | 0 | 0 | 0 | 0 | 0 | 0 | 0 | 0 | 0 | 0 | 0 | 0 | 0
0 | 0 | 0 |  | 0 | 0 | 0 | 0 | 0 | 0 | 0 | 0 | 0 | 0 | 0 | 0 | 0 | 0 | 0 | 0 | 0 | 0 | 0 | 0 | 0 | 0 | 0 | 0
0 | 0 | 0 |  | 0 | 0 | 0 | 0 | 0 | 0 | 0 | 0 | 0 | 0 | 0 | 0 | 0 | 0 | 0 | 0 | 0 | 0 | 0 | 0 | 0 | 0 | 0 | 0
0 | 0 | 0 |  | 0 | 0 | 0 | 0 | 0 | 0 | 0 | 0 | 0 | 0 | 0 | 0 | 0 | 0 | 0 | 0 | 0 | 0 | 0 | 0 | 0 | 0 | 0 | 0
0 | 0 | 0 |  | 0 | 0 | 0 | 0 | 0 | 0 | 0 | 0 | 0 | 0 | 0 | 0 | 0 | 0 | 0 | 0 | 0 | 0 | 0 | 0 | 0 | 0 | 0 | 0
0 | 0 | 0 |  | 0 | 0 | 0 | 0 | 0 | 0 | 0 | 0 | 0 | 0 | 0 | 0 | 0 | 0 | 0 | 0 | 0 | 0 | 0 | 0 | 0 | 0 | 0 | 0
0 | 0 | 0 |  | 0 | 0 | 0 | 0 | 0 | 0 | 0 | 0 | 0 | 0 | 0 | 0 | 0 | 0 | 0 | 0 | 0 | 0 | 0 | 0 | 0 | 0 | 0 | 0
0 | 0 | 0 |  | 0 | 0 | 0 | 0 | 0 | 0 | 0 | 0 | 0 | 0 | 0 | 0 | 0 | 0 | 0 | 0 | 0 | 0 | 0 | 0 | 0 | 0 | 0 | 0
0 | 0 | 0 |  | 0 | 0 | 0 | 0 | 0 | 0 | 0 | 0 | 0 | 0 | 0 | 0 | 0 | 0 | 0 | 0 | 0 | 0 | 0 | 0 | 0 | 0 | 0 | 0
0 | 0 | 0 |  | 0 | 0 | 0 | 0 | 0 | 0 | 0 | 0 | 0 | 0 | 0 | 0 | 0 | 0 | 0 | 0 | 0 | 0 | 0 | 0 | 0 | 0 | 0 | 0
0 | 0 | 0 |  | 0 | 0 | 0 | 0 | 0 | 0 | 0 | 0 | 0 | 0 | 0 | 0 | 0 | 0 | 0 | 0 | 0 | 0 | 0 | 0 | 0 | 0 | 0 | 0
0 | 0 | 0 |  | 0 | 0 | 0 | 0 | 0 | 0 | 0 | 0 | 0 | 0 | 0 | 0 | 0 | 0 | 0 | 0 | 0 | 0 | 0 | 0 | 0 | 0 | 0 | 0
0 | 0 | 0 |  | 0 | 0 | 0 | 0 | 0 | 0 | 0 | 0 | 0 | 0 | 0 | 0 | 0 | 0 | 0 | 0 | 0 | 0 | 0 | 0 | 0 | 0 | 0 | 0
0 | 0 | 0 |  | 0 | 0 | 0 | 0 | 0 | 0 | 0 | 0 | 0 | 0 | 0 | 0 | 0 | 0 | 0 | 0 | 0 | 0 | 0 | 0 | 0 | 0 | 0 | 0
0 | 0 | 0 |  | 0 | 0 | 0 | 0 | 0 | 0 | 0 | 0 | 0 | 0 | 0 | 0 | 0 | 0 | 0 | 0 | 0 | 0 | 0 | 0 | 0 | 0 | 0 | 0
0 | 0 | 0 |  | 0 | 0 | 0 | 0 | 0 | 0 | 0 | 0 | 0 | 0 | 0 | 0 | 0 | 0 | 0 | 0 | 0 | 0 | 0 | 0 | 0 | 0 | 0 | 0
0 | 0 | 0 |  | 0 | 0 | 0 | 0 | 0 | 0 | 0 | 0 | 0 | 0 | 0 | 0 | 0 | 0 | 0 | 0 | 0 | 0 | 0 | 0 | 0 | 0 | 0 | 0
0 | 0 | 0 |  | 0 | 0 | 0 | 0 | 0 | 0 | 0 | 0 | 0 | 0 | 0 | 0 | 0 | 0 | 0 | 0 | 0 | 0 | 0 | 0 | 0 | 0 | 0 | 0
0 | 0 | 0 |  | 0 | 0 | 0 | 0 | 0 | 0 | 0 | 0 | 0 | 0 | 0 | 0 | 0 | 0 | 0 | 0 | 0 | 0 | 0 | 0 | 0 | 0 | 0 | 0
0 | 0 | 0 |  | 0 | 0 | 0 | 0 | 0 | 0 | 0 | 0 | 0 | 0 | 0 | 0 | 0 | 0 | 0 | 0 | 0 | 0 | 0 | 0 | 0 | 0 | 0 | 0
0 | 0 | 0 |  | 0 | 0 | 0 | 0 | 0 | 0 | 0 | 0 | 0 | 0 | 0 | 0 | 0 | 0 | 0 | 0 | 0 | 0 | 0 | 0 | 0 | 0 | 0 | 0
0 | 0 | 0 |  | 0 | 0 | 0 | 0 | 0 | 0 | 0 | 0 | 0 | 0 | 0 | 0 | 0 | 0 | 0 | 0 | 0 | 0 | 0 | 0 | 0 | 0 | 0 | 0
0 | 0 | 0 |  | 0 | 0 | 0 | 0 | 0 | 0 | 0 | 0 | 0 | 0 | 0 | 0 | 0 | 0 | 0 | 0 | 0 | 0 | 0 | 0 | 0 | 0 | 0 | 0
0 | 0 | 0 |  | 0 | 0 | 0 | 0 | 0 | 0 | 0 | 0 | 0 | 0 | 0 | 0 | 0 | 0 | 0 | 0 | 0 | 0 | 0 | 0 | 0 | 0 | 0 | 0
0 | 0 | 0 |  | 0 | 0 | 0 | 0 | 0 | 0 | 0 | 0 | 0 | 0 | 0 | 0 | 0 | 0 | 0 | 0 | 0 | 0 | 0 | 0 | 0 | 0 | 0 | 0
0 | 0 | 0 |  | 0 | 0 | 0 | 0 | 0 | 0 | 0 | 0 | 0 | 0 | 0 | 0 | 0 | 0 | 0 | 0 | 0 | 0 | 0 | 0 | 0 | 0 | 0 | 0
0 | 0 | 0 |  | 0 | 0 | 0 | 0 | 0 | 0 | 0 | 0 | 0 | 0 | 0 | 0 | 0 | 0 | 0 | 0 | 0 | 0 | 0 | 0 | 0 | 0 | 0 | 0
0 | 0 | 0 |  | 0 | 0 | 0 | 0 | 0 | 0 | 0 | 0 | 0 | 0 | 0 | 0 | 0 | 0 | 0 | 0 | 0 | 0 | 0 | 0 | 0 | 0 | 0 | 0
0 | 0 | 0 |  | 0 | 0 | 0 | 0 | 0 | 0 | 0 | 0 | 0 | 0 | 0 | 0 | 0 | 0 | 0 | 0 | 0 | 0 | 0 | 0 | 0 | 0 | 0 | 0
0 | 0 | 0 |  | 0 | 0 | 0 | 0 | 0 | 0 | 0 | 0 | 0 | 0 | 0 | 0 | 0 | 0 | 0 | 0 | 0 | 0 | 0 | 0 | 0 | 0 | 0 | 0
0 | 0 | 0 |  | 0 | 0 | 0 | 0 | 0 | 0 | 0 | 0 | 0 | 0 | 0 | 0 | 0 | 0 | 0 | 0 | 0 | 0 | 0 | 0 | 0 | 0 | 0 | 0
0 | 0 | 0 |  | 0 | 0 | 0 | 0 | 0 | 0 | 0 | 0 | 0 | 0 | 0 | 0 | 0 | 0 | 0 | 0 | 0 | 0 | 0 | 0 | 0 | 0 | 0 | 0
0 | 0 | 0 |  | 0 | 0 | 0 | 0 | 0 | 0 | 0 | 0 | 0 | 0 | 0 | 0 | 0 | 0 | 0 | 0 | 0 | 0 | 0 | 0 | 0 | 0 | 0 | 0
0 | 0 | 0 |  | 0 | 0 | 0 | 0 | 0 | 0 | 0 | 0 | 0 | 0 | 0 | 0 | 0 | 0 | 0 | 0 | 0 | 0 | 0 | 0 | 0 | 0 | 0 | 0
0 | 0 | 0 |  | 0 | 0 | 0 | 0 | 0 | 0 | 0 | 0 | 0 | 0 | 0 | 0 | 0 | 0 | 0 | 0 | 0 | 0 | 0 | 0 | 0 | 0 | 0 | 0
0 | 0 | 0 |  | 0 | 0 | 0 | 0 | 0 | 0 | 0 | 0 | 0 | 0 | 0 | 0 | 0 | 0 | 0 | 0 | 0 | 0 | 0 | 0 | 0 | 0 | 0 | 0
0 | 0 | 0 |  | 0 | 0 | 0 | 0 | 0 | 0 | 0 | 0 | 0 | 0 | 0 | 0 | 0 | 0 | 0 | 0 | 0 | 0 | 0 | 0 | 0 | 0 | 0 | 0
0 | 0 | 0 |  | 0 | 0 | 0 | 0 | 0 | 0 | 0 | 0 | 0 | 0 | 0 | 0 | 0 | 0 | 0 | 0 | 0 | 0 | 0 | 0 | 0 | 0 | 0 | 0
0 | 0 | 0 |  | 0 | 0 | 0 | 0 | 0 | 0 | 0 | 0 | 0 | 0 | 0 | 0 | 0 | 0 | 0 | 0 | 0 | 0 | 0 | 0 | 0 | 0 | 0 | 0
0 | 0 | 0 |  | 0 | 0 | 0 | 0 | 0 | 0 | 0 | 0 | 0 | 0 | 0 | 0 | 0 | 0 | 0 | 0 | 0 | 0 | 0 | 0 | 0 | 0 | 0 | 0
0 | 0 | 0 |  | 0 | 0 | 0 | 0 | 0 | 0 | 0 | 0 | 0 | 0 | 0 | 0 | 0 | 0 | 0 | 0 | 0 | 0 | 0 | 0 | 0 | 0 | 0 | 0
0 | 0 | 0 |  | 0 | 0 | 0 | 0 | 0 | 0 | 0 | 0 | 0 | 0 | 0 | 0 | 0 | 0 | 0 | 0 | 0 | 0 | 0 | 0 | 0 | 0 | 0 | 0
0 | 0 | 0 |  | 0 | 0 | 0 | 0 | 0 | 0 | 0 | 0 | 0 | 0 | 0 | 0 | 0 | 0 | 0 | 0 | 0 | 0 | 0 | 0 | 0 | 0 | 0 | 0
0 | 0 | 0 |  | 0 | 0 | 0 | 0 | 0 | 0 | 0 | 0 | 0 | 0 | 0 | 0 | 0 | 0 | 0 | 0 | 0 | 0 | 0 | 0 | 0 | 0 | 0 | 0
0 | 0 | 0 |  | 0 | 0 | 0 | 0 | 0 | 0 | 0 | 0 | 0 | 0 | 0 | 0 | 0 | 0 | 0 | 0 | 0 | 0 | 0 | 0 | 0 | 0 | 0 | 0
0 | 0 | 0 |  | 0 | 0 | 0 | 0 | 0 | 0 | 0 | 0 | 0 | 0 | 0 | 0 | 0 | 0 | 0 | 0 | 0 | 0 | 0 | 0 | 0 | 0 | 0 | 0
0 | 0 | 0 |  | 0 | 0 | 0 | 0 | 0 | 0 | 0 | 0 | 0 | 0 | 0 | 0 | 0 | 0 | 0 | 0 | 0 | 0 | 0 | 0 | 0 | 0 | 0 | 0
0 | 0 | 0 |  | 0 | 0 | 0 | 0 | 0 | 0 | 0 | 0 | 0 | 0 | 0 | 0 | 0 | 0 | 0 | 0 | 0 | 0 | 0 | 0 | 0 | 0 | 0 | 0
0 | 0 | 0 |  | 0 | 0 | 0 | 0 | 0 | 0 | 0 | 0 | 0 | 0 | 0 | 0 | 0 | 0 | 0 | 0 | 0 | 0 | 0 | 0 | 0 | 0 | 0 | 0
0 | 0 | 0 |  | 0 | 0 | 0 | 0 | 0 | 0 | 0 | 0 | 0 | 0 | 0 | 0 | 0 | 0 | 0 | 0 | 0 | 0 | 0 | 0 | 0 | 0 | 0 | 0
0 | 0 | 0 |  | 0 | 0 | 0 | 0 | 0 | 0 | 0 | 0 | 0 | 0 | 0 | 0 | 0 | 0 | 0 | 0 | 0 | 0 | 0 | 0 | 0 | 0 | 0 | 0
0 | 0 | 0 |  | 0 | 0 | 0 | 0 | 0 | 0 | 0 | 0 | 0 | 0 | 0 | 0 | 0 | 0 | 0 | 0 | 0 | 0 | 0 | 0 | 0 | 0 | 0 | 0
0 | 0 | 0 |  | 0 | 0 | 0 | 0 | 0 | 0 | 0 | 0 | 0 | 0 | 0 | 0 | 0 | 0 | 0 | 0 | 0 | 0 | 0 | 0 | 0 | 0 | 0 | 0
0 | 0 | 0 |  | 0 | 0 | 0 | 0 | 0 | 0 | 0 | 0 | 0 | 0 | 0 | 0 | 0 | 0 | 0 | 0 | 0 | 0 | 0 | 0 | 0 | 0 | 0 | 0
0 | 0 | 0 |  | 0 | 0 | 0 | 0 | 0 | 0 | 0 | 0 | 0 | 0 | 0 | 0 | 0 | 0 | 0 | 0 | 0 | 0 | 0 | 0 | 0 | 0 | 0 | 0
0 | 0 | 0 |  | 0 | 0 | 0 | 0 | 0 | 0 | 0 | 0 | 0 | 0 | 0 | 0 | 0 | 0 | 0 | 0 | 0 | 0 | 0 | 0 | 0 | 0 | 0 | 0
0 | 0 | 0 |  | 0 | 0 | 0 | 0 | 0 | 0 | 0 | 0 | 0 | 0 | 0 | 0 | 0 | 0 | 0 | 0 | 0 | 0 | 0 | 0 | 0 | 0 | 0 | 0
0 | 0 | 0 |  | 0 | 0 | 0 | 0 | 0 | 0 | 0 | 0 | 0 | 0 | 0 | 0 | 0 | 0 | 0 | 0 | 0 | 0 | 0 | 0 | 0 | 0 | 0 | 0
0 | 0 | 0 |  | 0 | 0 | 0 | 0 | 0 | 0 | 0 | 0 | 0 | 0 | 0 | 0 | 0 | 0 | 0 | 0 | 0 | 0 | 0 | 0 | 0 | 0 | 0 | 0
0 | 0 | 0 |  | 0 | 0 | 0 | 0 | 0 | 0 | 0 | 0 | 0 | 0 | 0 | 0 | 0 | 0 | 0 | 0 | 0 | 0 | 0 | 0 | 0 | 0 | 0 | 0
0 | 0 | 0 |  | 0 | 0 | 0 | 0 | 0 | 0 | 0 | 0 | 0 | 0 | 0 | 0 | 0 | 0 | 0 | 0 | 0 | 0 | 0 | 0 | 0 | 0 | 0 | 0
0 | 0 | 0 |  | 0 | 0 | 0 | 0 | 0 | 0 | 0 | 0 | 0 | 0 | 0 | 0 | 0 | 0 | 0 | 0 | 0 | 0 | 0 | 0 | 0 | 0 | 0 | 0
0 | 0 | 0 |  | 0 | 0 | 0 | 0 | 0 | 0 | 0 | 0 | 0 | 0 | 0 | 0 | 0 | 0 | 0 | 0 | 0 | 0 | 0 | 0 | 0 | 0 | 0 | 0
0 | 0 | 0 |  | 0 | 0 | 0 | 0 | 0 | 0 | 0 | 0 | 0 | 0 | 0 | 0 | 0 | 0 | 0 | 0 | 0 | 0 | 0 | 0 | 0 | 0 | 0 | 0
0 | 0 | 0 |  | 0 | 0 | 0 | 0 | 0 | 0 | 0 | 0 | 0 | 0 | 0 | 0 | 0 | 0 | 0 | 0 | 0 | 0 | 0 | 0 | 0 | 0 | 0 | 0
0 | 0 | 0 |  | 0 | 0 | 0 | 0 | 0 | 0 | 0 | 0 | 0 | 0 | 0 | 0 | 0 | 0 | 0 | 0 | 0 | 0 | 0 | 0 | 0 | 0 | 0 | 0
0 | 0 | 0 |  | 0 | 0 | 0 | 0 | 0 | 0 | 0 | 0 | 0 | 0 | 0 | 0 | 0 | 0 | 0 | 0 | 0 | 0 | 0 | 0 | 0 | 0 | 0 | 0
0 | 0 | 0 |  | 0 | 0 | 0 | 0 | 0 | 0 | 0 | 0 | 0 | 0 | 0 | 0 | 0 | 0 | 0 | 0 | 0 | 0 | 0 | 0 | 0 | 0 | 0 | 0
0 | 0 | 0 |  | 0 | 0 | 0 | 0 | 0 | 0 | 0 | 0 | 0 | 0 | 0 | 0 | 0 | 0 | 0 | 0 | 0 | 0 | 0 | 0 | 0 | 0 | 0 | 0
0 | 0 | 0 |  | 0 | 0 | 0 | 0 | 0 | 0 | 0 | 0 | 0 | 0 | 0 | 0 | 0 | 0 | 0 | 0 | 0 | 0 | 0 | 0 | 0 | 0 | 0 | 0
0 | 0 | 0 |  | 0 | 0 | 0 | 0 | 0 | 0 | 0 | 0 | 0 | 0 | 0 | 0 | 0 | 0 | 0 | 0 | 0 | 0 | 0 | 0 | 0 | 0 | 0 | 0
0 | 0 | 0 |  | 0 | 0 | 0 | 0 | 0 | 0 | 0 | 0 | 0 | 0 | 0 | 0 | 0 | 0 | 0 | 0 | 0 | 0 | 0 | 0 | 0 | 0 | 0 | 0
0 | 0 | 0 |  | 0 | 0 | 0 | 0 | 0 | 0 | 0 | 0 | 0 | 0 | 0 | 0 | 0 | 0 | 0 | 0 | 0 | 0 | 0 | 0 | 0 | 0 | 0 | 0
0 | 0 | 0 |  | 0 | 0 | 0 | 0 | 0 | 0 | 0 | 0 | 0 | 0 | 0 | 0 | 0 | 0 | 0 | 0 | 0 | 0 | 0 | 0 | 0 | 0 | 0 | 0
0 | 0 | 0 |  | 0 | 0 | 0 | 0 | 0 | 0 | 0 | 0 | 0 | 0 | 0 | 0 | 0 | 0 | 0 | 0 | 0 | 0 | 0 | 0 | 0 | 0 | 0 | 0
0 | 0 | 0 |  | 0 | 0 | 0 | 0 | 0 | 0 | 0 | 0 | 0 | 0 | 0 | 0 | 0 | 0 | 0 | 0 | 0 | 0 | 0 | 0 | 0 | 0 | 0 | 0
0 | 0 | 0 |  | 0 | 0 | 0 | 0 | 0 | 0 | 0 | 0 | 0 | 0 | 0 | 0 | 0 | 0 | 0 | 0 | 0 | 0 | 0 | 0 | 0 | 0 | 0 | 0
0 | 0 | 0 |  | 0 | 0 | 0 | 0 | 0 | 0 | 0 | 0 | 0 | 0 | 0 | 0 | 0 | 0 | 0 | 0 | 0 | 0 | 0 | 0 | 0 | 0 | 0 | 0
0 | 0 | 0 |  | 0 | 0 | 0 | 0 | 0 | 0 | 0 | 0 | 0 | 0 | 0 | 0 | 0 | 0 | 0 | 0 | 0 | 0 | 0 | 0 | 0 | 0 | 0 | 0
0 | 0 | 0 |  | 0 | 0 | 0 | 0 | 0 | 0 | 0 | 0 | 0 | 0 | 0 | 0 | 0 | 0 | 0 | 0 | 0 | 0 | 0 | 0 | 0 | 0 | 0 | 0
0 | 0 | 0 |  | 0 | 0 | 0 | 0 | 0 | 0 | 0 | 0 | 0 | 0 | 0 | 0 | 0 | 0 | 0 | 0 | 0 | 0 | 0 | 0 | 0 | 0 | 0 | 0
0 | 0 | 0 |  | 0 | 0 | 0 | 0 | 0 | 0 | 0 | 0 | 0 | 0 | 0 | 0 | 0 | 0 | 0 | 0 | 0 | 0 | 0 | 0 | 0 | 0 | 0 | 0
0 | 0 | 0 |  | 0 | 0 | 0 | 0 | 0 | 0 | 0 | 0 | 0 | 0 | 0 | 0 | 0 | 0 | 0 | 0 | 0 | 0 | 0 | 0 | 0 | 0 | 0 | 0
0 | 0 | 0 |  | 0 | 0 | 0 | 0 | 0 | 0 | 0 | 0 | 0 | 0 | 0 | 0 | 0 | 0 | 0 | 0 | 0 | 0 | 0 | 0 | 0 | 0 | 0 | 0
0 | 0 | 0 |  | 0 | 0 | 0 | 0 | 0 | 0 | 0 | 0 | 0 | 0 | 0 | 0 | 0 | 0 | 0 | 0 | 0 | 0 | 0 | 0 | 0 | 0 | 0 | 0
0 | 0 | 0 |  | 0 | 0 | 0 | 0 | 0 | 0 | 0 | 0 | 0 | 0 | 0 | 0 | 0 | 0 | 0 | 0 | 0 | 0 | 0 | 0 | 0 | 0 | 0 | 0
0 | 0 | 0 |  | 0 | 0 | 0 | 0 | 0 | 0 | 0 | 0 | 0 | 0 | 0 | 0 | 0 | 0 | 0 | 0 | 0 | 0 | 0 | 0 | 0 | 0 | 0 | 0
0 | 0 | 0 |  | 0 | 0 | 0 | 0 | 0 | 0 | 0 | 0 | 0 | 0 | 0 | 0 | 0 | 0 | 0 | 0 | 0 | 0 | 0 | 0 | 0 | 0 | 0 | 0
0 | 0 | 0 |  | 0 | 0 | 0 | 0 | 0 | 0 | 0 | 0 | 0 | 0 | 0 | 0 | 0 | 0 | 0 | 0 | 0 | 0 | 0 | 0 | 0 | 0 | 0 | 0
0 | 0 | 0 |  | 0 | 0 | 0 | 0 | 0 | 0 | 0 | 0 | 0 | 0 | 0 | 0 | 0 | 0 | 0 | 0 | 0 | 0 | 0 | 0 | 0 | 0 | 0 | 0
0 | 0 | 0 |  | 0 | 0 | 0 | 0 | 0 | 0 | 0 | 0 | 0 | 0 | 0 | 0 | 0 | 0 | 0 | 0 | 0 | 0 | 0 | 0 | 0 | 0 | 0 | 0
0 | 0 | 0 |  | 0 | 0 | 0 | 0 | 0 | 0 | 0 | 0 | 0 | 0 | 0 | 0 | 0 | 0 | 0 | 0 | 0 | 0 | 0 | 0 | 0 | 0 | 0 | 0
0 | 0 | 0 |  | 0 | 0 | 0 | 0 | 0 | 0 | 0 | 0 | 0 | 0 | 0 | 0 | 0 | 0 | 0 | 0 | 0 | 0 | 0 | 0 | 0 | 0 | 0 | 0
0 | 0 | 0 |  | 0 | 0 | 0 | 0 | 0 | 0 | 0 | 0 | 0 | 0 | 0 | 0 | 0 | 0 | 0 | 0 | 0 | 0 | 0 | 0 | 0 | 0 | 0 | 0
0 | 0 | 0 |  | 0 | 0 | 0 | 0 | 0 | 0 | 0 | 0 | 0 | 0 | 0 | 0 | 0 | 0 | 0 | 0 | 0 | 0 | 0 | 0 | 0 | 0 | 0 | 0
0 | 0 | 0 |  | 0 | 0 | 0 | 0 | 0 | 0 | 0 | 0 | 0 | 0 | 0 | 0 | 0 | 0 | 0 | 0 | 0 | 0 | 0 | 0 | 0 | 0 | 0 | 0
0 | 0 | 0 |  | 0 | 0 | 0 | 0 | 0 | 0 | 0 | 0 | 0 | 0 | 0 | 0 | 0 | 0 | 0 | 0 | 0 | 0 | 0 | 0 | 0 | 0 | 0 | 0
0 | 0 | 0 |  | 0 | 0 | 0 | 0 | 0 | 0 | 0 | 0 | 0 | 0 | 0 | 0 | 0 | 0 | 0 | 0 | 0 | 0 | 0 | 0 | 0 | 0 | 0 | 0
0 | 0 | 0 |  | 0 | 0 | 0 | 0 | 0 | 0 | 0 | 0 | 0 | 0 | 0 | 0 | 0 | 0 | 0 | 0 | 0 | 0 | 0 | 0 | 0 | 0 | 0 | 0
0 | 0 | 0 |  | 0 | 0 | 0 | 0 | 0 | 0 | 0 | 0 | 0 | 0 | 0 | 0 | 0 | 0 | 0 | 0 | 0 | 0 | 0 | 0 | 0 | 0 | 0 | 0
0 | 0 | 0 |  | 0 | 0 | 0 | 0 | 0 | 0 | 0 | 0 | 0 | 0 | 0 | 0 | 0 | 0 | 0 | 0 | 0 | 0 | 0 | 0 | 0 | 0 | 0 | 0
0 | 0 | 0 |  | 0 | 0 | 0 | 0 | 0 | 0 | 0 | 0 | 0 | 0 | 0 | 0 | 0 | 0 | 0 | 0 | 0 | 0 | 0 | 0 | 0 | 0 | 0 | 0
0 | 0 | 0 |  | 0 | 0 | 0 | 0 | 0 | 0 | 0 | 0 | 0 | 0 | 0 | 0 | 0 | 0 | 0 | 0 | 0 | 0 | 0 | 0 | 0 | 0 | 0 | 0
0 | 0 | 0 |  | 0 | 0 | 0 | 0 | 0 | 0 | 0 | 0 | 0 | 0 | 0 | 0 | 0 | 0 | 0 | 0 | 0 | 0 | 0 | 0 | 0 | 0 | 0 | 0
0 | 0 | 0 |  | 0 | 0 | 0 | 0 | 0 | 0 | 0 | 0 | 0 | 0 | 0 | 0 | 0 | 0 | 0 | 0 | 0 | 0 | 0 | 0 | 0 | 0 | 0 | 0
0 | 0 | 0 |  | 0 | 0 | 0 | 0 | 0 | 0 | 0 | 0 | 0 | 0 | 0 | 0 | 0 | 0 | 0 | 0 | 0 | 0 | 0 | 0 | 0 | 0 | 0 | 0
0 | 0 | 0 |  | 0 | 0 | 0 | 0 | 0 | 0 | 0 | 0 | 0 | 0 | 0 | 0 | 0 | 0 | 0 | 0 | 0 | 0 | 0 | 0 | 0 | 0 | 0 | 0
0 | 0 | 0 |  | 0 | 0 | 0 | 0 | 0 | 0 | 0 | 0 | 0 | 0 | 0 | 0 | 0 | 0 | 0 | 0 | 0 | 0 | 0 | 0 | 0 | 0 | 0 | 0
0 | 0 | 0 |  | 0 | 0 | 0 | 0 | 0 | 0 | 0 | 0 | 0 | 0 | 0 | 0 | 0 | 0 | 0 | 0 | 0 | 0 | 0 | 0 | 0 | 0 | 0 | 0
0 | 0 | 0 |  | 0 | 0 | 0 | 0 | 0 | 0 | 0 | 0 | 0 | 0 | 0 | 0 | 0 | 0 | 0 | 0 | 0 | 0 | 0 | 0 | 0 | 0 | 0 | 0
0 | 0 | 0 |  | 0 | 0 | 0 | 0 | 0 | 0 | 0 | 0 | 0 | 0 | 0 | 0 | 0 | 0 | 0 | 0 | 0 | 0 | 0 | 0 | 0 | 0 | 0 | 0
0 | 0 | 0 |  | 0 | 0 | 0 | 0 | 0 | 0 | 0 | 0 | 0 | 0 | 0 | 0 | 0 | 0 | 0 | 0 | 0 | 0 | 0 | 0 | 0 | 0 | 0 | 0
0 | 0 | 0 |  | 0 | 0 | 0 | 0 | 0 | 0 | 0 | 0 | 0 | 0 | 0 | 0 | 0 | 0 | 0 | 0 | 0 | 0 | 0 | 0 | 0 | 0 | 0 | 0
0 | 0 | 0 |  | 0 | 0 | 0 | 0 | 0 | 0 | 0 | 0 | 0 | 0 | 0 | 0 | 0 | 0 | 0 | 0 | 0 | 0 | 0 | 0 | 0 | 0 | 0 | 0
0 | 0 | 0 |  | 0 | 0 | 0 | 0 | 0 | 0 | 0 | 0 | 0 | 0 | 0 | 0 | 0 | 0 | 0 | 0 | 0 | 0 | 0 | 0 | 0 | 0 | 0 | 0
0 | 0 | 0 |  | 0 | 0 | 0 | 0 | 0 | 0 | 0 | 0 | 0 | 0 | 0 | 0 | 0 | 0 | 0 | 0 | 0 | 0 | 0 | 0 | 0 | 0 | 0 | 0
0 | 0 | 0 |  | 0 | 0 | 0 | 0 | 0 | 0 | 0 | 0 | 0 | 0 | 0 | 0 | 0 | 0 | 0 | 0 | 0 | 0 | 0 | 0 | 0 | 0 | 0 | 0
0 | 0 | 0 |  | 0 | 0 | 0 | 0 | 0 | 0 | 0 | 0 | 0 | 0 | 0 | 0 | 0 | 0 | 0 | 0 | 0 | 0 | 0 | 0 | 0 | 0 | 0 | 0
0 | 0 | 0 |  | 0 | 0 | 0 | 0 | 0 | 0 | 0 | 0 | 0 | 0 | 0 | 0 | 0 | 0 | 0 | 0 | 0 | 0 | 0 | 0 | 0 | 0 | 0 | 0
0 | 0 | 0 |  | 0 | 0 | 0 | 0 | 0 | 0 | 0 | 0 | 0 | 0 | 0 | 0 | 0 | 0 | 0 | 0 | 0 | 0 | 0 | 0 | 0 | 0 | 0 | 0
0 | 0 | 0 |  | 0 | 0 | 0 | 0 | 0 | 0 | 0 | 0 | 0 | 0 | 0 | 0 | 0 | 0 | 0 | 0 | 0 | 0 | 0 | 0 | 0 | 0 | 0 | 0
0 | 0 | 0 |  | 0 | 0 | 0 | 0 | 0 | 0 | 0 | 0 | 0 | 0 | 0 | 0 | 0 | 0 | 0 | 0 | 0 | 0 | 0 | 0 | 0 | 0 | 0 | 0
0 | 0 | 0 |  | 0 | 0 | 0 | 0 | 0 | 0 | 0 | 0 | 0 | 0 | 0 | 0 | 0 | 0 | 0 | 0 | 0 | 0 | 0 | 0 | 0 | 0 | 0 | 0
0 | 0 | 0 |  | 0 | 0 | 0 | 0 | 0 | 0 | 0 | 0 | 0 | 0 | 0 | 0 | 0 | 0 | 0 | 0 | 0 | 0 | 0 | 0 | 0 | 0 | 0 | 0
0 | 0 | 0 |  | 0 | 0 | 0 | 0 | 0 | 0 | 0 | 0 | 0 | 0 | 0 | 0 | 0 | 0 | 0 | 0 | 0 | 0 | 0 | 0 | 0 | 0 | 0 | 0
0 | 0 | 0 |  | 0 | 0 | 0 | 0 | 0 | 0 | 0 | 0 | 0 | 0 | 0 | 0 | 0 | 0 | 0 | 0 | 0 | 0 | 0 | 0 | 0 | 0 | 0 | 0
0 | 0 | 0 |  | 0 | 0 | 0 | 0 | 0 | 0 | 0 | 0 | 0 | 0 | 0 | 0 | 0 | 0 | 0 | 0 | 0 | 0 | 0 | 0 | 0 | 0 | 0 | 0
0 | 0 | 0 |  | 0 | 0 | 0 | 0 | 0 | 0 | 0 | 0 | 0 | 0 | 0 | 0 | 0 | 0 | 0 | 0 | 0 | 0 | 0 | 0 | 0 | 0 | 0 | 0
0 | 0 | 0 |  | 0 | 0 | 0 | 0 | 0 | 0 | 0 | 0 | 0 | 0 | 0 | 0 | 0 | 0 | 0 | 0 | 0 | 0 | 0 | 0 | 0 | 0 | 0 | 0
0 | 0 | 0 |  | 0 | 0 | 0 | 0 | 0 | 0 | 0 | 0 | 0 | 0 | 0 | 0 | 0 | 0 | 0 | 0 | 0 | 0 | 0 | 0 | 0 | 0 | 0 | 0
0 | 0 | 0 |  | 0 | 0 | 0 | 0 | 0 | 0 | 0 | 0 | 0 | 0 | 0 | 0 | 0 | 0 | 0 | 0 | 0 | 0 | 0 | 0 | 0 | 0 | 0 | 0
0 | 0 | 0 |  | 0 | 0 | 0 | 0 | 0 | 0 | 0 | 0 | 0 | 0 | 0 | 0 | 0 | 0 | 0 | 0 | 0 | 0 | 0 | 0 | 0 | 0 | 0 | 0
0 | 0 | 0 |  | 0 | 0 | 0 | 0 | 0 | 0 | 0 | 0 | 0 | 0 | 0 | 0 | 0 | 0 | 0 | 0 | 0 | 0 | 0 | 0 | 0 | 0 | 0 | 0
0 | 0 | 0 |  | 0 | 0 | 0 | 0 | 0 | 0 | 0 | 0 | 0 | 0 | 0 | 0 | 0 | 0 | 0 | 0 | 0 | 0 | 0 | 0 | 0 | 0 | 0 | 0
0 | 0 | 0 |  | 0 | 0 | 0 | 0 | 0 | 0 | 0 | 0 | 0 | 0 | 0 | 0 | 0 | 0 | 0 | 0 | 0 | 0 | 0 | 0 | 0 | 0 | 0 | 0
0 | 0 | 0 |  | 0 | 0 | 0 | 0 | 0 | 0 | 0 | 0 | 0 | 0 | 0 | 0 | 0 | 0 | 0 | 0 | 0 | 0 | 0 | 0 | 0 | 0 | 0 | 0
0 | 0 | 0 |  | 0 | 0 | 0 | 0 | 0 | 0 | 0 | 0 | 0 | 0 | 0 | 0 | 0 | 0 | 0 | 0 | 0 | 0 | 0 | 0 | 0 | 0 | 0 | 0
0 | 0 | 0 |  | 0 | 0 | 0 | 0 | 0 | 0 | 0 | 0 | 0 | 0 | 0 | 0 | 0 | 0 | 0 | 0 | 0 | 0 | 0 | 0 | 0 | 0 | 0 | 0
0 | 0 | 0 |  | 0 | 0 | 0 | 0 | 0 | 0 | 0 | 0 | 0 | 0 | 0 | 0 | 0 | 0 | 0 | 0 | 0 | 0 | 0 | 0 | 0 | 0 | 0 | 0
0 | 0 | 0 |  | 0 | 0 | 0 | 0 | 0 | 0 | 0 | 0 | 0 | 0 | 0 | 0 | 0 | 0 | 0 | 0 | 0 | 0 | 0 | 0 | 0 | 0 | 0 | 0
0 | 0 | 0 |  | 0 | 0 | 0 | 0 | 0 | 0 | 0 | 0 | 0 | 0 | 0 | 0 | 0 | 0 | 0 | 0 | 0 | 0 | 0 | 0 | 0 | 0 | 0 | 0
0 | 0 | 0 |  | 0 | 0 | 0 | 0 | 0 | 0 | 0 | 0 | 0 | 0 | 0 | 0 | 0 | 0 | 0 | 0 | 0 | 0 | 0 | 0 | 0 | 0 | 0 | 0
0 | 0 | 0 |  | 0 | 0 | 0 | 0 | 0 | 0 | 0 | 0 | 0 | 0 | 0 | 0 | 0 | 0 | 0 | 0 | 0 | 0 | 0 | 0 | 0 | 0 | 0 | 0
0 | 0 | 0 |  | 0 | 0 | 0 | 0 | 0 | 0 | 0 | 0 | 0 | 0 | 0 | 0 | 0 | 0 | 0 | 0 | 0 | 0 | 0 | 0 | 0 | 0 | 0 | 0
0 | 0 | 0 |  | 0 | 0 | 0 | 0 | 0 | 0 | 0 | 0 | 0 | 0 | 0 | 0 | 0 | 0 | 0 | 0 | 0 | 0 | 0 | 0 | 0 | 0 | 0 | 0
0 | 0 | 0 |  | 0 | 0 | 0 | 0 | 0 | 0 | 0 | 0 | 0 | 0 | 0 | 0 | 0 | 0 | 0 | 0 | 0 | 0 | 0 | 0 | 0 | 0 | 0 | 0
0 | 0 | 0 |  | 0 | 0 | 0 | 0 | 0 | 0 | 0 | 0 | 0 | 0 | 0 | 0 | 0 | 0 | 0 | 0 | 0 | 0 | 0 | 0 | 0 | 0 | 0 | 0
0 | 0 | 0 |  | 0 | 0 | 0 | 0 | 0 | 0 | 0 | 0 | 0 | 0 | 0 | 0 | 0 | 0 | 0 | 0 | 0 | 0 | 0 | 0 | 0 | 0 | 0 | 0
0 | 0 | 0 |  | 0 | 0 | 0 | 0 | 0 | 0 | 0 | 0 | 0 | 0 | 0 | 0 | 0 | 0 | 0 | 0 | 0 | 0 | 0 | 0 | 0 | 0 | 0 | 0
0 | 0 | 0 |  | 0 | 0 | 0 | 0 | 0 | 0 | 0 | 0 | 0 | 0 | 0 | 0 | 0 | 0 | 0 | 0 | 0 | 0 | 0 | 0 | 0 | 0 | 0 | 0
0 | 0 | 0 |  | 0 | 0 | 0 | 0 | 0 | 0 | 0 | 0 | 0 | 0 | 0 | 0 | 0 | 0 | 0 | 0 | 0 | 0 | 0 | 0 | 0 | 0 | 0 | 0
0 | 0 | 0 |  | 0 | 0 | 0 | 0 | 0 | 0 | 0 | 0 | 0 | 0 | 0 | 0 | 0 | 0 | 0 | 0 | 0 | 0 | 0 | 0 | 0 | 0 | 0 | 0
0 | 0 | 0 |  | 0 | 0 | 0 | 0 | 0 | 0 | 0 | 0 | 0 | 0 | 0 | 0 | 0 | 0 | 0 | 0 | 0 | 0 | 0 | 0 | 0 | 0 | 0 | 0
0 | 0 | 0 |  | 0 | 0 | 0 | 0 | 0 | 0 | 0 | 0 | 0 | 0 | 0 | 0 | 0 | 0 | 0 | 0 | 0 | 0 | 0 | 0 | 0 | 0 | 0 | 0
0 | 0 | 0 |  | 0 | 0 | 0 | 0 | 0 | 0 | 0 | 0 | 0 | 0 | 0 | 0 | 0 | 0 | 0 | 0 | 0 | 0 | 0 | 0 | 0 | 0 | 0 | 0
0 | 0 | 0 |  | 0 | 0 | 0 | 0 | 0 | 0 | 0 | 0 | 0 | 0 | 0 | 0 | 0 | 0 | 0 | 0 | 0 | 0 | 0 | 0 | 0 | 0 | 0 | 0
0 | 0 | 0 |  | 0 | 0 | 0 | 0 | 0 | 0 | 0 | 0 | 0 | 0 | 0 | 0 | 0 | 0 | 0 | 0 | 0 | 0 | 0 | 0 | 0 | 0 | 0 | 0
0 | 0 | 0 |  | 0 | 0 | 0 | 0 | 0 | 0 | 0 | 0 | 0 | 0 | 0 | 0 | 0 | 0 | 0 | 0 | 0 | 0 | 0 | 0 | 0 | 0 | 0 | 0
0 | 0 | 0 |  | 0 | 0 | 0 | 0 | 0 | 0 | 0 | 0 | 0 | 0 | 0 | 0 | 0 | 0 | 0 | 0 | 0 | 0 | 0 | 0 | 0 | 0 | 0 | 0
0 | 0 | 0 |  | 0 | 0 | 0 | 0 | 0 | 0 | 0 | 0 | 0 | 0 | 0 | 0 | 0 | 0 | 0 | 0 | 0 | 0 | 0 | 0 | 0 | 0 | 0 | 0
0 | 0 | 0 |  | 0 | 0 | 0 | 0 | 0 | 0 | 0 | 0 | 0 | 0 | 0 | 0 | 0 | 0 | 0 | 0 | 0 | 0 | 0 | 0 | 0 | 0 | 0 | 0
0 | 0 | 0 |  | 0 | 0 | 0 | 0 | 0 | 0 | 0 | 0 | 0 | 0 | 0 | 0 | 0 | 0 | 0 | 0 | 0 | 0 | 0 | 0 | 0 | 0 | 0 | 0
0 | 0 | 0 |  | 0 | 0 | 0 | 0 | 0 | 0 | 0 | 0 | 0 | 0 | 0 | 0 | 0 | 0 | 0 | 0 | 0 | 0 | 0 | 0 | 0 | 0 | 0 | 0
0 | 0 | 0 |  | 0 | 0 | 0 | 0 | 0 | 0 | 0 | 0 | 0 | 0 | 0 | 0 | 0 | 0 | 0 | 0 | 0 | 0 | 0 | 0 | 0 | 0 | 0 | 0
0 | 0 | 0 |  | 0 | 0 | 0 | 0 | 0 | 0 | 0 | 0 | 0 | 0 | 0 | 0 | 0 | 0 | 0 | 0 | 0 | 0 | 0 | 0 | 0 | 0 | 0 | 0
0 | 0 | 0 |  | 0 | 0 | 0 | 0 | 0 | 0 | 0 | 0 | 0 | 0 | 0 | 0 | 0 | 0 | 0 | 0 | 0 | 0 | 0 | 0 | 0 | 0 | 0 | 0
0 | 0 | 0 |  | 0 | 0 | 0 | 0 | 0 | 0 | 0 | 0 | 0 | 0 | 0 | 0 | 0 | 0 | 0 | 0 | 0 | 0 | 0 | 0 | 0 | 0 | 0 | 0
0 | 0 | 0 |  | 0 | 0 | 0 | 0 | 0 | 0 | 0 | 0 | 0 | 0 | 0 | 0 | 0 | 0 | 0 | 0 | 0 | 0 | 0 | 0 | 0 | 0 | 0 | 0
0 | 0 | 0 |  | 0 | 0 | 0 | 0 | 0 | 0 | 0 | 0 | 0 | 0 | 0 | 0 | 0 | 0 | 0 | 0 | 0 | 0 | 0 | 0 | 0 | 0 | 0 | 0
0 | 0 | 0 |  | 0 | 0 | 0 | 0 | 0 | 0 | 0 | 0 | 0 | 0 | 0 | 0 | 0 | 0 | 0 | 0 | 0 | 0 | 0 | 0 | 0 | 0 | 0 | 0
0 | 0 | 0 |  | 0 | 0 | 0 | 0 | 0 | 0 | 0 | 0 | 0 | 0 | 0 | 0 | 0 | 0 | 0 | 0 | 0 | 0 | 0 | 0 | 0 | 0 | 0 | 0
0 | 0 | 0 |  | 0 | 0 | 0 | 0 | 0 | 0 | 0 | 0 | 0 | 0 | 0 | 0 | 0 | 0 | 0 | 0 | 0 | 0 | 0 | 0 | 0 | 0 | 0 | 0
0 | 0 | 0 |  | 0 | 0 | 0 | 0 | 0 | 0 | 0 | 0 | 0 | 0 | 0 | 0 | 0 | 0 | 0 | 0 | 0 | 0 | 0 | 0 | 0 | 0 | 0 | 0
0 | 0 | 0 |  | 0 | 0 | 0 | 0 | 0 | 0 | 0 | 0 | 0 | 0 | 0 | 0 | 0 | 0 | 0 | 0 | 0 | 0 | 0 | 0 | 0 | 0 | 0 | 0
0 | 0 | 0 |  | 0 | 0 | 0 | 0 | 0 | 0 | 0 | 0 | 0 | 0 | 0 | 0 | 0 | 0 | 0 | 0 | 0 | 0 | 0 | 0 | 0 | 0 | 0 | 0
0 | 0 | 0 |  | 0 | 0 | 0 | 0 | 0 | 0 | 0 | 0 | 0 | 0 | 0 | 0 | 0 | 0 | 0 | 0 | 0 | 0 | 0 | 0 | 0 | 0 | 0 | 0
0 | 0 | 0 |  | 0 | 0 | 0 | 0 | 0 | 0 | 0 | 0 | 0 | 0 | 0 | 0 | 0 | 0 | 0 | 0 | 0 | 0 | 0 | 0 | 0 | 0 | 0 | 0
0 | 0 | 0 |  | 0 | 0 | 0 | 0 | 0 | 0 | 0 | 0 | 0 | 0 | 0 | 0 | 0 | 0 | 0 | 0 | 0 | 0 | 0 | 0 | 0 | 0 | 0 | 0
0 | 0 | 0 |  | 0 | 0 | 0 | 0 | 0 | 0 | 0 | 0 | 0 | 0 | 0 | 0 | 0 | 0 | 0 | 0 | 0 | 0 | 0 | 0 | 0 | 0 | 0 | 0
0 | 0 | 0 |  | 0 | 0 | 0 | 0 | 0 | 0 | 0 | 0 | 0 | 0 | 0 | 0 | 0 | 0 | 0 | 0 | 0 | 0 | 0 | 0 | 0 | 0 | 0 | 0
0 | 0 | 0 |  | 0 | 0 | 0 | 0 | 0 | 0 | 0 | 0 | 0 | 0 | 0 | 0 | 0 | 0 | 0 | 0 | 0 | 0 | 0 | 0 | 0 | 0 | 0 | 0
0 | 0 | 0 |  | 0 | 0 | 0 | 0 | 0 | 0 | 0 | 0 | 0 | 0 | 0 | 0 | 0 | 0 | 0 | 0 | 0 | 0 | 0 | 0 | 0 | 0 | 0 | 0
0 | 0 | 0 |  | 0 | 0 | 0 | 0 | 0 | 0 | 0 | 0 | 0 | 0 | 0 | 0 | 0 | 0 | 0 | 0 | 0 | 0 | 0 | 0 | 0 | 0 | 0 | 0
0 | 0 | 0 |  | 0 | 0 | 0 | 0 | 0 | 0 | 0 | 0 | 0 | 0 | 0 | 0 | 0 | 0 | 0 | 0 | 0 | 0 | 0 | 0 | 0 | 0 | 0 | 0
0 | 0 | 0 |  | 0 | 0 | 0 | 0 | 0 | 0 | 0 | 0 | 0 | 0 | 0 | 0 | 0 | 0 | 0 | 0 | 0 | 0 | 0 | 0 | 0 | 0 | 0 | 0
0 | 0 | 0 |  | 0 | 0 | 0 | 0 | 0 | 0 | 0 | 0 | 0 | 0 | 0 | 0 | 0 | 0 | 0 | 0 | 0 | 0 | 0 | 0 | 0 | 0 | 0 | 0
0 | 0 | 0 |  | 0 | 0 | 0 | 0 | 0 | 0 | 0 | 0 | 0 | 0 | 0 | 0 | 0 | 0 | 0 | 0 | 0 | 0 | 0 | 0 | 0 | 0 | 0 | 0
0 | 0 | 0 |  | 0 | 0 | 0 | 0 | 0 | 0 | 0 | 0 | 0 | 0 | 0 | 0 | 0 | 0 | 0 | 0 | 0 | 0 | 0 | 0 | 0 | 0 | 0 | 0
0 | 0 | 0 |  | 0 | 0 | 0 | 0 | 0 | 0 | 0 | 0 | 0 | 0 | 0 | 0 | 0 | 0 | 0 | 0 | 0 | 0 | 0 | 0 | 0 | 0 | 0 | 0
0 | 0 | 0 |  | 0 | 0 | 0 | 0 | 0 | 0 | 0 | 0 | 0 | 0 | 0 | 0 | 0 | 0 | 0 | 0 | 0 | 0 | 0 | 0 | 0 | 0 | 0 | 0
0 | 0 | 0 |  | 0 | 0 | 0 | 0 | 0 | 0 | 0 | 0 | 0 | 0 | 0 | 0 | 0 | 0 | 0 | 0 | 0 | 0 | 0 | 0 | 0 | 0 | 0 | 0
0 | 0 | 0 |  | 0 | 0 | 0 | 0 | 0 | 0 | 0 | 0 | 0 | 0 | 0 | 0 | 0 | 0 | 0 | 0 | 0 | 0 | 0 | 0 | 0 | 0 | 0 | 0
0 | 0 | 0 |  | 0 | 0 | 0 | 0 | 0 | 0 | 0 | 0 | 0 | 0 | 0 | 0 | 0 | 0 | 0 | 0 | 0 | 0 | 0 | 0 | 0 | 0 | 0 | 0
0 | 0 | 0 |  | 0 | 0 | 0 | 0 | 0 | 0 | 0 | 0 | 0 | 0 | 0 | 0 | 0 | 0 | 0 | 0 | 0 | 0 | 0 | 0 | 0 | 0 | 0 | 0
0 | 0 | 0 |  | 0 | 0 | 0 | 0 | 0 | 0 | 0 | 0 | 0 | 0 | 0 | 0 | 0 | 0 | 0 | 0 | 0 | 0 | 0 | 0 | 0 | 0 | 0 | 0
0 | 0 | 0 |  | 0 | 0 | 0 | 0 | 0 | 0 | 0 | 0 | 0 | 0 | 0 | 0 | 0 | 0 | 0 | 0 | 0 | 0 | 0 | 0 | 0 | 0 | 0 | 0
0 | 0 | 0 |  | 0 | 0 | 0 | 0 | 0 | 0 | 0 | 0 | 0 | 0 | 0 | 0 | 0 | 0 | 0 | 0 | 0 | 0 | 0 | 0 | 0 | 0 | 0 | 0
0 | 0 | 0 |  | 0 | 0 | 0 | 0 | 0 | 0 | 0 | 0 | 0 | 0 | 0 | 0 | 0 | 0 | 0 | 0 | 0 | 0 | 0 | 0 | 0 | 0 | 0 | 0
0 | 0 | 0 |  | 0 | 0 | 0 | 0 | 0 | 0 | 0 | 0 | 0 | 0 | 0 | 0 | 0 | 0 | 0 | 0 | 0 | 0 | 0 | 0 | 0 | 0 | 0 | 0
0 | 0 | 0 |  | 0 | 0 | 0 | 0 | 0 | 0 | 0 | 0 | 0 | 0 | 0 | 0 | 0 | 0 | 0 | 0 | 0 | 0 | 0 | 0 | 0 | 0 | 0 | 0
0 | 0 | 0 |  | 0 | 0 | 0 | 0 | 0 | 0 | 0 | 0 | 0 | 0 | 0 | 0 | 0 | 0 | 0 | 0 | 0 | 0 | 0 | 0 | 0 | 0 | 0 | 0
0 | 0 | 0 |  | 0 | 0 | 0 | 0 | 0 | 0 | 0 | 0 | 0 | 0 | 0 | 0 | 0 | 0 | 0 | 0 | 0 | 0 | 0 | 0 | 0 | 0 | 0 | 0
0 | 0 | 0 |  | 0 | 0 | 0 | 0 | 0 | 0 | 0 | 0 | 0 | 0 | 0 | 0 | 0 | 0 | 0 | 0 | 0 | 0 | 0 | 0 | 0 | 0 | 0 | 0
0 | 0 | 0 |  | 0 | 0 | 0 | 0 | 0 | 0 | 0 | 0 | 0 | 0 | 0 | 0 | 0 | 0 | 0 | 0 | 0 | 0 | 0 | 0 | 0 | 0 | 0 | 0
0 | 0 | 0 |  | 0 | 0 | 0 | 0 | 0 | 0 | 0 | 0 | 0 | 0 | 0 | 0 | 0 | 0 | 0 | 0 | 0 | 0 | 0 | 0 | 0 | 0 | 0 | 0
0 | 0 | 0 |  | 0 | 0 | 0 | 0 | 0 | 0 | 0 | 0 | 0 | 0 | 0 | 0 | 0 | 0 | 0 | 0 | 0 | 0 | 0 | 0 | 0 | 0 | 0 | 0
0 | 0 | 0 |  | 0 | 0 | 0 | 0 | 0 | 0 | 0 | 0 | 0 | 0 | 0 | 0 | 0 | 0 | 0 | 0 | 0 | 0 | 0 | 0 | 0 | 0 | 0 | 0
0 | 0 | 0 |  | 0 | 0 | 0 | 0 | 0 | 0 | 0 | 0 | 0 | 0 | 0 | 0 | 0 | 0 | 0 | 0 | 0 | 0 | 0 | 0 | 0 | 0 | 0 | 0
0 | 0 | 0 |  | 0 | 0 | 0 | 0 | 0 | 0 | 0 | 0 | 0 | 0 | 0 | 0 | 0 | 0 | 0 | 0 | 0 | 0 | 0 | 0 | 0 | 0 | 0 | 0
0 | 0 | 0 |  | 0 | 0 | 0 | 0 | 0 | 0 | 0 | 0 | 0 | 0 | 0 | 0 | 0 | 0 | 0 | 0 | 0 | 0 | 0 | 0 | 0 | 0 | 0 | 0
0 | 0 | 0 |  | 0 | 0 | 0 | 0 | 0 | 0 | 0 | 0 | 0 | 0 | 0 | 0 | 0 | 0 | 0 | 0 | 0 | 0 | 0 | 0 | 0 | 0 | 0 | 0
0 | 0 | 0 |  | 0 | 0 | 0 | 0 | 0 | 0 | 0 | 0 | 0 | 0 | 0 | 0 | 0 | 0 | 0 | 0 | 0 | 0 | 0 | 0 | 0 | 0 | 0 | 0
0 | 0 | 0 |  | 0 | 0 | 0 | 0 | 0 | 0 | 0 | 0 | 0 | 0 | 0 | 0 | 0 | 0 | 0 | 0 | 0 | 0 | 0 | 0 | 0 | 0 | 0 | 0
0 | 0 | 0 |  | 0 | 0 | 0 | 0 | 0 | 0 | 0 | 0 | 0 | 0 | 0 | 0 | 0 | 0 | 0 | 0 | 0 | 0 | 0 | 0 | 0 | 0 | 0 | 0
0 | 0 | 0 |  | 0 | 0 | 0 | 0 | 0 | 0 | 0 | 0 | 0 | 0 | 0 | 0 | 0 | 0 | 0 | 0 | 0 | 0 | 0 | 0 | 0 | 0 | 0 | 0
0 | 0 | 0 |  | 0 | 0 | 0 | 0 | 0 | 0 | 0 | 0 | 0 | 0 | 0 | 0 | 0 | 0 | 0 | 0 | 0 | 0 | 0 | 0 | 0 | 0 | 0 | 0
0 | 0 | 0 |  | 0 | 0 | 0 | 0 | 0 | 0 | 0 | 0 | 0 | 0 | 0 | 0 | 0 | 0 | 0 | 0 | 0 | 0 | 0 | 0 | 0 | 0 | 0 | 0
0 | 0 | 0 |  | 0 | 0 | 0 | 0 | 0 | 0 | 0 | 0 | 0 | 0 | 0 | 0 | 0 | 0 | 0 | 0 | 0 | 0 | 0 | 0 | 0 | 0 | 0 | 0
0 | 0 | 0 |  | 0 | 0 | 0 | 0 | 0 | 0 | 0 | 0 | 0 | 0 | 0 | 0 | 0 | 0 | 0 | 0 | 0 | 0 | 0 | 0 | 0 | 0 | 0 | 0
0 | 0 | 0 |  | 0 | 0 | 0 | 0 | 0 | 0 | 0 | 0 | 0 | 0 | 0 | 0 | 0 | 0 | 0 | 0 | 0 | 0 | 0 | 0 | 0 | 0 | 0 | 0
0 | 0 | 0 |  | 0 | 0 | 0 | 0 | 0 | 0 | 0 | 0 | 0 | 0 | 0 | 0 | 0 | 0 | 0 | 0 | 0 | 0 | 0 | 0 | 0 | 0 | 0 | 0
0 | 0 | 0 |  | 0 | 0 | 0 | 0 | 0 | 0 | 0 | 0 | 0 | 0 | 0 | 0 | 0 | 0 | 0 | 0 | 0 | 0 | 0 | 0 | 0 | 0 | 0 | 0
0 | 0 | 0 |  | 0 | 0 | 0 | 0 | 0 | 0 | 0 | 0 | 0 | 0 | 0 | 0 | 0 | 0 | 0 | 0 | 0 | 0 | 0 | 0 | 0 | 0 | 0 | 0
0 | 0 | 0 |  | 0 | 0 | 0 | 0 | 0 | 0 | 0 | 0 | 0 | 0 | 0 | 0 | 0 | 0 | 0 | 0 | 0 | 0 | 0 | 0 | 0 | 0 | 0 | 0
0 | 0 | 0 |  | 0 | 0 | 0 | 0 | 0 | 0 | 0 | 0 | 0 | 0 | 0 | 0 | 0 | 0 | 0 | 0 | 0 | 0 | 0 | 0 | 0 | 0 | 0 | 0
0 | 0 | 0 |  | 0 | 0 | 0 | 0 | 0 | 0 | 0 | 0 | 0 | 0 | 0 | 0 | 0 | 0 | 0 | 0 | 0 | 0 | 0 | 0 | 0 | 0 | 0 | 0
0 | 0 | 0 |  | 0 | 0 | 0 | 0 | 0 | 0 | 0 | 0 | 0 | 0 | 0 | 0 | 0 | 0 | 0 | 0 | 0 | 0 | 0 | 0 | 0 | 0 | 0 | 0
0 | 0 | 0 |  | 0 | 0 | 0 | 0 | 0 | 0 | 0 | 0 | 0 | 0 | 0 | 0 | 0 | 0 | 0 | 0 | 0 | 0 | 0 | 0 | 0 | 0 | 0 | 0
0 | 0 | 0 |  | 0 | 0 | 0 | 0 | 0 | 0 | 0 | 0 | 0 | 0 | 0 | 0 | 0 | 0 | 0 | 0 | 0 | 0 | 0 | 0 | 0 | 0 | 0 | 0
0 | 0 | 0 |  | 0 | 0 | 0 | 0 | 0 | 0 | 0 | 0 | 0 | 0 | 0 | 0 | 0 | 0 | 0 | 0 | 0 | 0 | 0 | 0 | 0 | 0 | 0 | 0
0 | 0 | 0 |  | 0 | 0 | 0 | 0 | 0 | 0 | 0 | 0 | 0 | 0 | 0 | 0 | 0 | 0 | 0 | 0 | 0 | 0 | 0 | 0 | 0 | 0 | 0 | 0
0 | 0 | 0 |  | 0 | 0 | 0 | 0 | 0 | 0 | 0 | 0 | 0 | 0 | 0 | 0 | 0 | 0 | 0 | 0 | 0 | 0 | 0 | 0 | 0 | 0 | 0 | 0
0 | 0 | 0 |  | 0 | 0 | 0 | 0 | 0 | 0 | 0 | 0 | 0 | 0 | 0 | 0 | 0 | 0 | 0 | 0 | 0 | 0 | 0 | 0 | 0 | 0 | 0 | 0
0 | 0 | 0 |  | 0 | 0 | 0 | 0 | 0 | 0 | 0 | 0 | 0 | 0 | 0 | 0 | 0 | 0 | 0 | 0 | 0 | 0 | 0 | 0 | 0 | 0 | 0 | 0
0 | 0 | 0 |  | 0 | 0 | 0 | 0 | 0 | 0 | 0 | 0 | 0 | 0 | 0 | 0 | 0 | 0 | 0 | 0 | 0 | 0 | 0 | 0 | 0 | 0 | 0 | 0
0 | 0 | 0 |  | 0 | 0 | 0 | 0 | 0 | 0 | 0 | 0 | 0 | 0 | 0 | 0 | 0 | 0 | 0 | 0 | 0 | 0 | 0 | 0 | 0 | 0 | 0 | 0
0 | 0 | 0 |  | 0 | 0 | 0 | 0 | 0 | 0 | 0 | 0 | 0 | 0 | 0 | 0 | 0 | 0 | 0 | 0 | 0 | 0 | 0 | 0 | 0 | 0 | 0 | 0
0 | 0 | 0 |  | 0 | 0 | 0 | 0 | 0 | 0 | 0 | 0 | 0 | 0 | 0 | 0 | 0 | 0 | 0 | 0 | 0 | 0 | 0 | 0 | 0 | 0 | 0 | 0
0 | 0 | 0 |  | 0 | 0 | 0 | 0 | 0 | 0 | 0 | 0 | 0 | 0 | 0 | 0 | 0 | 0 | 0 | 0 | 0 | 0 | 0 | 0 | 0 | 0 | 0 | 0
0 | 0 | 0 |  | 0 | 0 | 0 | 0 | 0 | 0 | 0 | 0 | 0 | 0 | 0 | 0 | 0 | 0 | 0 | 0 | 0 | 0 | 0 | 0 | 0 | 0 | 0 | 0
0 | 0 | 0 |  | 0 | 0 | 0 | 0 | 0 | 0 | 0 | 0 | 0 | 0 | 0 | 0 | 0 | 0 | 0 | 0 | 0 | 0 | 0 | 0 | 0 | 0 | 0 | 0
0 | 0 | 0 |  | 0 | 0 | 0 | 0 | 0 | 0 | 0 | 0 | 0 | 0 | 0 | 0 | 0 | 0 | 0 | 0 | 0 | 0 | 0 | 0 | 0 | 0 | 0 | 0
0 | 0 | 0 |  | 0 | 0 | 0 | 0 | 0 | 0 | 0 | 0 | 0 | 0 | 0 | 0 | 0 | 0 | 0 | 0 | 0 | 0 | 0 | 0 | 0 | 0 | 0 | 0
0 | 0 | 0 |  | 0 | 0 | 0 | 0 | 0 | 0 | 0 | 0 | 0 | 0 | 0 | 0 | 0 | 0 | 0 | 0 | 0 | 0 | 0 | 0 | 0 | 0 | 0 | 0
0 | 0 | 0 |  | 0 | 0 | 0 | 0 | 0 | 0 | 0 | 0 | 0 | 0 | 0 | 0 | 0 | 0 | 0 | 0 | 0 | 0 | 0 | 0 | 0 | 0 | 0 | 0
0 | 0 | 0 |  | 0 | 0 | 0 | 0 | 0 | 0 | 0 | 0 | 0 | 0 | 0 | 0 | 0 | 0 | 0 | 0 | 0 | 0 | 0 | 0 | 0 | 0 | 0 | 0
0 | 0 | 0 |  | 0 | 0 | 0 | 0 | 0 | 0 | 0 | 0 | 0 | 0 | 0 | 0 | 0 | 0 | 0 | 0 | 0 | 0 | 0 | 0 | 0 | 0 | 0 | 0
0 | 0 | 0 |  | 0 | 0 | 0 | 0 | 0 | 0 | 0 | 0 | 0 | 0 | 0 | 0 | 0 | 0 | 0 | 0 | 0 | 0 | 0 | 0 | 0 | 0 | 0 | 0
0 | 0 | 0 |  | 0 | 0 | 0 | 0 | 0 | 0 | 0 | 0 | 0 | 0 | 0 | 0 | 0 | 0 | 0 | 0 | 0 | 0 | 0 | 0 | 0 | 0 | 0 | 0
0 | 0 | 0 |  | 0 | 0 | 0 | 0 | 0 | 0 | 0 | 0 | 0 | 0 | 0 | 0 | 0 | 0 | 0 | 0 | 0 | 0 | 0 | 0 | 0 | 0 | 0 | 0
0 | 0 | 0 |  | 0 | 0 | 0 | 0 | 0 | 0 | 0 | 0 | 0 | 0 | 0 | 0 | 0 | 0 | 0 | 0 | 0 | 0 | 0 | 0 | 0 | 0 | 0 | 0
0 | 0 | 0 |  | 0 | 0 | 0 | 0 | 0 | 0 | 0 | 0 | 0 | 0 | 0 | 0 | 0 | 0 | 0 | 0 | 0 | 0 | 0 | 0 | 0 | 0 | 0 | 0
0 | 0 | 0 |  | 0 | 0 | 0 | 0 | 0 | 0 | 0 | 0 | 0 | 0 | 0 | 0 | 0 | 0 | 0 | 0 | 0 | 0 | 0 | 0 | 0 | 0 | 0 | 0
0 | 0 | 0 |  | 0 | 0 | 0 | 0 | 0 | 0 | 0 | 0 | 0 | 0 | 0 | 0 | 0 | 0 | 0 | 0 | 0 | 0 | 0 | 0 | 0 | 0 | 0 | 0
0 | 0 | 0 |  | 0 | 0 | 0 | 0 | 0 | 0 | 0 | 0 | 0 | 0 | 0 | 0 | 0 | 0 | 0 | 0 | 0 | 0 | 0 | 0 | 0 | 0 | 0 | 0
0 | 0 | 0 |  | 0 | 0 | 0 | 0 | 0 | 0 | 0 | 0 | 0 | 0 | 0 | 0 | 0 | 0 | 0 | 0 | 0 | 0 | 0 | 0 | 0 | 0 | 0 | 0
0 | 0 | 0 |  | 0 | 0 | 0 | 0 | 0 | 0 | 0 | 0 | 0 | 0 | 0 | 0 | 0 | 0 | 0 | 0 | 0 | 0 | 0 | 0 | 0 | 0 | 0 | 0
0 | 0 | 0 |  | 0 | 0 | 0 | 0 | 0 | 0 | 0 | 0 | 0 | 0 | 0 | 0 | 0 | 0 | 0 | 0 | 0 | 0 | 0 | 0 | 0 | 0 | 0 | 0
0 | 0 | 0 |  | 0 | 0 | 0 | 0 | 0 | 0 | 0 | 0 | 0 | 0 | 0 | 0 | 0 | 0 | 0 | 0 | 0 | 0 | 0 | 0 | 0 | 0 | 0 | 0
0 | 0 | 0 |  | 0 | 0 | 0 | 0 | 0 | 0 | 0 | 0 | 0 | 0 | 0 | 0 | 0 | 0 | 0 | 0 | 0 | 0 | 0 | 0 | 0 | 0 | 0 | 0
0 | 0 | 0 |  | 0 | 0 | 0 | 0 | 0 | 0 | 0 | 0 | 0 | 0 | 0 | 0 | 0 | 0 | 0 | 0 | 0 | 0 | 0 | 0 | 0 | 0 | 0 | 0
0 | 0 | 0 |  | 0 | 0 | 0 | 0 | 0 | 0 | 0 | 0 | 0 | 0 | 0 | 0 | 0 | 0 | 0 | 0 | 0 | 0 | 0 | 0 | 0 | 0 | 0 | 0
0 | 0 | 0 |  | 0 | 0 | 0 | 0 | 0 | 0 | 0 | 0 | 0 | 0 | 0 | 0 | 0 | 0 | 0 | 0 | 0 | 0 | 0 | 0 | 0 | 0 | 0 | 0
0 | 0 | 0 |  | 0 | 0 | 0 | 0 | 0 | 0 | 0 | 0 | 0 | 0 | 0 | 0 | 0 | 0 | 0 | 0 | 0 | 0 | 0 | 0 | 0 | 0 | 0 | 0
0 | 0 | 0 |  | 0 | 0 | 0 | 0 | 0 | 0 | 0 | 0 | 0 | 0 | 0 | 0 | 0 | 0 | 0 | 0 | 0 | 0 | 0 | 0 | 0 | 0 | 0 | 0
0 | 0 | 0 |  | 0 | 0 | 0 | 0 | 0 | 0 | 0 | 0 | 0 | 0 | 0 | 0 | 0 | 0 | 0 | 0 | 0 | 0 | 0 | 0 | 0 | 0 | 0 | 0
0 | 0 | 0 |  | 0 | 0 | 0 | 0 | 0 | 0 | 0 | 0 | 0 | 0 | 0 | 0 | 0 | 0 | 0 | 0 | 0 | 0 | 0 | 0 | 0 | 0 | 0 | 0
0 | 0 | 0 |  | 0 | 0 | 0 | 0 | 0 | 0 | 0 | 0 | 0 | 0 | 0 | 0 | 0 | 0 | 0 | 0 | 0 | 0 | 0 | 0 | 0 | 0 | 0 | 0
0 | 0 | 0 |  | 0 | 0 | 0 | 0 | 0 | 0 | 0 | 0 | 0 | 0 | 0 | 0 | 0 | 0 | 0 | 0 | 0 | 0 | 0 | 0 | 0 | 0 | 0 | 0
0 | 0 | 0 |  | 0 | 0 | 0 | 0 | 0 | 0 | 0 | 0 | 0 | 0 | 0 | 0 | 0 | 0 | 0 | 0 | 0 | 0 | 0 | 0 | 0 | 0 | 0 | 0
0 | 0 | 0 |  | 0 | 0 | 0 | 0 | 0 | 0 | 0 | 0 | 0 | 0 | 0 | 0 | 0 | 0 | 0 | 0 | 0 | 0 | 0 | 0 | 0 | 0 | 0 | 0
0 | 0 | 0 |  | 0 | 0 | 0 | 0 | 0 | 0 | 0 | 0 | 0 | 0 | 0 | 0 | 0 | 0 | 0 | 0 | 0 | 0 | 0 | 0 | 0 | 0 | 0 | 0
0 | 0 | 0 |  | 0 | 0 | 0 | 0 | 0 | 0 | 0 | 0 | 0 | 0 | 0 | 0 | 0 | 0 | 0 | 0 | 0 | 0 | 0 | 0 | 0 | 0 | 0 | 0
0 | 0 | 0 |  | 0 | 0 | 0 | 0 | 0 | 0 | 0 | 0 | 0 | 0 | 0 | 0 | 0 | 0 | 0 | 0 | 0 | 0 | 0 | 0 | 0 | 0 | 0 | 0
0 | 0 | 0 |  | 0 | 0 | 0 | 0 | 0 | 0 | 0 | 0 | 0 | 0 | 0 | 0 | 0 | 0 | 0 | 0 | 0 | 0 | 0 | 0 | 0 | 0 | 0 | 0
0 | 0 | 0 |  | 0 | 0 | 0 | 0 | 0 | 0 | 0 | 0 | 0 | 0 | 0 | 0 | 0 | 0 | 0 | 0 | 0 | 0 | 0 | 0 | 0 | 0 | 0 | 0
0 | 0 | 0 |  | 0 | 0 | 0 | 0 | 0 | 0 | 0 | 0 | 0 | 0 | 0 | 0 | 0 | 0 | 0 | 0 | 0 | 0 | 0 | 0 | 0 | 0 | 0 | 0
0 | 0 | 0 |  | 0 | 0 | 0 | 0 | 0 | 0 | 0 | 0 | 0 | 0 | 0 | 0 | 0 | 0 | 0 | 0 | 0 | 0 | 0 | 0 | 0 | 0 | 0 | 0
0 | 0 | 0 |  | 0 | 0 | 0 | 0 | 0 | 0 | 0 | 0 | 0 | 0 | 0 | 0 | 0 | 0 | 0 | 0 | 0 | 0 | 0 | 0 | 0 | 0 | 0 | 0
0 | 0 | 0 |  | 0 | 0 | 0 | 0 | 0 | 0 | 0 | 0 | 0 | 0 | 0 | 0 | 0 | 0 | 0 | 0 | 0 | 0 | 0 | 0 | 0 | 0 | 0 | 0
0 | 0 | 0 |  | 0 | 0 | 0 | 0 | 0 | 0 | 0 | 0 | 0 | 0 | 0 | 0 | 0 | 0 | 0 | 0 | 0 | 0 | 0 | 0 | 0 | 0 | 0 | 0
0 | 0 | 0 |  | 0 | 0 | 0 | 0 | 0 | 0 | 0 | 0 | 0 | 0 | 0 | 0 | 0 | 0 | 0 | 0 | 0 | 0 | 0 | 0 | 0 | 0 | 0 | 0
0 | 0 | 0 |  | 0 | 0 | 0 | 0 | 0 | 0 | 0 | 0 | 0 | 0 | 0 | 0 | 0 | 0 | 0 | 0 | 0 | 0 | 0 | 0 | 0 | 0 | 0 | 0
0 | 0 | 0 |  | 0 | 0 | 0 | 0 | 0 | 0 | 0 | 0 | 0 | 0 | 0 | 0 | 0 | 0 | 0 | 0 | 0 | 0 | 0 | 0 | 0 | 0 | 0 | 0
0 | 0 | 0 |  | 0 | 0 | 0 | 0 | 0 | 0 | 0 | 0 | 0 | 0 | 0 | 0 | 0 | 0 | 0 | 0 | 0 | 0 | 0 | 0 | 0 | 0 | 0 | 0
0 | 0 | 0 |  | 0 | 0 | 0 | 0 | 0 | 0 | 0 | 0 | 0 | 0 | 0 | 0 | 0 | 0 | 0 | 0 | 0 | 0 | 0 | 0 | 0 | 0 | 0 | 0
0 | 0 | 0 |  | 0 | 0 | 0 | 0 | 0 | 0 | 0 | 0 | 0 | 0 | 0 | 0 | 0 | 0 | 0 | 0 | 0 | 0 | 0 | 0 | 0 | 0 | 0 | 0
0 | 0 | 0 |  | 0 | 0 | 0 | 0 | 0 | 0 | 0 | 0 | 0 | 0 | 0 | 0 | 0 | 0 | 0 | 0 | 0 | 0 | 0 | 0 | 0 | 0 | 0 | 0
0 | 0 | 0 |  | 0 | 0 | 0 | 0 | 0 | 0 | 0 | 0 | 0 | 0 | 0 | 0 | 0 | 0 | 0 | 0 | 0 | 0 | 0 | 0 | 0 | 0 | 0 | 0
0 | 0 | 0 |  | 0 | 0 | 0 | 0 | 0 | 0 | 0 | 0 | 0 | 0 | 0 | 0 | 0 | 0 | 0 | 0 | 0 | 0 | 0 | 0 | 0 | 0 | 0 | 0
0 | 0 | 0 |  | 0 | 0 | 0 | 0 | 0 | 0 | 0 | 0 | 0 | 0 | 0 | 0 | 0 | 0 | 0 | 0 | 0 | 0 | 0 | 0 | 0 | 0 | 0 | 0
0 | 0 | 0 |  | 0 | 0 | 0 | 0 | 0 | 0 | 0 | 0 | 0 | 0 | 0 | 0 | 0 | 0 | 0 | 0 | 0 | 0 | 0 | 0 | 0 | 0 | 0 | 0
0 | 0 | 0 |  | 0 | 0 | 0 | 0 | 0 | 0 | 0 | 0 | 0 | 0 | 0 | 0 | 0 | 0 | 0 | 0 | 0 | 0 | 0 | 0 | 0 | 0 | 0 | 0
0 | 0 | 0 |  | 0 | 0 | 0 | 0 | 0 | 0 | 0 | 0 | 0 | 0 | 0 | 0 | 0 | 0 | 0 | 0 | 0 | 0 | 0 | 0 | 0 | 0 | 0 | 0
0 | 0 | 0 |  | 0 | 0 | 0 | 0 | 0 | 0 | 0 | 0 | 0 | 0 | 0 | 0 | 0 | 0 | 0 | 0 | 0 | 0 | 0 | 0 | 0 | 0 | 0 | 0
0 | 0 | 0 |  | 0 | 0 | 0 | 0 | 0 | 0 | 0 | 0 | 0 | 0 | 0 | 0 | 0 | 0 | 0 | 0 | 0 | 0 | 0 | 0 | 0 | 0 | 0 | 0
0 | 0 | 0 |  | 0 | 0 | 0 | 0 | 0 | 0 | 0 | 0 | 0 | 0 | 0 | 0 | 0 | 0 | 0 | 0 | 0 | 0 | 0 | 0 | 0 | 0 | 0 | 0
0 | 0 | 0 |  | 0 | 0 | 0 | 0 | 0 | 0 | 0 | 0 | 0 | 0 | 0 | 0 | 0 | 0 | 0 | 0 | 0 | 0 | 0 | 0 | 0 | 0 | 0 | 0
0 | 0 | 0 |  | 0 | 0 | 0 | 0 | 0 | 0 | 0 | 0 | 0 | 0 | 0 | 0 | 0 | 0 | 0 | 0 | 0 | 0 | 0 | 0 | 0 | 0 | 0 | 0
0 | 0 | 0 |  | 0 | 0 | 0 | 0 | 0 | 0 | 0 | 0 | 0 | 0 | 0 | 0 | 0 | 0 | 0 | 0 | 0 | 0 | 0 | 0 | 0 | 0 | 0 | 0
0 | 0 | 0 |  | 0 | 0 | 0 | 0 | 0 | 0 | 0 | 0 | 0 | 0 | 0 | 0 | 0 | 0 | 0 | 0 | 0 | 0 | 0 | 0 | 0 | 0 | 0 | 0
0 | 0 | 0 |  | 0 | 0 | 0 | 0 | 0 | 0 | 0 | 0 | 0 | 0 | 0 | 0 | 0 | 0 | 0 | 0 | 0 | 0 | 0 | 0 | 0 | 0 | 0 | 0
0 | 0 | 0 |  | 0 | 0 | 0 | 0 | 0 | 0 | 0 | 0 | 0 | 0 | 0 | 0 | 0 | 0 | 0 | 0 | 0 | 0 | 0 | 0 | 0 | 0 | 0 | 0
0 | 0 | 0 |  | 0 | 0 | 0 | 0 | 0 | 0 | 0 | 0 | 0 | 0 | 0 | 0 | 0 | 0 | 0 | 0 | 0 | 0 | 0 | 0 | 0 | 0 | 0 | 0
0 | 0 | 0 |  | 0 | 0 | 0 | 0 | 0 | 0 | 0 | 0 | 0 | 0 | 0 | 0 | 0 | 0 | 0 | 0 | 0 | 0 | 0 | 0 | 0 | 0 | 0 | 0
0 | 0 | 0 |  | 0 | 0 | 0 | 0 | 0 | 0 | 0 | 0 | 0 | 0 | 0 | 0 | 0 | 0 | 0 | 0 | 0 | 0 | 0 | 0 | 0 | 0 | 0 | 0
0 | 0 | 0 |  | 0 | 0 | 0 | 0 | 0 | 0 | 0 | 0 | 0 | 0 | 0 | 0 | 0 | 0 | 0 | 0 | 0 | 0 | 0 | 0 | 0 | 0 | 0 | 0
0 | 0 | 0 |  | 0 | 0 | 0 | 0 | 0 | 0 | 0 | 0 | 0 | 0 | 0 | 0 | 0 | 0 | 0 | 0 | 0 | 0 | 0 | 0 | 0 | 0 | 0 | 0
0 | 0 | 0 |  | 0 | 0 | 0 | 0 | 0 | 0 | 0 | 0 | 0 | 0 | 0 | 0 | 0 | 0 | 0 | 0 | 0 | 0 | 0 | 0 | 0 | 0 | 0 | 0
0 | 0 | 0 |  | 0 | 0 | 0 | 0 | 0 | 0 | 0 | 0 | 0 | 0 | 0 | 0 | 0 | 0 | 0 | 0 | 0 | 0 | 0 | 0 | 0 | 0 | 0 | 0
0 | 0 | 0 |  | 0 | 0 | 0 | 0 | 0 | 0 | 0 | 0 | 0 | 0 | 0 | 0 | 0 | 0 | 0 | 0 | 0 | 0 | 0 | 0 | 0 | 0 | 0 | 0
0 | 0 | 0 |  | 0 | 0 | 0 | 0 | 0 | 0 | 0 | 0 | 0 | 0 | 0 | 0 | 0 | 0 | 0 | 0 | 0 | 0 | 0 | 0 | 0 | 0 | 0 | 0
0 | 0 | 0 |  | 0 | 0 | 0 | 0 | 0 | 0 | 0 | 0 | 0 | 0 | 0 | 0 | 0 | 0 | 0 | 0 | 0 | 0 | 0 | 0 | 0 | 0 | 0 | 0
0 | 0 | 0 |  | 0 | 0 | 0 | 0 | 0 | 0 | 0 | 0 | 0 | 0 | 0 | 0 | 0 | 0 | 0 | 0 | 0 | 0 | 0 | 0 | 0 | 0 | 0 | 0
0 | 0 | 0 |  | 0 | 0 | 0 | 0 | 0 | 0 | 0 | 0 | 0 | 0 | 0 | 0 | 0 | 0 | 0 | 0 | 0 | 0 | 0 | 0 | 0 | 0 | 0 | 0
0 | 0 | 0 |  | 0 | 0 | 0 | 0 | 0 | 0 | 0 | 0 | 0 | 0 | 0 | 0 | 0 | 0 | 0 | 0 | 0 | 0 | 0 | 0 | 0 | 0 | 0 | 0
0 | 0 | 0 |  | 0 | 0 | 0 | 0 | 0 | 0 | 0 | 0 | 0 | 0 | 0 | 0 | 0 | 0 | 0 | 0 | 0 | 0 | 0 | 0 | 0 | 0 | 0 | 0
0 | 0 | 0 |  | 0 | 0 | 0 | 0 | 0 | 0 | 0 | 0 | 0 | 0 | 0 | 0 | 0 | 0 | 0 | 0 | 0 | 0 | 0 | 0 | 0 | 0 | 0 | 0
0 | 0 | 0 |  | 0 | 0 | 0 | 0 | 0 | 0 | 0 | 0 | 0 | 0 | 0 | 0 | 0 | 0 | 0 | 0 | 0 | 0 | 0 | 0 | 0 | 0 | 0 | 0
0 | 0 | 0 |  | 0 | 0 | 0 | 0 | 0 | 0 | 0 | 0 | 0 | 0 | 0 | 0 | 0 | 0 | 0 | 0 | 0 | 0 | 0 | 0 | 0 | 0 | 0 | 0
0 | 0 | 0 |  | 0 | 0 | 0 | 0 | 0 | 0 | 0 | 0 | 0 | 0 | 0 | 0 | 0 | 0 | 0 | 0 | 0 | 0 | 0 | 0 | 0 | 0 | 0 | 0
0 | 0 | 0 |  | 0 | 0 | 0 | 0 | 0 | 0 | 0 | 0 | 0 | 0 | 0 | 0 | 0 | 0 | 0 | 0 | 0 | 0 | 0 | 0 | 0 | 0 | 0 | 0
0 | 0 | 0 |  | 0 | 0 | 0 | 0 | 0 | 0 | 0 | 0 | 0 | 0 | 0 | 0 | 0 | 0 | 0 | 0 | 0 | 0 | 0 | 0 | 0 | 0 | 0 | 0
0 | 0 | 0 |  | 0 | 0 | 0 | 0 | 0 | 0 | 0 | 0 | 0 | 0 | 0 | 0 | 0 | 0 | 0 | 0 | 0 | 0 | 0 | 0 | 0 | 0 | 0 | 0
0 | 0 | 0 |  | 0 | 0 | 0 | 0 | 0 | 0 | 0 | 0 | 0 | 0 | 0 | 0 | 0 | 0 | 0 | 0 | 0 | 0 | 0 | 0 | 0 | 0 | 0 | 0
0 | 0 | 0 |  | 0 | 0 | 0 | 0 | 0 | 0 | 0 | 0 | 0 | 0 | 0 | 0 | 0 | 0 | 0 | 0 | 0 | 0 | 0 | 0 | 0 | 0 | 0 | 0
0 | 0 | 0 |  | 0 | 0 | 0 | 0 | 0 | 0 | 0 | 0 | 0 | 0 | 0 | 0 | 0 | 0 | 0 | 0 | 0 | 0 | 0 | 0 | 0 | 0 | 0 | 0
0 | 0 | 0 |  | 0 | 0 | 0 | 0 | 0 | 0 | 0 | 0 | 0 | 0 | 0 | 0 | 0 | 0 | 0 | 0 | 0 | 0 | 0 | 0 | 0 | 0 | 0 | 0
0 | 0 | 0 |  | 0 | 0 | 0 | 0 | 0 | 0 | 0 | 0 | 0 | 0 | 0 | 0 | 0 | 0 | 0 | 0 | 0 | 0 | 0 | 0 | 0 | 0 | 0 | 0
0 | 0 | 0 |  | 0 | 0 | 0 | 0 | 0 | 0 | 0 | 0 | 0 | 0 | 0 | 0 | 0 | 0 | 0 | 0 | 0 | 0 | 0 | 0 | 0 | 0 | 0 | 0
0 | 0 | 0 |  | 0 | 0 | 0 | 0 | 0 | 0 | 0 | 0 | 0 | 0 | 0 | 0 | 0 | 0 | 0 | 0 | 0 | 0 | 0 | 0 | 0 | 0 | 0 | 0
0 | 0 | 0 |  | 0 | 0 | 0 | 0 | 0 | 0 | 0 | 0 | 0 | 0 | 0 | 0 | 0 | 0 | 0 | 0 | 0 | 0 | 0 | 0 | 0 | 0 | 0 | 0
0 | 0 | 0 |  | 0 | 0 | 0 | 0 | 0 | 0 | 0 | 0 | 0 | 0 | 0 | 0 | 0 | 0 | 0 | 0 | 0 | 0 | 0 | 0 | 0 | 0 | 0 | 0
0 | 0 | 0 |  | 0 | 0 | 0 | 0 | 0 | 0 | 0 | 0 | 0 | 0 | 0 | 0 | 0 | 0 | 0 | 0 | 0 | 0 | 0 | 0 | 0 | 0 | 0 | 0
0 | 0 | 0 |  | 0 | 0 | 0 | 0 | 0 | 0 | 0 | 0 | 0 | 0 | 0 | 0 | 0 | 0 | 0 | 0 | 0 | 0 | 0 | 0 | 0 | 0 | 0 | 0
0 | 0 | 0 |  | 0 | 0 | 0 | 0 | 0 | 0 | 0 | 0 | 0 | 0 | 0 | 0 | 0 | 0 | 0 | 0 | 0 | 0 | 0 | 0 | 0 | 0 | 0 | 0
0 | 0 | 0 |  | 0 | 0 | 0 | 0 | 0 | 0 | 0 | 0 | 0 | 0 | 0 | 0 | 0 | 0 | 0 | 0 | 0 | 0 | 0 | 0 | 0 | 0 | 0 | 0
0 | 0 | 0 |  | 0 | 0 | 0 | 0 | 0 | 0 | 0 | 0 | 0 | 0 | 0 | 0 | 0 | 0 | 0 | 0 | 0 | 0 | 0 | 0 | 0 | 0 | 0 | 0
0 | 0 | 0 |  | 0 | 0 | 0 | 0 | 0 | 0 | 0 | 0 | 0 | 0 | 0 | 0 | 0 | 0 | 0 | 0 | 0 | 0 | 0 | 0 | 0 | 0 | 0 | 0
0 | 0 | 0 |  | 0 | 0 | 0 | 0 | 0 | 0 | 0 | 0 | 0 | 0 | 0 | 0 | 0 | 0 | 0 | 0 | 0 | 0 | 0 | 0 | 0 | 0 | 0 | 0
0 | 0 | 0 |  | 0 | 0 | 0 | 0 | 0 | 0 | 0 | 0 | 0 | 0 | 0 | 0 | 0 | 0 | 0 | 0 | 0 | 0 | 0 | 0 | 0 | 0 | 0 | 0
0 | 0 | 0 |  | 0 | 0 | 0 | 0 | 0 | 0 | 0 | 0 | 0 | 0 | 0 | 0 | 0 | 0 | 0 | 0 | 0 | 0 | 0 | 0 | 0 | 0 | 0 | 0
0 | 0 | 0 |  | 0 | 0 | 0 | 0 | 0 | 0 | 0 | 0 | 0 | 0 | 0 | 0 | 0 | 0 | 0 | 0 | 0 | 0 | 0 | 0 | 0 | 0 | 0 | 0
0 | 0 | 0 |  | 0 | 0 | 0 | 0 | 0 | 0 | 0 | 0 | 0 | 0 | 0 | 0 | 0 | 0 | 0 | 0 | 0 | 0 | 0 | 0 | 0 | 0 | 0 | 0
0 | 0 | 0 |  | 0 | 0 | 0 | 0 | 0 | 0 | 0 | 0 | 0 | 0 | 0 | 0 | 0 | 0 | 0 | 0 | 0 | 0 | 0 | 0 | 0 | 0 | 0 | 0
0 | 0 | 0 |  | 0 | 0 | 0 | 0 | 0 | 0 | 0 | 0 | 0 | 0 | 0 | 0 | 0 | 0 | 0 | 0 | 0 | 0 | 0 | 0 | 0 | 0 | 0 | 0
0 | 0 | 0 |  | 0 | 0 | 0 | 0 | 0 | 0 | 0 | 0 | 0 | 0 | 0 | 0 | 0 | 0 | 0 | 0 | 0 | 0 | 0 | 0 | 0 | 0 | 0 | 0
0 | 0 | 0 |  | 0 | 0 | 0 | 0 | 0 | 0 | 0 | 0 | 0 | 0 | 0 | 0 | 0 | 0 | 0 | 0 | 0 | 0 | 0 | 0 | 0 | 0 | 0 | 0
0 | 0 | 0 |  | 0 | 0 | 0 | 0 | 0 | 0 | 0 | 0 | 0 | 0 | 0 | 0 | 0 | 0 | 0 | 0 | 0 | 0 | 0 | 0 | 0 | 0 | 0 | 0
0 | 0 | 0 |  | 0 | 0 | 0 | 0 | 0 | 0 | 0 | 0 | 0 | 0 | 0 | 0 | 0 | 0 | 0 | 0 | 0 | 0 | 0 | 0 | 0 | 0 | 0 | 0
0 | 0 | 0 |  | 0 | 0 | 0 | 0 | 0 | 0 | 0 | 0 | 0 | 0 | 0 | 0 | 0 | 0 | 0 | 0 | 0 | 0 | 0 | 0 | 0 | 0 | 0 | 0
0 | 0 | 0 |  | 0 | 0 | 0 | 0 | 0 | 0 | 0 | 0 | 0 | 0 | 0 | 0 | 0 | 0 | 0 | 0 | 0 | 0 | 0 | 0 | 0 | 0 | 0 | 0
0 | 0 | 0 |  | 0 | 0 | 0 | 0 | 0 | 0 | 0 | 0 | 0 | 0 | 0 | 0 | 0 | 0 | 0 | 0 | 0 | 0 | 0 | 0 | 0 | 0 | 0 | 0
0 | 0 | 0 |  | 0 | 0 | 0 | 0 | 0 | 0 | 0 | 0 | 0 | 0 | 0 | 0 | 0 | 0 | 0 | 0 | 0 | 0 | 0 | 0 | 0 | 0 | 0 | 0
0 | 0 | 0 |  | 0 | 0 | 0 | 0 | 0 | 0 | 0 | 0 | 0 | 0 | 0 | 0 | 0 | 0 | 0 | 0 | 0 | 0 | 0 | 0 | 0 | 0 | 0 | 0
0 | 0 | 0 |  | 0 | 0 | 0 | 0 | 0 | 0 | 0 | 0 | 0 | 0 | 0 | 0 | 0 | 0 | 0 | 0 | 0 | 0 | 0 | 0 | 0 | 0 | 0 | 0
0 | 0 | 0 |  | 0 | 0 | 0 | 0 | 0 | 0 | 0 | 0 | 0 | 0 | 0 | 0 | 0 | 0 | 0 | 0 | 0 | 0 | 0 | 0 | 0 | 0 | 0 | 0
0 | 0 | 0 |  | 0 | 0 | 0 | 0 | 0 | 0 | 0 | 0 | 0 | 0 | 0 | 0 | 0 | 0 | 0 | 0 | 0 | 0 | 0 | 0 | 0 | 0 | 0 | 0
0 | 0 | 0 |  | 0 | 0 | 0 | 0 | 0 | 0 | 0 | 0 | 0 | 0 | 0 | 0 | 0 | 0 | 0 | 0 | 0 | 0 | 0 | 0 | 0 | 0 | 0 | 0
0 | 0 | 0 |  | 0 | 0 | 0 | 0 | 0 | 0 | 0 | 0 | 0 | 0 | 0 | 0 | 0 | 0 | 0 | 0 | 0 | 0 | 0 | 0 | 0 | 0 | 0 | 0
0 | 0 | 0 |  | 0 | 0 | 0 | 0 | 0 | 0 | 0 | 0 | 0 | 0 | 0 | 0 | 0 | 0 | 0 | 0 | 0 | 0 | 0 | 0 | 0 | 0 | 0 | 0
0 | 0 | 0 |  | 0 | 0 | 0 | 0 | 0 | 0 | 0 | 0 | 0 | 0 | 0 | 0 | 0 | 0 | 0 | 0 | 0 | 0 | 0 | 0 | 0 | 0 | 0 | 0
0 | 0 | 0 |  | 0 | 0 | 0 | 0 | 0 | 0 | 0 | 0 | 0 | 0 | 0 | 0 | 0 | 0 | 0 | 0 | 0 | 0 | 0 | 0 | 0 | 0 | 0 | 0
0 | 0 | 0 |  | 0 | 0 | 0 | 0 | 0 | 0 | 0 | 0 | 0 | 0 | 0 | 0 | 0 | 0 | 0 | 0 | 0 | 0 | 0 | 0 | 0 | 0 | 0 | 0
0 | 0 | 0 |  | 0 | 0 | 0 | 0 | 0 | 0 | 0 | 0 | 0 | 0 | 0 | 0 | 0 | 0 | 0 | 0 | 0 | 0 | 0 | 0 | 0 | 0 | 0 | 0
0 | 0 | 0 |  | 0 | 0 | 0 | 0 | 0 | 0 | 0 | 0 | 0 | 0 | 0 | 0 | 0 | 0 | 0 | 0 | 0 | 0 | 0 | 0 | 0 | 0 | 0 | 0
0 | 0 | 0 |  | 0 | 0 | 0 | 0 | 0 | 0 | 0 | 0 | 0 | 0 | 0 | 0 | 0 | 0 | 0 | 0 | 0 | 0 | 0 | 0 | 0 | 0 | 0 | 0
0 | 0 | 0 |  | 0 | 0 | 0 | 0 | 0 | 0 | 0 | 0 | 0 | 0 | 0 | 0 | 0 | 0 | 0 | 0 | 0 | 0 | 0 | 0 | 0 | 0 | 0 | 0
0 | 0 | 0 |  | 0 | 0 | 0 | 0 | 0 | 0 | 0 | 0 | 0 | 0 | 0 | 0 | 0 | 0 | 0 | 0 | 0 | 0 | 0 | 0 | 0 | 0 | 0 | 0
0 | 0 | 0 |  | 0 | 0 | 0 | 0 | 0 | 0 | 0 | 0 | 0 | 0 | 0 | 0 | 0 | 0 | 0 | 0 | 0 | 0 | 0 | 0 | 0 | 0 | 0 | 0
0 | 0 | 0 |  | 0 | 0 | 0 | 0 | 0 | 0 | 0 | 0 | 0 | 0 | 0 | 0 | 0 | 0 | 0 | 0 | 0 | 0 | 0 | 0 | 0 | 0 | 0 | 0
0 | 0 | 0 |  | 0 | 0 | 0 | 0 | 0 | 0 | 0 | 0 | 0 | 0 | 0 | 0 | 0 | 0 | 0 | 0 | 0 | 0 | 0 | 0 | 0 | 0 | 0 | 0
0 | 0 | 0 |  | 0 | 0 | 0 | 0 | 0 | 0 | 0 | 0 | 0 | 0 | 0 | 0 | 0 | 0 | 0 | 0 | 0 | 0 | 0 | 0 | 0 | 0 | 0 | 0
0 | 0 | 0 |  | 0 | 0 | 0 | 0 | 0 | 0 | 0 | 0 | 0 | 0 | 0 | 0 | 0 | 0 | 0 | 0 | 0 | 0 | 0 | 0 | 0 | 0 | 0 | 0
0 | 0 | 0 |  | 0 | 0 | 0 | 0 | 0 | 0 | 0 | 0 | 0 | 0 | 0 | 0 | 0 | 0 | 0 | 0 | 0 | 0 | 0 | 0 | 0 | 0 | 0 | 0
0 | 0 | 0 |  | 0 | 0 | 0 | 0 | 0 | 0 | 0 | 0 | 0 | 0 | 0 | 0 | 0 | 0 | 0 | 0 | 0 | 0 | 0 | 0 | 0 | 0 | 0 | 0
0 | 0 | 0 |  | 0 | 0 | 0 | 0 | 0 | 0 | 0 | 0 | 0 | 0 | 0 | 0 | 0 | 0 | 0 | 0 | 0 | 0 | 0 | 0 | 0 | 0 | 0 | 0
0 | 0 | 0 |  | 0 | 0 | 0 | 0 | 0 | 0 | 0 | 0 | 0 | 0 | 0 | 0 | 0 | 0 | 0 | 0 | 0 | 0 | 0 | 0 | 0 | 0 | 0 | 0
0 | 0 | 0 |  | 0 | 0 | 0 | 0 | 0 | 0 | 0 | 0 | 0 | 0 | 0 | 0 | 0 | 0 | 0 | 0 | 0 | 0 | 0 | 0 | 0 | 0 | 0 | 0
0 | 0 | 0 |  | 0 | 0 | 0 | 0 | 0 | 0 | 0 | 0 | 0 | 0 | 0 | 0 | 0 | 0 | 0 | 0 | 0 | 0 | 0 | 0 | 0 | 0 | 0 | 0
0 | 0 | 0 |  | 0 | 0 | 0 | 0 | 0 | 0 | 0 | 0 | 0 | 0 | 0 | 0 | 0 | 0 | 0 | 0 | 0 | 0 | 0 | 0 | 0 | 0 | 0 | 0
0 | 0 | 0 |  | 0 | 0 | 0 | 0 | 0 | 0 | 0 | 0 | 0 | 0 | 0 | 0 | 0 | 0 | 0 | 0 | 0 | 0 | 0 | 0 | 0 | 0 | 0 | 0
0 | 0 | 0 |  | 0 | 0 | 0 | 0 | 0 | 0 | 0 | 0 | 0 | 0 | 0 | 0 | 0 | 0 | 0 | 0 | 0 | 0 | 0 | 0 | 0 | 0 | 0 | 0
0 | 0 | 0 |  | 0 | 0 | 0 | 0 | 0 | 0 | 0 | 0 | 0 | 0 | 0 | 0 | 0 | 0 | 0 | 0 | 0 | 0 | 0 | 0 | 0 | 0 | 0 | 0
0 | 0 | 0 |  | 0 | 0 | 0 | 0 | 0 | 0 | 0 | 0 | 0 | 0 | 0 | 0 | 0 | 0 | 0 | 0 | 0 | 0 | 0 | 0 | 0 | 0 | 0 | 0
0 | 0 | 0 |  | 0 | 0 | 0 | 0 | 0 | 0 | 0 | 0 | 0 | 0 | 0 | 0 | 0 | 0 | 0 | 0 | 0 | 0 | 0 | 0 | 0 | 0 | 0 | 0
0 | 0 | 0 |  | 0 | 0 | 0 | 0 | 0 | 0 | 0 | 0 | 0 | 0 | 0 | 0 | 0 | 0 | 0 | 0 | 0 | 0 | 0 | 0 | 0 | 0 | 0 | 0
0 | 0 | 0 |  | 0 | 0 | 0 | 0 | 0 | 0 | 0 | 0 | 0 | 0 | 0 | 0 | 0 | 0 | 0 | 0 | 0 | 0 | 0 | 0 | 0 | 0 | 0 | 0
0 | 0 | 0 |  | 0 | 0 | 0 | 0 | 0 | 0 | 0 | 0 | 0 | 0 | 0 | 0 | 0 | 0 | 0 | 0 | 0 | 0 | 0 | 0 | 0 | 0 | 0 | 0
0 | 0 | 0 |  | 0 | 0 | 0 | 0 | 0 | 0 | 0 | 0 | 0 | 0 | 0 | 0 | 0 | 0 | 0 | 0 | 0 | 0 | 0 | 0 | 0 | 0 | 0 | 0
0 | 0 | 0 |  | 0 | 0 | 0 | 0 | 0 | 0 | 0 | 0 | 0 | 0 | 0 | 0 | 0 | 0 | 0 | 0 | 0 | 0 | 0 | 0 | 0 | 0 | 0 | 0
0 | 0 | 0 |  | 0 | 0 | 0 | 0 | 0 | 0 | 0 | 0 | 0 | 0 | 0 | 0 | 0 | 0 | 0 | 0 | 0 | 0 | 0 | 0 | 0 | 0 | 0 | 0
0 | 0 | 0 |  | 0 | 0 | 0 | 0 | 0 | 0 | 0 | 0 | 0 | 0 | 0 | 0 | 0 | 0 | 0 | 0 | 0 | 0 | 0 | 0 | 0 | 0 | 0 | 0
0 | 0 | 0 |  | 0 | 0 | 0 | 0 | 0 | 0 | 0 | 0 | 0 | 0 | 0 | 0 | 0 | 0 | 0 | 0 | 0 | 0 | 0 | 0 | 0 | 0 | 0 | 0
0 | 0 | 0 |  | 0 | 0 | 0 | 0 | 0 | 0 | 0 | 0 | 0 | 0 | 0 | 0 | 0 | 0 | 0 | 0 | 0 | 0 | 0 | 0 | 0 | 0 | 0 | 0
0 | 0 | 0 |  | 0 | 0 | 0 | 0 | 0 | 0 | 0 | 0 | 0 | 0 | 0 | 0 | 0 | 0 | 0 | 0 | 0 | 0 | 0 | 0 | 0 | 0 | 0 | 0
0 | 0 | 0 |  | 0 | 0 | 0 | 0 | 0 | 0 | 0 | 0 | 0 | 0 | 0 | 0 | 0 | 0 | 0 | 0 | 0 | 0 | 0 | 0 | 0 | 0 | 0 | 0
0 | 0 | 0 |  | 0 | 0 | 0 | 0 | 0 | 0 | 0 | 0 | 0 | 0 | 0 | 0 | 0 | 0 | 0 | 0 | 0 | 0 | 0 | 0 | 0 | 0 | 0 | 0
0 | 0 | 0 |  | 0 | 0 | 0 | 0 | 0 | 0 | 0 | 0 | 0 | 0 | 0 | 0 | 0 | 0 | 0 | 0 | 0 | 0 | 0 | 0 | 0 | 0 | 0 | 0
0 | 0 | 0 |  | 0 | 0 | 0 | 0 | 0 | 0 | 0 | 0 | 0 | 0 | 0 | 0 | 0 | 0 | 0 | 0 | 0 | 0 | 0 | 0 | 0 | 0 | 0 | 0
0 | 0 | 0 |  | 0 | 0 | 0 | 0 | 0 | 0 | 0 | 0 | 0 | 0 | 0 | 0 | 0 | 0 | 0 | 0 | 0 | 0 | 0 | 0 | 0 | 0 | 0 | 0
0 | 0 | 0 |  | 0 | 0 | 0 | 0 | 0 | 0 | 0 | 0 | 0 | 0 | 0 | 0 | 0 | 0 | 0 | 0 | 0 | 0 | 0 | 0 | 0 | 0 | 0 | 0
0 | 0 | 0 |  | 0 | 0 | 0 | 0 | 0 | 0 | 0 | 0 | 0 | 0 | 0 | 0 | 0 | 0 | 0 | 0 | 0 | 0 | 0 | 0 | 0 | 0 | 0 | 0
0 | 0 | 0 |  | 0 | 0 | 0 | 0 | 0 | 0 | 0 | 0 | 0 | 0 | 0 | 0 | 0 | 0 | 0 | 0 | 0 | 0 | 0 | 0 | 0 | 0 | 0 | 0
0 | 0 | 0 |  | 0 | 0 | 0 | 0 | 0 | 0 | 0 | 0 | 0 | 0 | 0 | 0 | 0 | 0 | 0 | 0 | 0 | 0 | 0 | 0 | 0 | 0 | 0 | 0
0 | 0 | 0 |  | 0 | 0 | 0 | 0 | 0 | 0 | 0 | 0 | 0 | 0 | 0 | 0 | 0 | 0 | 0 | 0 | 0 | 0 | 0 | 0 | 0 | 0 | 0 | 0
0 | 0 | 0 |  | 0 | 0 | 0 | 0 | 0 | 0 | 0 | 0 | 0 | 0 | 0 | 0 | 0 | 0 | 0 | 0 | 0 | 0 | 0 | 0 | 0 | 0 | 0 | 0
0 | 0 | 0 |  | 0 | 0 | 0 | 0 | 0 | 0 | 0 | 0 | 0 | 0 | 0 | 0 | 0 | 0 | 0 | 0 | 0 | 0 | 0 | 0 | 0 | 0 | 0 | 0
0 | 0 | 0 |  | 0 | 0 | 0 | 0 | 0 | 0 | 0 | 0 | 0 | 0 | 0 | 0 | 0 | 0 | 0 | 0 | 0 | 0 | 0 | 0 | 0 | 0 | 0 | 0
0 | 0 | 0 |  | 0 | 0 | 0 | 0 | 0 | 0 | 0 | 0 | 0 | 0 | 0 | 0 | 0 | 0 | 0 | 0 | 0 | 0 | 0 | 0 | 0 | 0 | 0 | 0
0 | 0 | 0 |  | 0 | 0 | 0 | 0 | 0 | 0 | 0 | 0 | 0 | 0 | 0 | 0 | 0 | 0 | 0 | 0 | 0 | 0 | 0 | 0 | 0 | 0 | 0 | 0
0 | 0 | 0 |  | 0 | 0 | 0 | 0 | 0 | 0 | 0 | 0 | 0 | 0 | 0 | 0 | 0 | 0 | 0 | 0 | 0 | 0 | 0 | 0 | 0 | 0 | 0 | 0
0 | 0 | 0 |  | 0 | 0 | 0 | 0 | 0 | 0 | 0 | 0 | 0 | 0 | 0 | 0 | 0 | 0 | 0 | 0 | 0 | 0 | 0 | 0 | 0 | 0 | 0 | 0
0 | 0 | 0 |  | 0 | 0 | 0 | 0 | 0 | 0 | 0 | 0 | 0 | 0 | 0 | 0 | 0 | 0 | 0 | 0 | 0 | 0 | 0 | 0 | 0 | 0 | 0 | 0
0 | 0 | 0 |  | 0 | 0 | 0 | 0 | 0 | 0 | 0 | 0 | 0 | 0 | 0 | 0 | 0 | 0 | 0 | 0 | 0 | 0 | 0 | 0 | 0 | 0 | 0 | 0
0 | 0 | 0 |  | 0 | 0 | 0 | 0 | 0 | 0 | 0 | 0 | 0 | 0 | 0 | 0 | 0 | 0 | 0 | 0 | 0 | 0 | 0 | 0 | 0 | 0 | 0 | 0
0 | 0 | 0 |  | 0 | 0 | 0 | 0 | 0 | 0 | 0 | 0 | 0 | 0 | 0 | 0 | 0 | 0 | 0 | 0 | 0 | 0 | 0 | 0 | 0 | 0 | 0 | 0
0 | 0 | 0 |  | 0 | 0 | 0 | 0 | 0 | 0 | 0 | 0 | 0 | 0 | 0 | 0 | 0 | 0 | 0 | 0 | 0 | 0 | 0 | 0 | 0 | 0 | 0 | 0
0 | 0 | 0 |  | 0 | 0 | 0 | 0 | 0 | 0 | 0 | 0 | 0 | 0 | 0 | 0 | 0 | 0 | 0 | 0 | 0 | 0 | 0 | 0 | 0 | 0 | 0 | 0
0 | 0 | 0 |  | 0 | 0 | 0 | 0 | 0 | 0 | 0 | 0 | 0 | 0 | 0 | 0 | 0 | 0 | 0 | 0 | 0 | 0 | 0 | 0 | 0 | 0 | 0 | 0
0 | 0 | 0 |  | 0 | 0 | 0 | 0 | 0 | 0 | 0 | 0 | 0 | 0 | 0 | 0 | 0 | 0 | 0 | 0 | 0 | 0 | 0 | 0 | 0 | 0 | 0 | 0
0 | 0 | 0 |  | 0 | 0 | 0 | 0 | 0 | 0 | 0 | 0 | 0 | 0 | 0 | 0 | 0 | 0 | 0 | 0 | 0 | 0 | 0 | 0 | 0 | 0 | 0 | 0
0 | 0 | 0 |  | 0 | 0 | 0 | 0 | 0 | 0 | 0 | 0 | 0 | 0 | 0 | 0 | 0 | 0 | 0 | 0 | 0 | 0 | 0 | 0 | 0 | 0 | 0 | 0
0 | 0 | 0 |  | 0 | 0 | 0 | 0 | 0 | 0 | 0 | 0 | 0 | 0 | 0 | 0 | 0 | 0 | 0 | 0 | 0 | 0 | 0 | 0 | 0 | 0 | 0 | 0
0 | 0 | 0 |  | 0 | 0 | 0 | 0 | 0 | 0 | 0 | 0 | 0 | 0 | 0 | 0 | 0 | 0 | 0 | 0 | 0 | 0 | 0 | 0 | 0 | 0 | 0 | 0
0 | 0 | 0 |  | 0 | 0 | 0 | 0 | 0 | 0 | 0 | 0 | 0 | 0 | 0 | 0 | 0 | 0 | 0 | 0 | 0 | 0 | 0 | 0 | 0 | 0 | 0 | 0
0 | 0 | 0 |  | 0 | 0 | 0 | 0 | 0 | 0 | 0 | 0 | 0 | 0 | 0 | 0 | 0 | 0 | 0 | 0 | 0 | 0 | 0 | 0 | 0 | 0 | 0 | 0
0 | 0 | 0 |  | 0 | 0 | 0 | 0 | 0 | 0 | 0 | 0 | 0 | 0 | 0 | 0 | 0 | 0 | 0 | 0 | 0 | 0 | 0 | 0 | 0 | 0 | 0 | 0
0 | 0 | 0 |  | 0 | 0 | 0 | 0 | 0 | 0 | 0 | 0 | 0 | 0 | 0 | 0 | 0 | 0 | 0 | 0 | 0 | 0 | 0 | 0 | 0 | 0 | 0 | 0
0 | 0 | 0 |  | 0 | 0 | 0 | 0 | 0 | 0 | 0 | 0 | 0 | 0 | 0 | 0 | 0 | 0 | 0 | 0 | 0 | 0 | 0 | 0 | 0 | 0 | 0 | 0
0 | 0 | 0 |  | 0 | 0 | 0 | 0 | 0 | 0 | 0 | 0 | 0 | 0 | 0 | 0 | 0 | 0 | 0 | 0 | 0 | 0 | 0 | 0 | 0 | 0 | 0 | 0
0 | 0 | 0 |  | 0 | 0 | 0 | 0 | 0 | 0 | 0 | 0 | 0 | 0 | 0 | 0 | 0 | 0 | 0 | 0 | 0 | 0 | 0 | 0 | 0 | 0 | 0 | 0
0 | 0 | 0 |  | 0 | 0 | 0 | 0 | 0 | 0 | 0 | 0 | 0 | 0 | 0 | 0 | 0 | 0 | 0 | 0 | 0 | 0 | 0 | 0 | 0 | 0 | 0 | 0
0 | 0 | 0 |  | 0 | 0 | 0 | 0 | 0 | 0 | 0 | 0 | 0 | 0 | 0 | 0 | 0 | 0 | 0 | 0 | 0 | 0 | 0 | 0 | 0 | 0 | 0 | 0
0 | 0 | 0 |  | 0 | 0 | 0 | 0 | 0 | 0 | 0 | 0 | 0 | 0 | 0 | 0 | 0 | 0 | 0 | 0 | 0 | 0 | 0 | 0 | 0 | 0 | 0 | 0
0 | 0 | 0 |  | 0 | 0 | 0 | 0 | 0 | 0 | 0 | 0 | 0 | 0 | 0 | 0 | 0 | 0 | 0 | 0 | 0 | 0 | 0 | 0 | 0 | 0 | 0 | 0
0 | 0 | 0 |  | 0 | 0 | 0 | 0 | 0 | 0 | 0 | 0 | 0 | 0 | 0 | 0 | 0 | 0 | 0 | 0 | 0 | 0 | 0 | 0 | 0 | 0 | 0 | 0
0 | 0 | 0 |  | 0 | 0 | 0 | 0 | 0 | 0 | 0 | 0 | 0 | 0 | 0 | 0 | 0 | 0 | 0 | 0 | 0 | 0 | 0 | 0 | 0 | 0 | 0 | 0
0 | 0 | 0 |  | 0 | 0 | 0 | 0 | 0 | 0 | 0 | 0 | 0 | 0 | 0 | 0 | 0 | 0 | 0 | 0 | 0 | 0 | 0 | 0 | 0 | 0 | 0 | 0
0 | 0 | 0 |  | 0 | 0 | 0 | 0 | 0 | 0 | 0 | 0 | 0 | 0 | 0 | 0 | 0 | 0 | 0 | 0 | 0 | 0 | 0 | 0 | 0 | 0 | 0 | 0
0 | 0 | 0 |  | 0 | 0 | 0 | 0 | 0 | 0 | 0 | 0 | 0 | 0 | 0 | 0 | 0 | 0 | 0 | 0 | 0 | 0 | 0 | 0 | 0 | 0 | 0 | 0
0 | 0 | 0 |  | 0 | 0 | 0 | 0 | 0 | 0 | 0 | 0 | 0 | 0 | 0 | 0 | 0 | 0 | 0 | 0 | 0 | 0 | 0 | 0 | 0 | 0 | 0 | 0
0 | 0 | 0 |  | 0 | 0 | 0 | 0 | 0 | 0 | 0 | 0 | 0 | 0 | 0 | 0 | 0 | 0 | 0 | 0 | 0 | 0 | 0 | 0 | 0 | 0 | 0 | 0
0 | 0 | 0 |  | 0 | 0 | 0 | 0 | 0 | 0 | 0 | 0 | 0 | 0 | 0 | 0 | 0 | 0 | 0 | 0 | 0 | 0 | 0 | 0 | 0 | 0 | 0 | 0
0 | 0 | 0 |  | 0 | 0 | 0 | 0 | 0 | 0 | 0 | 0 | 0 | 0 | 0 | 0 | 0 | 0 | 0 | 0 | 0 | 0 | 0 | 0 | 0 | 0 | 0 | 0
0 | 0 | 0 |  | 0 | 0 | 0 | 0 | 0 | 0 | 0 | 0 | 0 | 0 | 0 | 0 | 0 | 0 | 0 | 0 | 0 | 0 | 0 | 0 | 0 | 0 | 0 | 0
0 | 0 | 0 |  | 0 | 0 | 0 | 0 | 0 | 0 | 0 | 0 | 0 | 0 | 0 | 0 | 0 | 0 | 0 | 0 | 0 | 0 | 0 | 0 | 0 | 0 | 0 | 0
0 | 0 | 0 |  | 0 | 0 | 0 | 0 | 0 | 0 | 0 | 0 | 0 | 0 | 0 | 0 | 0 | 0 | 0 | 0 | 0 | 0 | 0 | 0 | 0 | 0 | 0 | 0
0 | 0 | 0 |  | 0 | 0 | 0 | 0 | 0 | 0 | 0 | 0 | 0 | 0 | 0 | 0 | 0 | 0 | 0 | 0 | 0 | 0 | 0 | 0 | 0 | 0 | 0 | 0
0 | 0 | 0 |  | 0 | 0 | 0 | 0 | 0 | 0 | 0 | 0 | 0 | 0 | 0 | 0 | 0 | 0 | 0 | 0 | 0 | 0 | 0 | 0 | 0 | 0 | 0 | 0
0 | 0 | 0 |  | 0 | 0 | 0 | 0 | 0 | 0 | 0 | 0 | 0 | 0 | 0 | 0 | 0 | 0 | 0 | 0 | 0 | 0 | 0 | 0 | 0 | 0 | 0 | 0
0 | 0 | 0 |  | 0 | 0 | 0 | 0 | 0 | 0 | 0 | 0 | 0 | 0 | 0 | 0 | 0 | 0 | 0 | 0 | 0 | 0 | 0 | 0 | 0 | 0 | 0 | 0
0 | 0 | 0 |  | 0 | 0 | 0 | 0 | 0 | 0 | 0 | 0 | 0 | 0 | 0 | 0 | 0 | 0 | 0 | 0 | 0 | 0 | 0 | 0 | 0 | 0 | 0 | 0
0 | 0 | 0 |  | 0 | 0 | 0 | 0 | 0 | 0 | 0 | 0 | 0 | 0 | 0 | 0 | 0 | 0 | 0 | 0 | 0 | 0 | 0 | 0 | 0 | 0 | 0 | 0
0 | 0 | 0 |  | 0 | 0 | 0 | 0 | 0 | 0 | 0 | 0 | 0 | 0 | 0 | 0 | 0 | 0 | 0 | 0 | 0 | 0 | 0 | 0 | 0 | 0 | 0 | 0
0 | 0 | 0 |  | 0 | 0 | 0 | 0 | 0 | 0 | 0 | 0 | 0 | 0 | 0 | 0 | 0 | 0 | 0 | 0 | 0 | 0 | 0 | 0 | 0 | 0 | 0 | 0
0 | 0 | 0 |  | 0 | 0 | 0 | 0 | 0 | 0 | 0 | 0 | 0 | 0 | 0 | 0 | 0 | 0 | 0 | 0 | 0 | 0 | 0 | 0 | 0 | 0 | 0 | 0
0 | 0 | 0 |  | 0 | 0 | 0 | 0 | 0 | 0 | 0 | 0 | 0 | 0 | 0 | 0 | 0 | 0 | 0 | 0 | 0 | 0 | 0 | 0 | 0 | 0 | 0 | 0
0 | 0 | 0 |  | 0 | 0 | 0 | 0 | 0 | 0 | 0 | 0 | 0 | 0 | 0 | 0 | 0 | 0 | 0 | 0 | 0 | 0 | 0 | 0 | 0 | 0 | 0 | 0
0 | 0 | 0 |  | 0 | 0 | 0 | 0 | 0 | 0 | 0 | 0 | 0 | 0 | 0 | 0 | 0 | 0 | 0 | 0 | 0 | 0 | 0 | 0 | 0 | 0 | 0 | 0
0 | 0 | 0 |  | 0 | 0 | 0 | 0 | 0 | 0 | 0 | 0 | 0 | 0 | 0 | 0 | 0 | 0 | 0 | 0 | 0 | 0 | 0 | 0 | 0 | 0 | 0 | 0
0 | 0 | 0 |  | 0 | 0 | 0 | 0 | 0 | 0 | 0 | 0 | 0 | 0 | 0 | 0 | 0 | 0 | 0 | 0 | 0 | 0 | 0 | 0 | 0 | 0 | 0 | 0
0 | 0 | 0 |  | 0 | 0 | 0 | 0 | 0 | 0 | 0 | 0 | 0 | 0 | 0 | 0 | 0 | 0 | 0 | 0 | 0 | 0 | 0 | 0 | 0 | 0 | 0 | 0
0 | 0 | 0 |  | 0 | 0 | 0 | 0 | 0 | 0 | 0 | 0 | 0 | 0 | 0 | 0 | 0 | 0 | 0 | 0 | 0 | 0 | 0 | 0 | 0 | 0 | 0 | 0
0 | 0 | 0 |  | 0 | 0 | 0 | 0 | 0 | 0 | 0 | 0 | 0 | 0 | 0 | 0 | 0 | 0 | 0 | 0 | 0 | 0 | 0 | 0 | 0 | 0 | 0 | 0
0 | 0 | 0 |  | 0 | 0 | 0 | 0 | 0 | 0 | 0 | 0 | 0 | 0 | 0 | 0 | 0 | 0 | 0 | 0 | 0 | 0 | 0 | 0 | 0 | 0 | 0 | 0
0 | 0 | 0 |  | 0 | 0 | 0 | 0 | 0 | 0 | 0 | 0 | 0 | 0 | 0 | 0 | 0 | 0 | 0 | 0 | 0 | 0 | 0 | 0 | 0 | 0 | 0 | 0
0 | 0 | 0 |  | 0 | 0 | 0 | 0 | 0 | 0 | 0 | 0 | 0 | 0 | 0 | 0 | 0 | 0 | 0 | 0 | 0 | 0 | 0 | 0 | 0 | 0 | 0 | 0
0 | 0 | 0 |  | 0 | 0 | 0 | 0 | 0 | 0 | 0 | 0 | 0 | 0 | 0 | 0 | 0 | 0 | 0 | 0 | 0 | 0 | 0 | 0 | 0 | 0 | 0 | 0
0 | 0 | 0 |  | 0 | 0 | 0 | 0 | 0 | 0 | 0 | 0 | 0 | 0 | 0 | 0 | 0 | 0 | 0 | 0 | 0 | 0 | 0 | 0 | 0 | 0 | 0 | 0
0 | 0 | 0 |  | 0 | 0 | 0 | 0 | 0 | 0 | 0 | 0 | 0 | 0 | 0 | 0 | 0 | 0 | 0 | 0 | 0 | 0 | 0 | 0 | 0 | 0 | 0 | 0
0 | 0 | 0 |  | 0 | 0 | 0 | 0 | 0 | 0 | 0 | 0 | 0 | 0 | 0 | 0 | 0 | 0 | 0 | 0 | 0 | 0 | 0 | 0 | 0 | 0 | 0 | 0
0 | 0 | 0 |  | 0 | 0 | 0 | 0 | 0 | 0 | 0 | 0 | 0 | 0 | 0 | 0 | 0 | 0 | 0 | 0 | 0 | 0 | 0 | 0 | 0 | 0 | 0 | 0
0 | 0 | 0 |  | 0 | 0 | 0 | 0 | 0 | 0 | 0 | 0 | 0 | 0 | 0 | 0 | 0 | 0 | 0 | 0 | 0 | 0 | 0 | 0 | 0 | 0 | 0 | 0
0 | 0 | 0 |  | 0 | 0 | 0 | 0 | 0 | 0 | 0 | 0 | 0 | 0 | 0 | 0 | 0 | 0 | 0 | 0 | 0 | 0 | 0 | 0 | 0 | 0 | 0 | 0
0 | 0 | 0 |  | 0 | 0 | 0 | 0 | 0 | 0 | 0 | 0 | 0 | 0 | 0 | 0 | 0 | 0 | 0 | 0 | 0 | 0 | 0 | 0 | 0 | 0 | 0 | 0
0 | 0 | 0 |  | 0 | 0 | 0 | 0 | 0 | 0 | 0 | 0 | 0 | 0 | 0 | 0 | 0 | 0 | 0 | 0 | 0 | 0 | 0 | 0 | 0 | 0 | 0 | 0
0 | 0 | 0 |  | 0 | 0 | 0 | 0 | 0 | 0 | 0 | 0 | 0 | 0 | 0 | 0 | 0 | 0 | 0 | 0 | 0 | 0 | 0 | 0 | 0 | 0 | 0 | 0
0 | 0 | 0 |  | 0 | 0 | 0 | 0 | 0 | 0 | 0 | 0 | 0 | 0 | 0 | 0 | 0 | 0 | 0 | 0 | 0 | 0 | 0 | 0 | 0 | 0 | 0 | 0
0 | 0 | 0 |  | 0 | 0 | 0 | 0 | 0 | 0 | 0 | 0 | 0 | 0 | 0 | 0 | 0 | 0 | 0 | 0 | 0 | 0 | 0 | 0 | 0 | 0 | 0 | 0
0 | 0 | 0 |  | 0 | 0 | 0 | 0 | 0 | 0 | 0 | 0 | 0 | 0 | 0 | 0 | 0 | 0 | 0 | 0 | 0 | 0 | 0 | 0 | 0 | 0 | 0 | 0
0 | 0 | 0 |  | 0 | 0 | 0 | 0 | 0 | 0 | 0 | 0 | 0 | 0 | 0 | 0 | 0 | 0 | 0 | 0 | 0 | 0 | 0 | 0 | 0 | 0 | 0 | 0
0 | 0 | 0 |  | 0 | 0 | 0 | 0 | 0 | 0 | 0 | 0 | 0 | 0 | 0 | 0 | 0 | 0 | 0 | 0 | 0 | 0 | 0 | 0 | 0 | 0 | 0 | 0
0 | 0 | 0 |  | 0 | 0 | 0 | 0 | 0 | 0 | 0 | 0 | 0 | 0 | 0 | 0 | 0 | 0 | 0 | 0 | 0 | 0 | 0 | 0 | 0 | 0 | 0 | 0
0 | 0 | 0 |  | 0 | 0 | 0 | 0 | 0 | 0 | 0 | 0 | 0 | 0 | 0 | 0 | 0 | 0 | 0 | 0 | 0 | 0 | 0 | 0 | 0 | 0 | 0 | 0
0 | 0 | 0 |  | 0 | 0 | 0 | 0 | 0 | 0 | 0 | 0 | 0 | 0 | 0 | 0 | 0 | 0 | 0 | 0 | 0 | 0 | 0 | 0 | 0 | 0 | 0 | 0
0 | 0 | 0 |  | 0 | 0 | 0 | 0 | 0 | 0 | 0 | 0 | 0 | 0 | 0 | 0 | 0 | 0 | 0 | 0 | 0 | 0 | 0 | 0 | 0 | 0 | 0 | 0
0 | 0 | 0 |  | 0 | 0 | 0 | 0 | 0 | 0 | 0 | 0 | 0 | 0 | 0 | 0 | 0 | 0 | 0 | 0 | 0 | 0 | 0 | 0 | 0 | 0 | 0 | 0
0 | 0 | 0 |  | 0 | 0 | 0 | 0 | 0 | 0 | 0 | 0 | 0 | 0 | 0 | 0 | 0 | 0 | 0 | 0 | 0 | 0 | 0 | 0 | 0 | 0 | 0 | 0
0 | 0 | 0 |  | 0 | 0 | 0 | 0 | 0 | 0 | 0 | 0 | 0 | 0 | 0 | 0 | 0 | 0 | 0 | 0 | 0 | 0 | 0 | 0 | 0 | 0 | 0 | 0
0 | 0 | 0 |  | 0 | 0 | 0 | 0 | 0 | 0 | 0 | 0 | 0 | 0 | 0 | 0 | 0 | 0 | 0 | 0 | 0 | 0 | 0 | 0 | 0 | 0 | 0 | 0
0 | 0 | 0 |  | 0 | 0 | 0 | 0 | 0 | 0 | 0 | 0 | 0 | 0 | 0 | 0 | 0 | 0 | 0 | 0 | 0 | 0 | 0 | 0 | 0 | 0 | 0 | 0
0 | 0 | 0 |  | 0 | 0 | 0 | 0 | 0 | 0 | 0 | 0 | 0 | 0 | 0 | 0 | 0 | 0 | 0 | 0 | 0 | 0 | 0 | 0 | 0 | 0 | 0 | 0
0 | 0 | 0 |  | 0 | 0 | 0 | 0 | 0 | 0 | 0 | 0 | 0 | 0 | 0 | 0 | 0 | 0 | 0 | 0 | 0 | 0 | 0 | 0 | 0 | 0 | 0 | 0
0 | 0 | 0 |  | 0 | 0 | 0 | 0 | 0 | 0 | 0 | 0 | 0 | 0 | 0 | 0 | 0 | 0 | 0 | 0 | 0 | 0 | 0 | 0 | 0 | 0 | 0 | 0
0 | 0 | 0 |  | 0 | 0 | 0 | 0 | 0 | 0 | 0 | 0 | 0 | 0 | 0 | 0 | 0 | 0 | 0 | 0 | 0 | 0 | 0 | 0 | 0 | 0 | 0 | 0
0 | 0 | 0 |  | 0 | 0 | 0 | 0 | 0 | 0 | 0 | 0 | 0 | 0 | 0 | 0 | 0 | 0 | 0 | 0 | 0 | 0 | 0 | 0 | 0 | 0 | 0 | 0
0 | 0 | 0 |  | 0 | 0 | 0 | 0 | 0 | 0 | 0 | 0 | 0 | 0 | 0 | 0 | 0 | 0 | 0 | 0 | 0 | 0 | 0 | 0 | 0 | 0 | 0 | 0
0 | 0 | 0 |  | 0 | 0 | 0 | 0 | 0 | 0 | 0 | 0 | 0 | 0 | 0 | 0 | 0 | 0 | 0 | 0 | 0 | 0 | 0 | 0 | 0 | 0 | 0 | 0
0 | 0 | 0 |  | 0 | 0 | 0 | 0 | 0 | 0 | 0 | 0 | 0 | 0 | 0 | 0 | 0 | 0 | 0 | 0 | 0 | 0 | 0 | 0 | 0 | 0 | 0 | 0
0 | 0 | 0 |  | 0 | 0 | 0 | 0 | 0 | 0 | 0 | 0 | 0 | 0 | 0 | 0 | 0 | 0 | 0 | 0 | 0 | 0 | 0 | 0 | 0 | 0 | 0 | 0
0 | 0 | 0 |  | 0 | 0 | 0 | 0 | 0 | 0 | 0 | 0 | 0 | 0 | 0 | 0 | 0 | 0 | 0 | 0 | 0 | 0 | 0 | 0 | 0 | 0 | 0 | 0
0 | 0 | 0 |  | 0 | 0 | 0 | 0 | 0 | 0 | 0 | 0 | 0 | 0 | 0 | 0 | 0 | 0 | 0 | 0 | 0 | 0 | 0 | 0 | 0 | 0 | 0 | 0
0 | 0 | 0 |  | 0 | 0 | 0 | 0 | 0 | 0 | 0 | 0 | 0 | 0 | 0 | 0 | 0 | 0 | 0 | 0 | 0 | 0 | 0 | 0 | 0 | 0 | 0 | 0
0 | 0 | 0 |  | 0 | 0 | 0 | 0 | 0 | 0 | 0 | 0 | 0 | 0 | 0 | 0 | 0 | 0 | 0 | 0 | 0 | 0 | 0 | 0 | 0 | 0 | 0 | 0
0 | 0 | 0 |  | 0 | 0 | 0 | 0 | 0 | 0 | 0 | 0 | 0 | 0 | 0 | 0 | 0 | 0 | 0 | 0 | 0 | 0 | 0 | 0 | 0 | 0 | 0 | 0
0 | 0 | 0 |  | 0 | 0 | 0 | 0 | 0 | 0 | 0 | 0 | 0 | 0 | 0 | 0 | 0 | 0 | 0 | 0 | 0 | 0 | 0 | 0 | 0 | 0 | 0 | 0
0 | 0 | 0 |  | 0 | 0 | 0 | 0 | 0 | 0 | 0 | 0 | 0 | 0 | 0 | 0 | 0 | 0 | 0 | 0 | 0 | 0 | 0 | 0 | 0 | 0 | 0 | 0
0 | 0 | 0 |  | 0 | 0 | 0 | 0 | 0 | 0 | 0 | 0 | 0 | 0 | 0 | 0 | 0 | 0 | 0 | 0 | 0 | 0 | 0 | 0 | 0 | 0 | 0 | 0
0 | 0 | 0 |  | 0 | 0 | 0 | 0 | 0 | 0 | 0 | 0 | 0 | 0 | 0 | 0 | 0 | 0 | 0 | 0 | 0 | 0 | 0 | 0 | 0 | 0 | 0 | 0
0 | 0 | 0 |  | 0 | 0 | 0 | 0 | 0 | 0 | 0 | 0 | 0 | 0 | 0 | 0 | 0 | 0 | 0 | 0 | 0 | 0 | 0 | 0 | 0 | 0 | 0 | 0
0 | 0 | 0 |  | 0 | 0 | 0 | 0 | 0 | 0 | 0 | 0 | 0 | 0 | 0 | 0 | 0 | 0 | 0 | 0 | 0 | 0 | 0 | 0 | 0 | 0 | 0 | 0
0 | 0 | 0 |  | 0 | 0 | 0 | 0 | 0 | 0 | 0 | 0 | 0 | 0 | 0 | 0 | 0 | 0 | 0 | 0 | 0 | 0 | 0 | 0 | 0 | 0 | 0 | 0
0 | 0 | 0 |  | 0 | 0 | 0 | 0 | 0 | 0 | 0 | 0 | 0 | 0 | 0 | 0 | 0 | 0 | 0 | 0 | 0 | 0 | 0 | 0 | 0 | 0 | 0 | 0
0 | 0 | 0 |  | 0 | 0 | 0 | 0 | 0 | 0 | 0 | 0 | 0 | 0 | 0 | 0 | 0 | 0 | 0 | 0 | 0 | 0 | 0 | 0 | 0 | 0 | 0 | 0
0 | 0 | 0 |  | 0 | 0 | 0 | 0 | 0 | 0 | 0 | 0 | 0 | 0 | 0 | 0 | 0 | 0 | 0 | 0 | 0 | 0 | 0 | 0 | 0 | 0 | 0 | 0
0 | 0 | 0 |  | 0 | 0 | 0 | 0 | 0 | 0 | 0 | 0 | 0 | 0 | 0 | 0 | 0 | 0 | 0 | 0 | 0 | 0 | 0 | 0 | 0 | 0 | 0 | 0
0 | 0 | 0 |  | 0 | 0 | 0 | 0 | 0 | 0 | 0 | 0 | 0 | 0 | 0 | 0 | 0 | 0 | 0 | 0 | 0 | 0 | 0 | 0 | 0 | 0 | 0 | 0
0 | 0 | 0 |  | 0 | 0 | 0 | 0 | 0 | 0 | 0 | 0 | 0 | 0 | 0 | 0 | 0 | 0 | 0 | 0 | 0 | 0 | 0 | 0 | 0 | 0 | 0 | 0
0 | 0 | 0 |  | 0 | 0 | 0 | 0 | 0 | 0 | 0 | 0 | 0 | 0 | 0 | 0 | 0 | 0 | 0 | 0 | 0 | 0 | 0 | 0 | 0 | 0 | 0 | 0
0 | 0 | 0 |  | 0 | 0 | 0 | 0 | 0 | 0 | 0 | 0 | 0 | 0 | 0 | 0 | 0 | 0 | 0 | 0 | 0 | 0 | 0 | 0 | 0 | 0 | 0 | 0
0 | 0 | 0 |  | 0 | 0 | 0 | 0 | 0 | 0 | 0 | 0 | 0 | 0 | 0 | 0 | 0 | 0 | 0 | 0 | 0 | 0 | 0 | 0 | 0 | 0 | 0 | 0
0 | 0 | 0 |  | 0 | 0 | 0 | 0 | 0 | 0 | 0 | 0 | 0 | 0 | 0 | 0 | 0 | 0 | 0 | 0 | 0 | 0 | 0 | 0 | 0 | 0 | 0 | 0
0 | 0 | 0 |  | 0 | 0 | 0 | 0 | 0 | 0 | 0 | 0 | 0 | 0 | 0 | 0 | 0 | 0 | 0 | 0 | 0 | 0 | 0 | 0 | 0 | 0 | 0 | 0
0 | 0 | 0 |  | 0 | 0 | 0 | 0 | 0 | 0 | 0 | 0 | 0 | 0 | 0 | 0 | 0 | 0 | 0 | 0 | 0 | 0 | 0 | 0 | 0 | 0 | 0 | 0
0 | 0 | 0 |  | 0 | 0 | 0 | 0 | 0 | 0 | 0 | 0 | 0 | 0 | 0 | 0 | 0 | 0 | 0 | 0 | 0 | 0 | 0 | 0 | 0 | 0 | 0 | 0
0 | 0 | 0 |  | 0 | 0 | 0 | 0 | 0 | 0 | 0 | 0 | 0 | 0 | 0 | 0 | 0 | 0 | 0 | 0 | 0 | 0 | 0 | 0 | 0 | 0 | 0 | 0
0 | 0 | 0 |  | 0 | 0 | 0 | 0 | 0 | 0 | 0 | 0 | 0 | 0 | 0 | 0 | 0 | 0 | 0 | 0 | 0 | 0 | 0 | 0 | 0 | 0 | 0 | 0
0 | 0 | 0 |  | 0 | 0 | 0 | 0 | 0 | 0 | 0 | 0 | 0 | 0 | 0 | 0 | 0 | 0 | 0 | 0 | 0 | 0 | 0 | 0 | 0 | 0 | 0 | 0
0 | 0 | 0 |  | 0 | 0 | 0 | 0 | 0 | 0 | 0 | 0 | 0 | 0 | 0 | 0 | 0 | 0 | 0 | 0 | 0 | 0 | 0 | 0 | 0 | 0 | 0 | 0
0 | 0 | 0 |  | 0 | 0 | 0 | 0 | 0 | 0 | 0 | 0 | 0 | 0 | 0 | 0 | 0 | 0 | 0 | 0 | 0 | 0 | 0 | 0 | 0 | 0 | 0 | 0
0 | 0 | 0 |  | 0 | 0 | 0 | 0 | 0 | 0 | 0 | 0 | 0 | 0 | 0 | 0 | 0 | 0 | 0 | 0 | 0 | 0 | 0 | 0 | 0 | 0 | 0 | 0
0 | 0 | 0 |  | 0 | 0 | 0 | 0 | 0 | 0 | 0 | 0 | 0 | 0 | 0 | 0 | 0 | 0 | 0 | 0 | 0 | 0 | 0 | 0 | 0 | 0 | 0 | 0
0 | 0 | 0 |  | 0 | 0 | 0 | 0 | 0 | 0 | 0 | 0 | 0 | 0 | 0 | 0 | 0 | 0 | 0 | 0 | 0 | 0 | 0 | 0 | 0 | 0 | 0 | 0
0 | 0 | 0 |  | 0 | 0 | 0 | 0 | 0 | 0 | 0 | 0 | 0 | 0 | 0 | 0 | 0 | 0 | 0 | 0 | 0 | 0 | 0 | 0 | 0 | 0 | 0 | 0
0 | 0 | 0 |  | 0 | 0 | 0 | 0 | 0 | 0 | 0 | 0 | 0 | 0 | 0 | 0 | 0 | 0 | 0 | 0 | 0 | 0 | 0 | 0 | 0 | 0 | 0 | 0
0 | 0 | 0 |  | 0 | 0 | 0 | 0 | 0 | 0 | 0 | 0 | 0 | 0 | 0 | 0 | 0 | 0 | 0 | 0 | 0 | 0 | 0 | 0 | 0 | 0 | 0 | 0
0 | 0 | 0 |  | 0 | 0 | 0 | 0 | 0 | 0 | 0 | 0 | 0 | 0 | 0 | 0 | 0 | 0 | 0 | 0 | 0 | 0 | 0 | 0 | 0 | 0 | 0 | 0
0 | 0 | 0 |  | 0 | 0 | 0 | 0 | 0 | 0 | 0 | 0 | 0 | 0 | 0 | 0 | 0 | 0 | 0 | 0 | 0 | 0 | 0 | 0 | 0 | 0 | 0 | 0
0 | 0 | 0 |  | 0 | 0 | 0 | 0 | 0 | 0 | 0 | 0 | 0 | 0 | 0 | 0 | 0 | 0 | 0 | 0 | 0 | 0 | 0 | 0 | 0 | 0 | 0 | 0
0 | 0 | 0 |  | 0 | 0 | 0 | 0 | 0 | 0 | 0 | 0 | 0 | 0 | 0 | 0 | 0 | 0 | 0 | 0 | 0 | 0 | 0 | 0 | 0 | 0 | 0 | 0
0 | 0 | 0 |  | 0 | 0 | 0 | 0 | 0 | 0 | 0 | 0 | 0 | 0 | 0 | 0 | 0 | 0 | 0 | 0 | 0 | 0 | 0 | 0 | 0 | 0 | 0 | 0
0 | 0 | 0 |  | 0 | 0 | 0 | 0 | 0 | 0 | 0 | 0 | 0 | 0 | 0 | 0 | 0 | 0 | 0 | 0 | 0 | 0 | 0 | 0 | 0 | 0 | 0 | 0
0 | 0 | 0 |  | 0 | 0 | 0 | 0 | 0 | 0 | 0 | 0 | 0 | 0 | 0 | 0 | 0 | 0 | 0 | 0 | 0 | 0 | 0 | 0 | 0 | 0 | 0 | 0
0 | 0 | 0 |  | 0 | 0 | 0 | 0 | 0 | 0 | 0 | 0 | 0 | 0 | 0 | 0 | 0 | 0 | 0 | 0 | 0 | 0 | 0 | 0 | 0 | 0 | 0 | 0
0 | 0 | 0 |  | 0 | 0 | 0 | 0 | 0 | 0 | 0 | 0 | 0 | 0 | 0 | 0 | 0 | 0 | 0 | 0 | 0 | 0 | 0 | 0 | 0 | 0 | 0 | 0
0 | 0 | 0 |  | 0 | 0 | 0 | 0 | 0 | 0 | 0 | 0 | 0 | 0 | 0 | 0 | 0 | 0 | 0 | 0 | 0 | 0 | 0 | 0 | 0 | 0 | 0 | 0
0 | 0 | 0 |  | 0 | 0 | 0 | 0 | 0 | 0 | 0 | 0 | 0 | 0 | 0 | 0 | 0 | 0 | 0 | 0 | 0 | 0 | 0 | 0 | 0 | 0 | 0 | 0
0 | 0 | 0 |  | 0 | 0 | 0 | 0 | 0 | 0 | 0 | 0 | 0 | 0 | 0 | 0 | 0 | 0 | 0 | 0 | 0 | 0 | 0 | 0 | 0 | 0 | 0 | 0
0 | 0 | 0 |  | 0 | 0 | 0 | 0 | 0 | 0 | 0 | 0 | 0 | 0 | 0 | 0 | 0 | 0 | 0 | 0 | 0 | 0 | 0 | 0 | 0 | 0 | 0 | 0
0 | 0 | 0 |  | 0 | 0 | 0 | 0 | 0 | 0 | 0 | 0 | 0 | 0 | 0 | 0 | 0 | 0 | 0 | 0 | 0 | 0 | 0 | 0 | 0 | 0 | 0 | 0
0 | 0 | 0 |  | 0 | 0 | 0 | 0 | 0 | 0 | 0 | 0 | 0 | 0 | 0 | 0 | 0 | 0 | 0 | 0 | 0 | 0 | 0 | 0 | 0 | 0 | 0 | 0
0 | 0 | 0 |  | 0 | 0 | 0 | 0 | 0 | 0 | 0 | 0 | 0 | 0 | 0 | 0 | 0 | 0 | 0 | 0 | 0 | 0 | 0 | 0 | 0 | 0 | 0 | 0
0 | 0 | 0 |  | 0 | 0 | 0 | 0 | 0 | 0 | 0 | 0 | 0 | 0 | 0 | 0 | 0 | 0 | 0 | 0 | 0 | 0 | 0 | 0 | 0 | 0 | 0 | 0
0 | 0 | 0 |  | 0 | 0 | 0 | 0 | 0 | 0 | 0 | 0 | 0 | 0 | 0 | 0 | 0 | 0 | 0 | 0 | 0 | 0 | 0 | 0 | 0 | 0 | 0 | 0
0 | 0 | 0 |  | 0 | 0 | 0 | 0 | 0 | 0 | 0 | 0 | 0 | 0 | 0 | 0 | 0 | 0 | 0 | 0 | 0 | 0 | 0 | 0 | 0 | 0 | 0 | 0
0 | 0 | 0 |  | 0 | 0 | 0 | 0 | 0 | 0 | 0 | 0 | 0 | 0 | 0 | 0 | 0 | 0 | 0 | 0 | 0 | 0 | 0 | 0 | 0 | 0 | 0 | 0
0 | 0 | 0 |  | 0 | 0 | 0 | 0 | 0 | 0 | 0 | 0 | 0 | 0 | 0 | 0 | 0 | 0 | 0 | 0 | 0 | 0 | 0 | 0 | 0 | 0 | 0 | 0
0 | 0 | 0 |  | 0 | 0 | 0 | 0 | 0 | 0 | 0 | 0 | 0 | 0 | 0 | 0 | 0 | 0 | 0 | 0 | 0 | 0 | 0 | 0 | 0 | 0 | 0 | 0
0 | 0 | 0 |  | 0 | 0 | 0 | 0 | 0 | 0 | 0 | 0 | 0 | 0 | 0 | 0 | 0 | 0 | 0 | 0 | 0 | 0 | 0 | 0 | 0 | 0 | 0 | 0
0 | 0 | 0 |  | 0 | 0 | 0 | 0 | 0 | 0 | 0 | 0 | 0 | 0 | 0 | 0 | 0 | 0 | 0 | 0 | 0 | 0 | 0 | 0 | 0 | 0 | 0 | 0
0 | 0 | 0 |  | 0 | 0 | 0 | 0 | 0 | 0 | 0 | 0 | 0 | 0 | 0 | 0 | 0 | 0 | 0 | 0 | 0 | 0 | 0 | 0 | 0 | 0 | 0 | 0
0 | 0 | 0 |  | 0 | 0 | 0 | 0 | 0 | 0 | 0 | 0 | 0 | 0 | 0 | 0 | 0 | 0 | 0 | 0 | 0 | 0 | 0 | 0 | 0 | 0 | 0 | 0
0 | 0 | 0 |  | 0 | 0 | 0 | 0 | 0 | 0 | 0 | 0 | 0 | 0 | 0 | 0 | 0 | 0 | 0 | 0 | 0 | 0 | 0 | 0 | 0 | 0 | 0 | 0
0 | 0 | 0 |  | 0 | 0 | 0 | 0 | 0 | 0 | 0 | 0 | 0 | 0 | 0 | 0 | 0 | 0 | 0 | 0 | 0 | 0 | 0 | 0 | 0 | 0 | 0 | 0
0 | 0 | 0 |  | 0 | 0 | 0 | 0 | 0 | 0 | 0 | 0 | 0 | 0 | 0 | 0 | 0 | 0 | 0 | 0 | 0 | 0 | 0 | 0 | 0 | 0 | 0 | 0
0 | 0 | 0 |  | 0 | 0 | 0 | 0 | 0 | 0 | 0 | 0 | 0 | 0 | 0 | 0 | 0 | 0 | 0 | 0 | 0 | 0 | 0 | 0 | 0 | 0 | 0 | 0
0 | 0 | 0 |  | 0 | 0 | 0 | 0 | 0 | 0 | 0 | 0 | 0 | 0 | 0 | 0 | 0 | 0 | 0 | 0 | 0 | 0 | 0 | 0 | 0 | 0 | 0 | 0
0 | 0 | 0 |  | 0 | 0 | 0 | 0 | 0 | 0 | 0 | 0 | 0 | 0 | 0 | 0 | 0 | 0 | 0 | 0 | 0 | 0 | 0 | 0 | 0 | 0 | 0 | 0
0 | 0 | 0 |  | 0 | 0 | 0 | 0 | 0 | 0 | 0 | 0 | 0 | 0 | 0 | 0 | 0 | 0 | 0 | 0 | 0 | 0 | 0 | 0 | 0 | 0 | 0 | 0
0 | 0 | 0 |  | 0 | 0 | 0 | 0 | 0 | 0 | 0 | 0 | 0 | 0 | 0 | 0 | 0 | 0 | 0 | 0 | 0 | 0 | 0 | 0 | 0 | 0 | 0 | 0
0 | 0 | 0 |  | 0 | 0 | 0 | 0 | 0 | 0 | 0 | 0 | 0 | 0 | 0 | 0 | 0 | 0 | 0 | 0 | 0 | 0 | 0 | 0 | 0 | 0 | 0 | 0
0 | 0 | 0 |  | 0 | 0 | 0 | 0 | 0 | 0 | 0 | 0 | 0 | 0 | 0 | 0 | 0 | 0 | 0 | 0 | 0 | 0 | 0 | 0 | 0 | 0 | 0 | 0
0 | 0 | 0 |  | 0 | 0 | 0 | 0 | 0 | 0 | 0 | 0 | 0 | 0 | 0 | 0 | 0 | 0 | 0 | 0 | 0 | 0 | 0 | 0 | 0 | 0 | 0 | 0
0 | 0 | 0 |  | 0 | 0 | 0 | 0 | 0 | 0 | 0 | 0 | 0 | 0 | 0 | 0 | 0 | 0 | 0 | 0 | 0 | 0 | 0 | 0 | 0 | 0 | 0 | 0
0 | 0 | 0 |  | 0 | 0 | 0 | 0 | 0 | 0 | 0 | 0 | 0 | 0 | 0 | 0 | 0 | 0 | 0 | 0 | 0 | 0 | 0 | 0 | 0 | 0 | 0 | 0
0 | 0 | 0 |  | 0 | 0 | 0 | 0 | 0 | 0 | 0 | 0 | 0 | 0 | 0 | 0 | 0 | 0 | 0 | 0 | 0 | 0 | 0 | 0 | 0 | 0 | 0 | 0
0 | 0 | 0 |  | 0 | 0 | 0 | 0 | 0 | 0 | 0 | 0 | 0 | 0 | 0 | 0 | 0 | 0 | 0 | 0 | 0 | 0 | 0 | 0 | 0 | 0 | 0 | 0
0 | 0 | 0 |  | 0 | 0 | 0 | 0 | 0 | 0 | 0 | 0 | 0 | 0 | 0 | 0 | 0 | 0 | 0 | 0 | 0 | 0 | 0 | 0 | 0 | 0 | 0 | 0
0 | 0 | 0 |  | 0 | 0 | 0 | 0 | 0 | 0 | 0 | 0 | 0 | 0 | 0 | 0 | 0 | 0 | 0 | 0 | 0 | 0 | 0 | 0 | 0 | 0 | 0 | 0
0 | 0 | 0 |  | 0 | 0 | 0 | 0 | 0 | 0 | 0 | 0 | 0 | 0 | 0 | 0 | 0 | 0 | 0 | 0 | 0 | 0 | 0 | 0 | 0 | 0 | 0 | 0
0 | 0 | 0 |  | 0 | 0 | 0 | 0 | 0 | 0 | 0 | 0 | 0 | 0 | 0 | 0 | 0 | 0 | 0 | 0 | 0 | 0 | 0 | 0 | 0 | 0 | 0 | 0
0 | 0 | 0 |  | 0 | 0 | 0 | 0 | 0 | 0 | 0 | 0 | 0 | 0 | 0 | 0 | 0 | 0 | 0 | 0 | 0 | 0 | 0 | 0 | 0 | 0 | 0 | 0
0 | 0 | 0 |  | 0 | 0 | 0 | 0 | 0 | 0 | 0 | 0 | 0 | 0 | 0 | 0 | 0 | 0 | 0 | 0 | 0 | 0 | 0 | 0 | 0 | 0 | 0 | 0
0 | 0 | 0 |  | 0 | 0 | 0 | 0 | 0 | 0 | 0 | 0 | 0 | 0 | 0 | 0 | 0 | 0 | 0 | 0 | 0 | 0 | 0 | 0 | 0 | 0 | 0 | 0
0 | 0 | 0 |  | 0 | 0 | 0 | 0 | 0 | 0 | 0 | 0 | 0 | 0 | 0 | 0 | 0 | 0 | 0 | 0 | 0 | 0 | 0 | 0 | 0 | 0 | 0 | 0
0 | 0 | 0 |  | 0 | 0 | 0 | 0 | 0 | 0 | 0 | 0 | 0 | 0 | 0 | 0 | 0 | 0 | 0 | 0 | 0 | 0 | 0 | 0 | 0 | 0 | 0 | 0
0 | 0 | 0 |  | 0 | 0 | 0 | 0 | 0 | 0 | 0 | 0 | 0 | 0 | 0 | 0 | 0 | 0 | 0 | 0 | 0 | 0 | 0 | 0 | 0 | 0 | 0 | 0
0 | 0 | 0 |  | 0 | 0 | 0 | 0 | 0 | 0 | 0 | 0 | 0 | 0 | 0 | 0 | 0 | 0 | 0 | 0 | 0 | 0 | 0 | 0 | 0 | 0 | 0 | 0
0 | 0 | 0 |  | 0 | 0 | 0 | 0 | 0 | 0 | 0 | 0 | 0 | 0 | 0 | 0 | 0 | 0 | 0 | 0 | 0 | 0 | 0 | 0 | 0 | 0 | 0 | 0
0 | 0 | 0 |  | 0 | 0 | 0 | 0 | 0 | 0 | 0 | 0 | 0 | 0 | 0 | 0 | 0 | 0 | 0 | 0 | 0 | 0 | 0 | 0 | 0 | 0 | 0 | 0
0 | 0 | 0 |  | 0 | 0 | 0 | 0 | 0 | 0 | 0 | 0 | 0 | 0 | 0 | 0 | 0 | 0 | 0 | 0 | 0 | 0 | 0 | 0 | 0 | 0 | 0 | 0
0 | 0 | 0 |  | 0 | 0 | 0 | 0 | 0 | 0 | 0 | 0 | 0 | 0 | 0 | 0 | 0 | 0 | 0 | 0 | 0 | 0 | 0 | 0 | 0 | 0 | 0 | 0
0 | 0 | 0 |  | 0 | 0 | 0 | 0 | 0 | 0 | 0 | 0 | 0 | 0 | 0 | 0 | 0 | 0 | 0 | 0 | 0 | 0 | 0 | 0 | 0 | 0 | 0 | 0
0 | 0 | 0 |  | 0 | 0 | 0 | 0 | 0 | 0 | 0 | 0 | 0 | 0 | 0 | 0 | 0 | 0 | 0 | 0 | 0 | 0 | 0 | 0 | 0 | 0 | 0 | 0
0 | 0 | 0 |  | 0 | 0 | 0 | 0 | 0 | 0 | 0 | 0 | 0 | 0 | 0 | 0 | 0 | 0 | 0 | 0 | 0 | 0 | 0 | 0 | 0 | 0 | 0 | 0
0 | 0 | 0 |  | 0 | 0 | 0 | 0 | 0 | 0 | 0 | 0 | 0 | 0 | 0 | 0 | 0 | 0 | 0 | 0 | 0 | 0 | 0 | 0 | 0 | 0 | 0 | 0
0 | 0 | 0 |  | 0 | 0 | 0 | 0 | 0 | 0 | 0 | 0 | 0 | 0 | 0 | 0 | 0 | 0 | 0 | 0 | 0 | 0 | 0 | 0 | 0 | 0 | 0 | 0
0 | 0 | 0 |  | 0 | 0 | 0 | 0 | 0 | 0 | 0 | 0 | 0 | 0 | 0 | 0 | 0 | 0 | 0 | 0 | 0 | 0 | 0 | 0 | 0 | 0 | 0 | 0
0 | 0 | 0 |  | 0 | 0 | 0 | 0 | 0 | 0 | 0 | 0 | 0 | 0 | 0 | 0 | 0 | 0 | 0 | 0 | 0 | 0 | 0 | 0 | 0 | 0 | 0 | 0
0 | 0 | 0 |  | 0 | 0 | 0 | 0 | 0 | 0 | 0 | 0 | 0 | 0 | 0 | 0 | 0 | 0 | 0 | 0 | 0 | 0 | 0 | 0 | 0 | 0 | 0 | 0
0 | 0 | 0 |  | 0 | 0 | 0 | 0 | 0 | 0 | 0 | 0 | 0 | 0 | 0 | 0 | 0 | 0 | 0 | 0 | 0 | 0 | 0 | 0 | 0 | 0 | 0 | 0
0 | 0 | 0 |  | 0 | 0 | 0 | 0 | 0 | 0 | 0 | 0 | 0 | 0 | 0 | 0 | 0 | 0 | 0 | 0 | 0 | 0 | 0 | 0 | 0 | 0 | 0 | 0
0 | 0 | 0 |  | 0 | 0 | 0 | 0 | 0 | 0 | 0 | 0 | 0 | 0 | 0 | 0 | 0 | 0 | 0 | 0 | 0 | 0 | 0 | 0 | 0 | 0 | 0 | 0
0 | 0 | 0 |  | 0 | 0 | 0 | 0 | 0 | 0 | 0 | 0 | 0 | 0 | 0 | 0 | 0 | 0 | 0 | 0 | 0 | 0 | 0 | 0 | 0 | 0 | 0 | 0
0 | 0 | 0 |  | 0 | 0 | 0 | 0 | 0 | 0 | 0 | 0 | 0 | 0 | 0 | 0 | 0 | 0 | 0 | 0 | 0 | 0 | 0 | 0 | 0 | 0 | 0 | 0
0 | 0 | 0 |  | 0 | 0 | 0 | 0 | 0 | 0 | 0 | 0 | 0 | 0 | 0 | 0 | 0 | 0 | 0 | 0 | 0 | 0 | 0 | 0 | 0 | 0 | 0 | 0
0 | 0 | 0 |  | 0 | 0 | 0 | 0 | 0 | 0 | 0 | 0 | 0 | 0 | 0 | 0 | 0 | 0 | 0 | 0 | 0 | 0 | 0 | 0 | 0 | 0 | 0 | 0
0 | 0 | 0 |  | 0 | 0 | 0 | 0 | 0 | 0 | 0 | 0 | 0 | 0 | 0 | 0 | 0 | 0 | 0 | 0 | 0 | 0 | 0 | 0 | 0 | 0 | 0 | 0
0 | 0 | 0 |  | 0 | 0 | 0 | 0 | 0 | 0 | 0 | 0 | 0 | 0 | 0 | 0 | 0 | 0 | 0 | 0 | 0 | 0 | 0 | 0 | 0 | 0 | 0 | 0
0 | 0 | 0 |  | 0 | 0 | 0 | 0 | 0 | 0 | 0 | 0 | 0 | 0 | 0 | 0 | 0 | 0 | 0 | 0 | 0 | 0 | 0 | 0 | 0 | 0 | 0 | 0
0 | 0 | 0 |  | 0 | 0 | 0 | 0 | 0 | 0 | 0 | 0 | 0 | 0 | 0 | 0 | 0 | 0 | 0 | 0 | 0 | 0 | 0 | 0 | 0 | 0 | 0 | 0
0 | 0 | 0 |  | 0 | 0 | 0 | 0 | 0 | 0 | 0 | 0 | 0 | 0 | 0 | 0 | 0 | 0 | 0 | 0 | 0 | 0 | 0 | 0 | 0 | 0 | 0 | 0
0 | 0 | 0 |  | 0 | 0 | 0 | 0 | 0 | 0 | 0 | 0 | 0 | 0 | 0 | 0 | 0 | 0 | 0 | 0 | 0 | 0 | 0 | 0 | 0 | 0 | 0 | 0
0 | 0 | 0 |  | 0 | 0 | 0 | 0 | 0 | 0 | 0 | 0 | 0 | 0 | 0 | 0 | 0 | 0 | 0 | 0 | 0 | 0 | 0 | 0 | 0 | 0 | 0 | 0
0 | 0 | 0 |  | 0 | 0 | 0 | 0 | 0 | 0 | 0 | 0 | 0 | 0 | 0 | 0 | 0 | 0 | 0 | 0 | 0 | 0 | 0 | 0 | 0 | 0 | 0 | 0
0 | 0 | 0 |  | 0 | 0 | 0 | 0 | 0 | 0 | 0 | 0 | 0 | 0 | 0 | 0 | 0 | 0 | 0 | 0 | 0 | 0 | 0 | 0 | 0 | 0 | 0 | 0
0 | 0 | 0 |  | 0 | 0 | 0 | 0 | 0 | 0 | 0 | 0 | 0 | 0 | 0 | 0 | 0 | 0 | 0 | 0 | 0 | 0 | 0 | 0 | 0 | 0 | 0 | 0
0 | 0 | 0 |  | 0 | 0 | 0 | 0 | 0 | 0 | 0 | 0 | 0 | 0 | 0 | 0 | 0 | 0 | 0 | 0 | 0 | 0 | 0 | 0 | 0 | 0 | 0 | 0
0 | 0 | 0 |  | 0 | 0 | 0 | 0 | 0 | 0 | 0 | 0 | 0 | 0 | 0 | 0 | 0 | 0 | 0 | 0 | 0 | 0 | 0 | 0 | 0 | 0 | 0 | 0
0 | 0 | 0 |  | 0 | 0 | 0 | 0 | 0 | 0 | 0 | 0 | 0 | 0 | 0 | 0 | 0 | 0 | 0 | 0 | 0 | 0 | 0 | 0 | 0 | 0 | 0 | 0
0 | 0 | 0 |  | 0 | 0 | 0 | 0 | 0 | 0 | 0 | 0 | 0 | 0 | 0 | 0 | 0 | 0 | 0 | 0 | 0 | 0 | 0 | 0 | 0 | 0 | 0 | 0
0 | 0 | 0 |  | 0 | 0 | 0 | 0 | 0 | 0 | 0 | 0 | 0 | 0 | 0 | 0 | 0 | 0 | 0 | 0 | 0 | 0 | 0 | 0 | 0 | 0 | 0 | 0
0 | 0 | 0 |  | 0 | 0 | 0 | 0 | 0 | 0 | 0 | 0 | 0 | 0 | 0 | 0 | 0 | 0 | 0 | 0 | 0 | 0 | 0 | 0 | 0 | 0 | 0 | 0
0 | 0 | 0 |  | 0 | 0 | 0 | 0 | 0 | 0 | 0 | 0 | 0 | 0 | 0 | 0 | 0 | 0 | 0 | 0 | 0 | 0 | 0 | 0 | 0 | 0 | 0 | 0
0 | 0 | 0 |  | 0 | 0 | 0 | 0 | 0 | 0 | 0 | 0 | 0 | 0 | 0 | 0 | 0 | 0 | 0 | 0 | 0 | 0 | 0 | 0 | 0 | 0 | 0 | 0
0 | 0 | 0 |  | 0 | 0 | 0 | 0 | 0 | 0 | 0 | 0 | 0 | 0 | 0 | 0 | 0 | 0 | 0 | 0 | 0 | 0 | 0 | 0 | 0 | 0 | 0 | 0
0 | 0 | 0 |  | 0 | 0 | 0 | 0 | 0 | 0 | 0 | 0 | 0 | 0 | 0 | 0 | 0 | 0 | 0 | 0 | 0 | 0 | 0 | 0 | 0 | 0 | 0 | 0
0 | 0 | 0 |  | 0 | 0 | 0 | 0 | 0 | 0 | 0 | 0 | 0 | 0 | 0 | 0 | 0 | 0 | 0 | 0 | 0 | 0 | 0 | 0 | 0 | 0 | 0 | 0
0 | 0 | 0 |  | 0 | 0 | 0 | 0 | 0 | 0 | 0 | 0 | 0 | 0 | 0 | 0 | 0 | 0 | 0 | 0 | 0 | 0 | 0 | 0 | 0 | 0 | 0 | 0
0 | 0 | 0 |  | 0 | 0 | 0 | 0 | 0 | 0 | 0 | 0 | 0 | 0 | 0 | 0 | 0 | 0 | 0 | 0 | 0 | 0 | 0 | 0 | 0 | 0 | 0 | 0
0 | 0 | 0 |  | 0 | 0 | 0 | 0 | 0 | 0 | 0 | 0 | 0 | 0 | 0 | 0 | 0 | 0 | 0 | 0 | 0 | 0 | 0 | 0 | 0 | 0 | 0 | 0
0 | 0 | 0 |  | 0 | 0 | 0 | 0 | 0 | 0 | 0 | 0 | 0 | 0 | 0 | 0 | 0 | 0 | 0 | 0 | 0 | 0 | 0 | 0 | 0 | 0 | 0 | 0
0 | 0 | 0 |  | 0 | 0 | 0 | 0 | 0 | 0 | 0 | 0 | 0 | 0 | 0 | 0 | 0 | 0 | 0 | 0 | 0 | 0 | 0 | 0 | 0 | 0 | 0 | 0
0 | 0 | 0 |  | 0 | 0 | 0 | 0 | 0 | 0 | 0 | 0 | 0 | 0 | 0 | 0 | 0 | 0 | 0 | 0 | 0 | 0 | 0 | 0 | 0 | 0 | 0 | 0
0 | 0 | 0 |  | 0 | 0 | 0 | 0 | 0 | 0 | 0 | 0 | 0 | 0 | 0 | 0 | 0 | 0 | 0 | 0 | 0 | 0 | 0 | 0 | 0 | 0 | 0 | 0
0 | 0 | 0 |  | 0 | 0 | 0 | 0 | 0 | 0 | 0 | 0 | 0 | 0 | 0 | 0 | 0 | 0 | 0 | 0 | 0 | 0 | 0 | 0 | 0 | 0 | 0 | 0
0 | 0 | 0 |  | 0 | 0 | 0 | 0 | 0 | 0 | 0 | 0 | 0 | 0 | 0 | 0 | 0 | 0 | 0 | 0 | 0 | 0 | 0 | 0 | 0 | 0 | 0 | 0
0 | 0 | 0 |  | 0 | 0 | 0 | 0 | 0 | 0 | 0 | 0 | 0 | 0 | 0 | 0 | 0 | 0 | 0 | 0 | 0 | 0 | 0 | 0 | 0 | 0 | 0 | 0
0 | 0 | 0 |  | 0 | 0 | 0 | 0 | 0 | 0 | 0 | 0 | 0 | 0 | 0 | 0 | 0 | 0 | 0 | 0 | 0 | 0 | 0 | 0 | 0 | 0 | 0 | 0
0 | 0 | 0 |  | 0 | 0 | 0 | 0 | 0 | 0 | 0 | 0 | 0 | 0 | 0 | 0 | 0 | 0 | 0 | 0 | 0 | 0 | 0 | 0 | 0 | 0 | 0 | 0
0 | 0 | 0 |  | 0 | 0 | 0 | 0 | 0 | 0 | 0 | 0 | 0 | 0 | 0 | 0 | 0 | 0 | 0 | 0 | 0 | 0 | 0 | 0 | 0 | 0 | 0 | 0
0 | 0 | 0 |  | 0 | 0 | 0 | 0 | 0 | 0 | 0 | 0 | 0 | 0 | 0 | 0 | 0 | 0 | 0 | 0 | 0 | 0 | 0 | 0 | 0 | 0 | 0 | 0
0 | 0 | 0 |  | 0 | 0 | 0 | 0 | 0 | 0 | 0 | 0 | 0 | 0 | 0 | 0 | 0 | 0 | 0 | 0 | 0 | 0 | 0 | 0 | 0 | 0 | 0 | 0
0 | 0 | 0 |  | 0 | 0 | 0 | 0 | 0 | 0 | 0 | 0 | 0 | 0 | 0 | 0 | 0 | 0 | 0 | 0 | 0 | 0 | 0 | 0 | 0 | 0 | 0 | 0
0 | 0 | 0 |  | 0 | 0 | 0 | 0 | 0 | 0 | 0 | 0 | 0 | 0 | 0 | 0 | 0 | 0 | 0 | 0 | 0 | 0 | 0 | 0 | 0 | 0 | 0 | 0
0 | 0 | 0 |  | 0 | 0 | 0 | 0 | 0 | 0 | 0 | 0 | 0 | 0 | 0 | 0 | 0 | 0 | 0 | 0 | 0 | 0 | 0 | 0 | 0 | 0 | 0 | 0
0 | 0 | 0 |  | 0 | 0 | 0 | 0 | 0 | 0 | 0 | 0 | 0 | 0 | 0 | 0 | 0 | 0 | 0 | 0 | 0 | 0 | 0 | 0 | 0 | 0 | 0 | 0
0 | 0 | 0 |  | 0 | 0 | 0 | 0 | 0 | 0 | 0 | 0 | 0 | 0 | 0 | 0 | 0 | 0 | 0 | 0 | 0 | 0 | 0 | 0 | 0 | 0 | 0 | 0
0 | 0 | 0 |  | 0 | 0 | 0 | 0 | 0 | 0 | 0 | 0 | 0 | 0 | 0 | 0 | 0 | 0 | 0 | 0 | 0 | 0 | 0 | 0 | 0 | 0 | 0 | 0
0 | 0 | 0 |  | 0 | 0 | 0 | 0 | 0 | 0 | 0 | 0 | 0 | 0 | 0 | 0 | 0 | 0 | 0 | 0 | 0 | 0 | 0 | 0 | 0 | 0 | 0 | 0
0 | 0 | 0 |  | 0 | 0 | 0 | 0 | 0 | 0 | 0 | 0 | 0 | 0 | 0 | 0 | 0 | 0 | 0 | 0 | 0 | 0 | 0 | 0 | 0 | 0 | 0 | 0
0 | 0 | 0 |  | 0 | 0 | 0 | 0 | 0 | 0 | 0 | 0 | 0 | 0 | 0 | 0 | 0 | 0 | 0 | 0 | 0 | 0 | 0 | 0 | 0 | 0 | 0 | 0
0 | 0 | 0 |  | 0 | 0 | 0 | 0 | 0 | 0 | 0 | 0 | 0 | 0 | 0 | 0 | 0 | 0 | 0 | 0 | 0 | 0 | 0 | 0 | 0 | 0 | 0 | 0
0 | 0 | 0 |  | 0 | 0 | 0 | 0 | 0 | 0 | 0 | 0 | 0 | 0 | 0 | 0 | 0 | 0 | 0 | 0 | 0 | 0 | 0 | 0 | 0 | 0 | 0 | 0
0 | 0 | 0 |  | 0 | 0 | 0 | 0 | 0 | 0 | 0 | 0 | 0 | 0 | 0 | 0 | 0 | 0 | 0 | 0 | 0 | 0 | 0 | 0 | 0 | 0 | 0 | 0
0 | 0 | 0 |  | 0 | 0 | 0 | 0 | 0 | 0 | 0 | 0 | 0 | 0 | 0 | 0 | 0 | 0 | 0 | 0 | 0 | 0 | 0 | 0 | 0 | 0 | 0 | 0
0 | 0 | 0 |  | 0 | 0 | 0 | 0 | 0 | 0 | 0 | 0 | 0 | 0 | 0 | 0 | 0 | 0 | 0 | 0 | 0 | 0 | 0 | 0 | 0 | 0 | 0 | 0
0 | 0 | 0 |  | 0 | 0 | 0 | 0 | 0 | 0 | 0 | 0 | 0 | 0 | 0 | 0 | 0 | 0 | 0 | 0 | 0 | 0 | 0 | 0 | 0 | 0 | 0 | 0
0 | 0 | 0 |  | 0 | 0 | 0 | 0 | 0 | 0 | 0 | 0 | 0 | 0 | 0 | 0 | 0 | 0 | 0 | 0 | 0 | 0 | 0 | 0 | 0 | 0 | 0 | 0
0 | 0 | 0 |  | 0 | 0 | 0 | 0 | 0 | 0 | 0 | 0 | 0 | 0 | 0 | 0 | 0 | 0 | 0 | 0 | 0 | 0 | 0 | 0 | 0 | 0 | 0 | 0
0 | 0 | 0 |  | 0 | 0 | 0 | 0 | 0 | 0 | 0 | 0 | 0 | 0 | 0 | 0 | 0 | 0 | 0 | 0 | 0 | 0 | 0 | 0 | 0 | 0 | 0 | 0
0 | 0 | 0 |  | 0 | 0 | 0 | 0 | 0 | 0 | 0 | 0 | 0 | 0 | 0 | 0 | 0 | 0 | 0 | 0 | 0 | 0 | 0 | 0 | 0 | 0 | 0 | 0
0 | 0 | 0 |  | 0 | 0 | 0 | 0 | 0 | 0 | 0 | 0 | 0 | 0 | 0 | 0 | 0 | 0 | 0 | 0 | 0 | 0 | 0 | 0 | 0 | 0 | 0 | 0
0 | 0 | 0 |  | 0 | 0 | 0 | 0 | 0 | 0 | 0 | 0 | 0 | 0 | 0 | 0 | 0 | 0 | 0 | 0 | 0 | 0 | 0 | 0 | 0 | 0 | 0 | 0
0 | 0 | 0 |  | 0 | 0 | 0 | 0 | 0 | 0 | 0 | 0 | 0 | 0 | 0 | 0 | 0 | 0 | 0 | 0 | 0 | 0 | 0 | 0 | 0 | 0 | 0 | 0
0 | 0 | 0 |  | 0 | 0 | 0 | 0 | 0 | 0 | 0 | 0 | 0 | 0 | 0 | 0 | 0 | 0 | 0 | 0 | 0 | 0 | 0 | 0 | 0 | 0 | 0 | 0
0 | 0 | 0 |  | 0 | 0 | 0 | 0 | 0 | 0 | 0 | 0 | 0 | 0 | 0 | 0 | 0 | 0 | 0 | 0 | 0 | 0 | 0 | 0 | 0 | 0 | 0 | 0
0 | 0 | 0 |  | 0 | 0 | 0 | 0 | 0 | 0 | 0 | 0 | 0 | 0 | 0 | 0 | 0 | 0 | 0 | 0 | 0 | 0 | 0 | 0 | 0 | 0 | 0 | 0
0 | 0 | 0 |  | 0 | 0 | 0 | 0 | 0 | 0 | 0 | 0 | 0 | 0 | 0 | 0 | 0 | 0 | 0 | 0 | 0 | 0 | 0 | 0 | 0 | 0 | 0 | 0
0 | 0 | 0 |  | 0 | 0 | 0 | 0 | 0 | 0 | 0 | 0 | 0 | 0 | 0 | 0 | 0 | 0 | 0 | 0 | 0 | 0 | 0 | 0 | 0 | 0 | 0 | 0
0 | 0 | 0 |  | 0 | 0 | 0 | 0 | 0 | 0 | 0 | 0 | 0 | 0 | 0 | 0 | 0 | 0 | 0 | 0 | 0 | 0 | 0 | 0 | 0 | 0 | 0 | 0
0 | 0 | 0 |  | 0 | 0 | 0 | 0 | 0 | 0 | 0 | 0 | 0 | 0 | 0 | 0 | 0 | 0 | 0 | 0 | 0 | 0 | 0 | 0 | 0 | 0 | 0 | 0
0 | 0 | 0 |  | 0 | 0 | 0 | 0 | 0 | 0 | 0 | 0 | 0 | 0 | 0 | 0 | 0 | 0 | 0 | 0 | 0 | 0 | 0 | 0 | 0 | 0 | 0 | 0
0 | 0 | 0 |  | 0 | 0 | 0 | 0 | 0 | 0 | 0 | 0 | 0 | 0 | 0 | 0 | 0 | 0 | 0 | 0 | 0 | 0 | 0 | 0 | 0 | 0 | 0 | 0
0 | 0 | 0 |  | 0 | 0 | 0 | 0 | 0 | 0 | 0 | 0 | 0 | 0 | 0 | 0 | 0 | 0 | 0 | 0 | 0 | 0 | 0 | 0 | 0 | 0 | 0 | 0
0 | 0 | 0 |  | 0 | 0 | 0 | 0 | 0 | 0 | 0 | 0 | 0 | 0 | 0 | 0 | 0 | 0 | 0 | 0 | 0 | 0 | 0 | 0 | 0 | 0 | 0 | 0
0 | 0 | 0 |  | 0 | 0 | 0 | 0 | 0 | 0 | 0 | 0 | 0 | 0 | 0 | 0 | 0 | 0 | 0 | 0 | 0 | 0 | 0 | 0 | 0 | 0 | 0 | 0
0 | 0 | 0 |  | 0 | 0 | 0 | 0 | 0 | 0 | 0 | 0 | 0 | 0 | 0 | 0 | 0 | 0 | 0 | 0 | 0 | 0 | 0 | 0 | 0 | 0 | 0 | 0
0 | 0 | 0 |  | 0 | 0 | 0 | 0 | 0 | 0 | 0 | 0 | 0 | 0 | 0 | 0 | 0 | 0 | 0 | 0 | 0 | 0 | 0 | 0 | 0 | 0 | 0 | 0
0 | 0 | 0 |  | 0 | 0 | 0 | 0 | 0 | 0 | 0 | 0 | 0 | 0 | 0 | 0 | 0 | 0 | 0 | 0 | 0 | 0 | 0 | 0 | 0 | 0 | 0 | 0
0 | 0 | 0 |  | 0 | 0 | 0 | 0 | 0 | 0 | 0 | 0 | 0 | 0 | 0 | 0 | 0 | 0 | 0 | 0 | 0 | 0 | 0 | 0 | 0 | 0 | 0 | 0
0 | 0 | 0 |  | 0 | 0 | 0 | 0 | 0 | 0 | 0 | 0 | 0 | 0 | 0 | 0 | 0 | 0 | 0 | 0 | 0 | 0 | 0 | 0 | 0 | 0 | 0 | 0
0 | 0 | 0 |  | 0 | 0 | 0 | 0 | 0 | 0 | 0 | 0 | 0 | 0 | 0 | 0 | 0 | 0 | 0 | 0 | 0 | 0 | 0 | 0 | 0 | 0 | 0 | 0
0 | 0 | 0 |  | 0 | 0 | 0 | 0 | 0 | 0 | 0 | 0 | 0 | 0 | 0 | 0 | 0 | 0 | 0 | 0 | 0 | 0 | 0 | 0 | 0 | 0 | 0 | 0
0 | 0 | 0 |  | 0 | 0 | 0 | 0 | 0 | 0 | 0 | 0 | 0 | 0 | 0 | 0 | 0 | 0 | 0 | 0 | 0 | 0 | 0 | 0 | 0 | 0 | 0 | 0
0 | 0 | 0 |  | 0 | 0 | 0 | 0 | 0 | 0 | 0 | 0 | 0 | 0 | 0 | 0 | 0 | 0 | 0 | 0 | 0 | 0 | 0 | 0 | 0 | 0 | 0 | 0
0 | 0 | 0 |  | 0 | 0 | 0 | 0 | 0 | 0 | 0 | 0 | 0 | 0 | 0 | 0 | 0 | 0 | 0 | 0 | 0 | 0 | 0 | 0 | 0 | 0 | 0 | 0
0 | 0 | 0 |  | 0 | 0 | 0 | 0 | 0 | 0 | 0 | 0 | 0 | 0 | 0 | 0 | 0 | 0 | 0 | 0 | 0 | 0 | 0 | 0 | 0 | 0 | 0 | 0
0 | 0 | 0 |  | 0 | 0 | 0 | 0 | 0 | 0 | 0 | 0 | 0 | 0 | 0 | 0 | 0 | 0 | 0 | 0 | 0 | 0 | 0 | 0 | 0 | 0 | 0 | 0
0 | 0 | 0 |  | 0 | 0 | 0 | 0 | 0 | 0 | 0 | 0 | 0 | 0 | 0 | 0 | 0 | 0 | 0 | 0 | 0 | 0 | 0 | 0 | 0 | 0 | 0 | 0
0 | 0 | 0 |  | 0 | 0 | 0 | 0 | 0 | 0 | 0 | 0 | 0 | 0 | 0 | 0 | 0 | 0 | 0 | 0 | 0 | 0 | 0 | 0 | 0 | 0 | 0 | 0
0 | 0 | 0 |  | 0 | 0 | 0 | 0 | 0 | 0 | 0 | 0 | 0 | 0 | 0 | 0 | 0 | 0 | 0 | 0 | 0 | 0 | 0 | 0 | 0 | 0 | 0 | 0
0 | 0 | 0 |  | 0 | 0 | 0 | 0 | 0 | 0 | 0 | 0 | 0 | 0 | 0 | 0 | 0 | 0 | 0 | 0 | 0 | 0 | 0 | 0 | 0 | 0 | 0 | 0
0 | 0 | 0 |  | 0 | 0 | 0 | 0 | 0 | 0 | 0 | 0 | 0 | 0 | 0 | 0 | 0 | 0 | 0 | 0 | 0 | 0 | 0 | 0 | 0 | 0 | 0 | 0
0 | 0 | 0 |  | 0 | 0 | 0 | 0 | 0 | 0 | 0 | 0 | 0 | 0 | 0 | 0 | 0 | 0 | 0 | 0 | 0 | 0 | 0 | 0 | 0 | 0 | 0 | 0
0 | 0 | 0 |  | 0 | 0 | 0 | 0 | 0 | 0 | 0 | 0 | 0 | 0 | 0 | 0 | 0 | 0 | 0 | 0 | 0 | 0 | 0 | 0 | 0 | 0 | 0 | 0
0 | 0 | 0 |  | 0 | 0 | 0 | 0 | 0 | 0 | 0 | 0 | 0 | 0 | 0 | 0 | 0 | 0 | 0 | 0 | 0 | 0 | 0 | 0 | 0 | 0 | 0 | 0
0 | 0 | 0 |  | 0 | 0 | 0 | 0 | 0 | 0 | 0 | 0 | 0 | 0 | 0 | 0 | 0 | 0 | 0 | 0 | 0 | 0 | 0 | 0 | 0 | 0 | 0 | 0
0 | 0 | 0 |  | 0 | 0 | 0 | 0 | 0 | 0 | 0 | 0 | 0 | 0 | 0 | 0 | 0 | 0 | 0 | 0 | 0 | 0 | 0 | 0 | 0 | 0 | 0 | 0
0 | 0 | 0 |  | 0 | 0 | 0 | 0 | 0 | 0 | 0 | 0 | 0 | 0 | 0 | 0 | 0 | 0 | 0 | 0 | 0 | 0 | 0 | 0 | 0 | 0 | 0 | 0
0 | 0 | 0 |  | 0 | 0 | 0 | 0 | 0 | 0 | 0 | 0 | 0 | 0 | 0 | 0 | 0 | 0 | 0 | 0 | 0 | 0 | 0 | 0 | 0 | 0 | 0 | 0
0 | 0 | 0 |  | 0 | 0 | 0 | 0 | 0 | 0 | 0 | 0 | 0 | 0 | 0 | 0 | 0 | 0 | 0 | 0 | 0 | 0 | 0 | 0 | 0 | 0 | 0 | 0
0 | 0 | 0 |  | 0 | 0 | 0 | 0 | 0 | 0 | 0 | 0 | 0 | 0 | 0 | 0 | 0 | 0 | 0 | 0 | 0 | 0 | 0 | 0 | 0 | 0 | 0 | 0
0 | 0 | 0 |  | 0 | 0 | 0 | 0 | 0 | 0 | 0 | 0 | 0 | 0 | 0 | 0 | 0 | 0 | 0 | 0 | 0 | 0 | 0 | 0 | 0 | 0 | 0 | 0
0 | 0 | 0 |  | 0 | 0 | 0 | 0 | 0 | 0 | 0 | 0 | 0 | 0 | 0 | 0 | 0 | 0 | 0 | 0 | 0 | 0 | 0 | 0 | 0 | 0 | 0 | 0
0 | 0 | 0 |  | 0 | 0 | 0 | 0 | 0 | 0 | 0 | 0 | 0 | 0 | 0 | 0 | 0 | 0 | 0 | 0 | 0 | 0 | 0 | 0 | 0 | 0 | 0 | 0
0 | 0 | 0 |  | 0 | 0 | 0 | 0 | 0 | 0 | 0 | 0 | 0 | 0 | 0 | 0 | 0 | 0 | 0 | 0 | 0 | 0 | 0 | 0 | 0 | 0 | 0 | 0
0 | 0 | 0 |  | 0 | 0 | 0 | 0 | 0 | 0 | 0 | 0 | 0 | 0 | 0 | 0 | 0 | 0 | 0 | 0 | 0 | 0 | 0 | 0 | 0 | 0 | 0 | 0
0 | 0 | 0 |  | 0 | 0 | 0 | 0 | 0 | 0 | 0 | 0 | 0 | 0 | 0 | 0 | 0 | 0 | 0 | 0 | 0 | 0 | 0 | 0 | 0 | 0 | 0 | 0
0 | 0 | 0 |  | 0 | 0 | 0 | 0 | 0 | 0 | 0 | 0 | 0 | 0 | 0 | 0 | 0 | 0 | 0 | 0 | 0 | 0 | 0 | 0 | 0 | 0 | 0 | 0
0 | 0 | 0 |  | 0 | 0 | 0 | 0 | 0 | 0 | 0 | 0 | 0 | 0 | 0 | 0 | 0 | 0 | 0 | 0 | 0 | 0 | 0 | 0 | 0 | 0 | 0 | 0
0 | 0 | 0 |  | 0 | 0 | 0 | 0 | 0 | 0 | 0 | 0 | 0 | 0 | 0 | 0 | 0 | 0 | 0 | 0 | 0 | 0 | 0 | 0 | 0 | 0 | 0 | 0
0 | 0 | 0 |  | 0 | 0 | 0 | 0 | 0 | 0 | 0 | 0 | 0 | 0 | 0 | 0 | 0 | 0 | 0 | 0 | 0 | 0 | 0 | 0 | 0 | 0 | 0 | 0
0 | 0 | 0 |  | 0 | 0 | 0 | 0 | 0 | 0 | 0 | 0 | 0 | 0 | 0 | 0 | 0 | 0 | 0 | 0 | 0 | 0 | 0 | 0 | 0 | 0 | 0 | 0
0 | 0 | 0 |  | 0 | 0 | 0 | 0 | 0 | 0 | 0 | 0 | 0 | 0 | 0 | 0 | 0 | 0 | 0 | 0 | 0 | 0 | 0 | 0 | 0 | 0 | 0 | 0
0 | 0 | 0 |  | 0 | 0 | 0 | 0 | 0 | 0 | 0 | 0 | 0 | 0 | 0 | 0 | 0 | 0 | 0 | 0 | 0 | 0 | 0 | 0 | 0 | 0 | 0 | 0
0 | 0 | 0 |  | 0 | 0 | 0 | 0 | 0 | 0 | 0 | 0 | 0 | 0 | 0 | 0 | 0 | 0 | 0 | 0 | 0 | 0 | 0 | 0 | 0 | 0 | 0 | 0
0 | 0 | 0 |  | 0 | 0 | 0 | 0 | 0 | 0 | 0 | 0 | 0 | 0 | 0 | 0 | 0 | 0 | 0 | 0 | 0 | 0 | 0 | 0 | 0 | 0 | 0 | 0
0 | 0 | 0 |  | 0 | 0 | 0 | 0 | 0 | 0 | 0 | 0 | 0 | 0 | 0 | 0 | 0 | 0 | 0 | 0 | 0 | 0 | 0 | 0 | 0 | 0 | 0 | 0
0 | 0 | 0 |  | 0 | 0 | 0 | 0 | 0 | 0 | 0 | 0 | 0 | 0 | 0 | 0 | 0 | 0 | 0 | 0 | 0 | 0 | 0 | 0 | 0 | 0 | 0 | 0
0 | 0 | 0 |  | 0 | 0 | 0 | 0 | 0 | 0 | 0 | 0 | 0 | 0 | 0 | 0 | 0 | 0 | 0 | 0 | 0 | 0 | 0 | 0 | 0 | 0 | 0 | 0
0 | 0 | 0 |  | 0 | 0 | 0 | 0 | 0 | 0 | 0 | 0 | 0 | 0 | 0 | 0 | 0 | 0 | 0 | 0 | 0 | 0 | 0 | 0 | 0 | 0 | 0 | 0
0 | 0 | 0 |  | 0 | 0 | 0 | 0 | 0 | 0 | 0 | 0 | 0 | 0 | 0 | 0 | 0 | 0 | 0 | 0 | 0 | 0 | 0 | 0 | 0 | 0 | 0 | 0
0 | 0 | 0 |  | 0 | 0 | 0 | 0 | 0 | 0 | 0 | 0 | 0 | 0 | 0 | 0 | 0 | 0 | 0 | 0 | 0 | 0 | 0 | 0 | 0 | 0 | 0 | 0
0 | 0 | 0 |  | 0 | 0 | 0 | 0 | 0 | 0 | 0 | 0 | 0 | 0 | 0 | 0 | 0 | 0 | 0 | 0 | 0 | 0 | 0 | 0 | 0 | 0 | 0 | 0
0 | 0 | 0 |  | 0 | 0 | 0 | 0 | 0 | 0 | 0 | 0 | 0 | 0 | 0 | 0 | 0 | 0 | 0 | 0 | 0 | 0 | 0 | 0 | 0 | 0 | 0 | 0
0 | 0 | 0 |  | 0 | 0 | 0 | 0 | 0 | 0 | 0 | 0 | 0 | 0 | 0 | 0 | 0 | 0 | 0 | 0 | 0 | 0 | 0 | 0 | 0 | 0 | 0 | 0
0 | 0 | 0 |  | 0 | 0 | 0 | 0 | 0 | 0 | 0 | 0 | 0 | 0 | 0 | 0 | 0 | 0 | 0 | 0 | 0 | 0 | 0 | 0 | 0 | 0 | 0 | 0
0 | 0 | 0 |  | 0 | 0 | 0 | 0 | 0 | 0 | 0 | 0 | 0 | 0 | 0 | 0 | 0 | 0 | 0 | 0 | 0 | 0 | 0 | 0 | 0 | 0 | 0 | 0
0 | 0 | 0 |  | 0 | 0 | 0 | 0 | 0 | 0 | 0 | 0 | 0 | 0 | 0 | 0 | 0 | 0 | 0 | 0 | 0 | 0 | 0 | 0 | 0 | 0 | 0 | 0
0 | 0 | 0 |  | 0 | 0 | 0 | 0 | 0 | 0 | 0 | 0 | 0 | 0 | 0 | 0 | 0 | 0 | 0 | 0 | 0 | 0 | 0 | 0 | 0 | 0 | 0 | 0
0 | 0 | 0 |  | 0 | 0 | 0 | 0 | 0 | 0 | 0 | 0 | 0 | 0 | 0 | 0 | 0 | 0 | 0 | 0 | 0 | 0 | 0 | 0 | 0 | 0 | 0 | 0
0 | 0 | 0 |  | 0 | 0 | 0 | 0 | 0 | 0 | 0 | 0 | 0 | 0 | 0 | 0 | 0 | 0 | 0 | 0 | 0 | 0 | 0 | 0 | 0 | 0 | 0 | 0
0 | 0 | 0 |  | 0 | 0 | 0 | 0 | 0 | 0 | 0 | 0 | 0 | 0 | 0 | 0 | 0 | 0 | 0 | 0 | 0 | 0 | 0 | 0 | 0 | 0 | 0 | 0
0 | 0 | 0 |  | 0 | 0 | 0 | 0 | 0 | 0 | 0 | 0 | 0 | 0 | 0 | 0 | 0 | 0 | 0 | 0 | 0 | 0 | 0 | 0 | 0 | 0 | 0 | 0
0 | 0 | 0 |  | 0 | 0 | 0 | 0 | 0 | 0 | 0 | 0 | 0 | 0 | 0 | 0 | 0 | 0 | 0 | 0 | 0 | 0 | 0 | 0 | 0 | 0 | 0 | 0
0 | 0 | 0 |  | 0 | 0 | 0 | 0 | 0 | 0 | 0 | 0 | 0 | 0 | 0 | 0 | 0 | 0 | 0 | 0 | 0 | 0 | 0 | 0 | 0 | 0 | 0 | 0
0 | 0 | 0 |  | 0 | 0 | 0 | 0 | 0 | 0 | 0 | 0 | 0 | 0 | 0 | 0 | 0 | 0 | 0 | 0 | 0 | 0 | 0 | 0 | 0 | 0 | 0 | 0
0 | 0 | 0 |  | 0 | 0 | 0 | 0 | 0 | 0 | 0 | 0 | 0 | 0 | 0 | 0 | 0 | 0 | 0 | 0 | 0 | 0 | 0 | 0 | 0 | 0 | 0 | 0
0 | 0 | 0 |  | 0 | 0 | 0 | 0 | 0 | 0 | 0 | 0 | 0 | 0 | 0 | 0 | 0 | 0 | 0 | 0 | 0 | 0 | 0 | 0 | 0 | 0 | 0 | 0
0 | 0 | 0 |  | 0 | 0 | 0 | 0 | 0 | 0 | 0 | 0 | 0 | 0 | 0 | 0 | 0 | 0 | 0 | 0 | 0 | 0 | 0 | 0 | 0 | 0 | 0 | 0
0 | 0 | 0 |  | 0 | 0 | 0 | 0 | 0 | 0 | 0 | 0 | 0 | 0 | 0 | 0 | 0 | 0 | 0 | 0 | 0 | 0 | 0 | 0 | 0 | 0 | 0 | 0
0 | 0 | 0 |  | 0 | 0 | 0 | 0 | 0 | 0 | 0 | 0 | 0 | 0 | 0 | 0 | 0 | 0 | 0 | 0 | 0 | 0 | 0 | 0 | 0 | 0 | 0 | 0
0 | 0 | 0 |  | 0 | 0 | 0 | 0 | 0 | 0 | 0 | 0 | 0 | 0 | 0 | 0 | 0 | 0 | 0 | 0 | 0 | 0 | 0 | 0 | 0 | 0 | 0 | 0
0 | 0 | 0 |  | 0 | 0 | 0 | 0 | 0 | 0 | 0 | 0 | 0 | 0 | 0 | 0 | 0 | 0 | 0 | 0 | 0 | 0 | 0 | 0 | 0 | 0 | 0 | 0
0 | 0 | 0 |  | 0 | 0 | 0 | 0 | 0 | 0 | 0 | 0 | 0 | 0 | 0 | 0 | 0 | 0 | 0 | 0 | 0 | 0 | 0 | 0 | 0 | 0 | 0 | 0
0 | 0 | 0 |  | 0 | 0 | 0 | 0 | 0 | 0 | 0 | 0 | 0 | 0 | 0 | 0 | 0 | 0 | 0 | 0 | 0 | 0 | 0 | 0 | 0 | 0 | 0 | 0
0 | 0 | 0 |  | 0 | 0 | 0 | 0 | 0 | 0 | 0 | 0 | 0 | 0 | 0 | 0 | 0 | 0 | 0 | 0 | 0 | 0 | 0 | 0 | 0 | 0 | 0 | 0
0 | 0 | 0 |  | 0 | 0 | 0 | 0 | 0 | 0 | 0 | 0 | 0 | 0 | 0 | 0 | 0 | 0 | 0 | 0 | 0 | 0 | 0 | 0 | 0 | 0 | 0 | 0
0 | 0 | 0 |  | 0 | 0 | 0 | 0 | 0 | 0 | 0 | 0 | 0 | 0 | 0 | 0 | 0 | 0 | 0 | 0 | 0 | 0 | 0 | 0 | 0 | 0 | 0 | 0
0 | 0 | 0 |  | 0 | 0 | 0 | 0 | 0 | 0 | 0 | 0 | 0 | 0 | 0 | 0 | 0 | 0 | 0 | 0 | 0 | 0 | 0 | 0 | 0 | 0 | 0 | 0
0 | 0 | 0 |  | 0 | 0 | 0 | 0 | 0 | 0 | 0 | 0 | 0 | 0 | 0 | 0 | 0 | 0 | 0 | 0 | 0 | 0 | 0 | 0 | 0 | 0 | 0 | 0
0 | 0 | 0 |  | 0 | 0 | 0 | 0 | 0 | 0 | 0 | 0 | 0 | 0 | 0 | 0 | 0 | 0 | 0 | 0 | 0 | 0 | 0 | 0 | 0 | 0 | 0 | 0
0 | 0 | 0 |  | 0 | 0 | 0 | 0 | 0 | 0 | 0 | 0 | 0 | 0 | 0 | 0 | 0 | 0 | 0 | 0 | 0 | 0 | 0 | 0 | 0 | 0 | 0 | 0
0 | 0 | 0 |  | 0 | 0 | 0 | 0 | 0 | 0 | 0 | 0 | 0 | 0 | 0 | 0 | 0 | 0 | 0 | 0 | 0 | 0 | 0 | 0 | 0 | 0 | 0 | 0
0 | 0 | 0 |  | 0 | 0 | 0 | 0 | 0 | 0 | 0 | 0 | 0 | 0 | 0 | 0 | 0 | 0 | 0 | 0 | 0 | 0 | 0 | 0 | 0 | 0 | 0 | 0
0 | 0 | 0 |  | 0 | 0 | 0 | 0 | 0 | 0 | 0 | 0 | 0 | 0 | 0 | 0 | 0 | 0 | 0 | 0 | 0 | 0 | 0 | 0 | 0 | 0 | 0 | 0
0 | 0 | 0 |  | 0 | 0 | 0 | 0 | 0 | 0 | 0 | 0 | 0 | 0 | 0 | 0 | 0 | 0 | 0 | 0 | 0 | 0 | 0 | 0 | 0 | 0 | 0 | 0
0 | 0 | 0 |  | 0 | 0 | 0 | 0 | 0 | 0 | 0 | 0 | 0 | 0 | 0 | 0 | 0 | 0 | 0 | 0 | 0 | 0 | 0 | 0 | 0 | 0 | 0 | 0
0 | 0 | 0 |  | 0 | 0 | 0 | 0 | 0 | 0 | 0 | 0 | 0 | 0 | 0 | 0 | 0 | 0 | 0 | 0 | 0 | 0 | 0 | 0 | 0 | 0 | 0 | 0
0 | 0 | 0 |  | 0 | 0 | 0 | 0 | 0 | 0 | 0 | 0 | 0 | 0 | 0 | 0 | 0 | 0 | 0 | 0 | 0 | 0 | 0 | 0 | 0 | 0 | 0 | 0
0 | 0 | 0 |  | 0 | 0 | 0 | 0 | 0 | 0 | 0 | 0 | 0 | 0 | 0 | 0 | 0 | 0 | 0 | 0 | 0 | 0 | 0 | 0 | 0 | 0 | 0 | 0
0 | 0 | 0 |  | 0 | 0 | 0 | 0 | 0 | 0 | 0 | 0 | 0 | 0 | 0 | 0 | 0 | 0 | 0 | 0 | 0 | 0 | 0 | 0 | 0 | 0 | 0 | 0
0 | 0 | 0 |  | 0 | 0 | 0 | 0 | 0 | 0 | 0 | 0 | 0 | 0 | 0 | 0 | 0 | 0 | 0 | 0 | 0 | 0 | 0 | 0 | 0 | 0 | 0 | 0
0 | 0 | 0 |  | 0 | 0 | 0 | 0 | 0 | 0 | 0 | 0 | 0 | 0 | 0 | 0 | 0 | 0 | 0 | 0 | 0 | 0 | 0 | 0 | 0 | 0 | 0 | 0
0 | 0 | 0 |  | 0 | 0 | 0 | 0 | 0 | 0 | 0 | 0 | 0 | 0 | 0 | 0 | 0 | 0 | 0 | 0 | 0 | 0 | 0 | 0 | 0 | 0 | 0 | 0
0 | 0 | 0 |  | 0 | 0 | 0 | 0 | 0 | 0 | 0 | 0 | 0 | 0 | 0 | 0 | 0 | 0 | 0 | 0 | 0 | 0 | 0 | 0 | 0 | 0 | 0 | 0
0 | 0 | 0 |  | 0 | 0 | 0 | 0 | 0 | 0 | 0 | 0 | 0 | 0 | 0 | 0 | 0 | 0 | 0 | 0 | 0 | 0 | 0 | 0 | 0 | 0 | 0 | 0
0 | 0 | 0 |  | 0 | 0 | 0 | 0 | 0 | 0 | 0 | 0 | 0 | 0 | 0 | 0 | 0 | 0 | 0 | 0 | 0 | 0 | 0 | 0 | 0 | 0 | 0 | 0
0 | 0 | 0 |  | 0 | 0 | 0 | 0 | 0 | 0 | 0 | 0 | 0 | 0 | 0 | 0 | 0 | 0 | 0 | 0 | 0 | 0 | 0 | 0 | 0 | 0 | 0 | 0
0 | 0 | 0 |  | 0 | 0 | 0 | 0 | 0 | 0 | 0 | 0 | 0 | 0 | 0 | 0 | 0 | 0 | 0 | 0 | 0 | 0 | 0 | 0 | 0 | 0 | 0 | 0
0 | 0 | 0 |  | 0 | 0 | 0 | 0 | 0 | 0 | 0 | 0 | 0 | 0 | 0 | 0 | 0 | 0 | 0 | 0 | 0 | 0 | 0 | 0 | 0 | 0 | 0 | 0
0 | 0 | 0 |  | 0 | 0 | 0 | 0 | 0 | 0 | 0 | 0 | 0 | 0 | 0 | 0 | 0 | 0 | 0 | 0 | 0 | 0 | 0 | 0 | 0 | 0 | 0 | 0
0 | 0 | 0 |  | 0 | 0 | 0 | 0 | 0 | 0 | 0 | 0 | 0 | 0 | 0 | 0 | 0 | 0 | 0 | 0 | 0 | 0 | 0 | 0 | 0 | 0 | 0 | 0
0 | 0 | 0 |  | 0 | 0 | 0 | 0 | 0 | 0 | 0 | 0 | 0 | 0 | 0 | 0 | 0 | 0 | 0 | 0 | 0 | 0 | 0 | 0 | 0 | 0 | 0 | 0
0 | 0 | 0 |  | 0 | 0 | 0 | 0 | 0 | 0 | 0 | 0 | 0 | 0 | 0 | 0 | 0 | 0 | 0 | 0 | 0 | 0 | 0 | 0 | 0 | 0 | 0 | 0
0 | 0 | 0 |  | 0 | 0 | 0 | 0 | 0 | 0 | 0 | 0 | 0 | 0 | 0 | 0 | 0 | 0 | 0 | 0 | 0 | 0 | 0 | 0 | 0 | 0 | 0 | 0
0 | 0 | 0 |  | 0 | 0 | 0 | 0 | 0 | 0 | 0 | 0 | 0 | 0 | 0 | 0 | 0 | 0 | 0 | 0 | 0 | 0 | 0 | 0 | 0 | 0 | 0 | 0
0 | 0 | 0 |  | 0 | 0 | 0 | 0 | 0 | 0 | 0 | 0 | 0 | 0 | 0 | 0 | 0 | 0 | 0 | 0 | 0 | 0 | 0 | 0 | 0 | 0 | 0 | 0
0 | 0 | 0 |  | 0 | 0 | 0 | 0 | 0 | 0 | 0 | 0 | 0 | 0 | 0 | 0 | 0 | 0 | 0 | 0 | 0 | 0 | 0 | 0 | 0 | 0 | 0 | 0
0 | 0 | 0 |  | 0 | 0 | 0 | 0 | 0 | 0 | 0 | 0 | 0 | 0 | 0 | 0 | 0 | 0 | 0 | 0 | 0 | 0 | 0 | 0 | 0 | 0 | 0 | 0
0 | 0 | 0 |  | 0 | 0 | 0 | 0 | 0 | 0 | 0 | 0 | 0 | 0 | 0 | 0 | 0 | 0 | 0 | 0 | 0 | 0 | 0 | 0 | 0 | 0 | 0 | 0
0 | 0 | 0 |  | 0 | 0 | 0 | 0 | 0 | 0 | 0 | 0 | 0 | 0 | 0 | 0 | 0 | 0 | 0 | 0 | 0 | 0 | 0 | 0 | 0 | 0 | 0 | 0
0 | 0 | 0 |  | 0 | 0 | 0 | 0 | 0 | 0 | 0 | 0 | 0 | 0 | 0 | 0 | 0 | 0 | 0 | 0 | 0 | 0 | 0 | 0 | 0 | 0 | 0 | 0
0 | 0 | 0 |  | 0 | 0 | 0 | 0 | 0 | 0 | 0 | 0 | 0 | 0 | 0 | 0 | 0 | 0 | 0 | 0 | 0 | 0 | 0 | 0 | 0 | 0 | 0 | 0
0 | 0 | 0 |  | 0 | 0 | 0 | 0 | 0 | 0 | 0 | 0 | 0 | 0 | 0 | 0 | 0 | 0 | 0 | 0 | 0 | 0 | 0 | 0 | 0 | 0 | 0 | 0
0 | 0 | 0 |  | 0 | 0 | 0 | 0 | 0 | 0 | 0 | 0 | 0 | 0 | 0 | 0 | 0 | 0 | 0 | 0 | 0 | 0 | 0 | 0 | 0 | 0 | 0 | 0
0 | 0 | 0 |  | 0 | 0 | 0 | 0 | 0 | 0 | 0 | 0 | 0 | 0 | 0 | 0 | 0 | 0 | 0 | 0 | 0 | 0 | 0 | 0 | 0 | 0 | 0 | 0
0 | 0 | 0 |  | 0 | 0 | 0 | 0 | 0 | 0 | 0 | 0 | 0 | 0 | 0 | 0 | 0 | 0 | 0 | 0 | 0 | 0 | 0 | 0 | 0 | 0 | 0 | 0
0 | 0 | 0 |  | 0 | 0 | 0 | 0 | 0 | 0 | 0 | 0 | 0 | 0 | 0 | 0 | 0 | 0 | 0 | 0 | 0 | 0 | 0 | 0 | 0 | 0 | 0 | 0
0 | 0 | 0 |  | 0 | 0 | 0 | 0 | 0 | 0 | 0 | 0 | 0 | 0 | 0 | 0 | 0 | 0 | 0 | 0 | 0 | 0 | 0 | 0 | 0 | 0 | 0 | 0
0 | 0 | 0 |  | 0 | 0 | 0 | 0 | 0 | 0 | 0 | 0 | 0 | 0 | 0 | 0 | 0 | 0 | 0 | 0 | 0 | 0 | 0 | 0 | 0 | 0 | 0 | 0
0 | 0 | 0 |  | 0 | 0 | 0 | 0 | 0 | 0 | 0 | 0 | 0 | 0 | 0 | 0 | 0 | 0 | 0 | 0 | 0 | 0 | 0 | 0 | 0 | 0 | 0 | 0
0 | 0 | 0 |  | 0 | 0 | 0 | 0 | 0 | 0 | 0 | 0 | 0 | 0 | 0 | 0 | 0 | 0 | 0 | 0 | 0 | 0 | 0 | 0 | 0 | 0 | 0 | 0
0 | 0 | 0 |  | 0 | 0 | 0 | 0 | 0 | 0 | 0 | 0 | 0 | 0 | 0 | 0 | 0 | 0 | 0 | 0 | 0 | 0 | 0 | 0 | 0 | 0 | 0 | 0
0 | 0 | 0 |  | 0 | 0 | 0 | 0 | 0 | 0 | 0 | 0 | 0 | 0 | 0 | 0 | 0 | 0 | 0 | 0 | 0 | 0 | 0 | 0 | 0 | 0 | 0 | 0
0 | 0 | 0 |  | 0 | 0 | 0 | 0 | 0 | 0 | 0 | 0 | 0 | 0 | 0 | 0 | 0 | 0 | 0 | 0 | 0 | 0 | 0 | 0 | 0 | 0 | 0 | 0
0 | 0 | 0 |  | 0 | 0 | 0 | 0 | 0 | 0 | 0 | 0 | 0 | 0 | 0 | 0 | 0 | 0 | 0 | 0 | 0 | 0 | 0 | 0 | 0 | 0 | 0 | 0
0 | 0 | 0 |  | 0 | 0 | 0 | 0 | 0 | 0 | 0 | 0 | 0 | 0 | 0 | 0 | 0 | 0 | 0 | 0 | 0 | 0 | 0 | 0 | 0 | 0 | 0 | 0
0 | 0 | 0 |  | 0 | 0 | 0 | 0 | 0 | 0 | 0 | 0 | 0 | 0 | 0 | 0 | 0 | 0 | 0 | 0 | 0 | 0 | 0 | 0 | 0 | 0 | 0 | 0
0 | 0 | 0 |  | 0 | 0 | 0 | 0 | 0 | 0 | 0 | 0 | 0 | 0 | 0 | 0 | 0 | 0 | 0 | 0 | 0 | 0 | 0 | 0 | 0 | 0 | 0 | 0
0 | 0 | 0 |  | 0 | 0 | 0 | 0 | 0 | 0 | 0 | 0 | 0 | 0 | 0 | 0 | 0 | 0 | 0 | 0 | 0 | 0 | 0 | 0 | 0 | 0 | 0 | 0
0 | 0 | 0 |  | 0 | 0 | 0 | 0 | 0 | 0 | 0 | 0 | 0 | 0 | 0 | 0 | 0 | 0 | 0 | 0 | 0 | 0 | 0 | 0 | 0 | 0 | 0 | 0
0 | 0 | 0 |  | 0 | 0 | 0 | 0 | 0 | 0 | 0 | 0 | 0 | 0 | 0 | 0 | 0 | 0 | 0 | 0 | 0 | 0 | 0 | 0 | 0 | 0 | 0 | 0
0 | 0 | 0 |  | 0 | 0 | 0 | 0 | 0 | 0 | 0 | 0 | 0 | 0 | 0 | 0 | 0 | 0 | 0 | 0 | 0 | 0 | 0 | 0 | 0 | 0 | 0 | 0
0 | 0 | 0 |  | 0 | 0 | 0 | 0 | 0 | 0 | 0 | 0 | 0 | 0 | 0 | 0 | 0 | 0 | 0 | 0 | 0 | 0 | 0 | 0 | 0 | 0 | 0 | 0
0 | 0 | 0 |  | 0 | 0 | 0 | 0 | 0 | 0 | 0 | 0 | 0 | 0 | 0 | 0 | 0 | 0 | 0 | 0 | 0 | 0 | 0 | 0 | 0 | 0 | 0 | 0
0 | 0 | 0 |  | 0 | 0 | 0 | 0 | 0 | 0 | 0 | 0 | 0 | 0 | 0 | 0 | 0 | 0 | 0 | 0 | 0 | 0 | 0 | 0 | 0 | 0 | 0 | 0
0 | 0 | 0 |  | 0 | 0 | 0 | 0 | 0 | 0 | 0 | 0 | 0 | 0 | 0 | 0 | 0 | 0 | 0 | 0 | 0 | 0 | 0 | 0 | 0 | 0 | 0 | 0
0 | 0 | 0 |  | 0 | 0 | 0 | 0 | 0 | 0 | 0 | 0 | 0 | 0 | 0 | 0 | 0 | 0 | 0 | 0 | 0 | 0 | 0 | 0 | 0 | 0 | 0 | 0
0 | 0 | 0 |  | 0 | 0 | 0 | 0 | 0 | 0 | 0 | 0 | 0 | 0 | 0 | 0 | 0 | 0 | 0 | 0 | 0 | 0 | 0 | 0 | 0 | 0 | 0 | 0
0 | 0 | 0 |  | 0 | 0 | 0 | 0 | 0 | 0 | 0 | 0 | 0 | 0 | 0 | 0 | 0 | 0 | 0 | 0 | 0 | 0 | 0 | 0 | 0 | 0 | 0 | 0
0 | 0 | 0 |  | 0 | 0 | 0 | 0 | 0 | 0 | 0 | 0 | 0 | 0 | 0 | 0 | 0 | 0 | 0 | 0 | 0 | 0 | 0 | 0 | 0 | 0 | 0 | 0
0 | 0 | 0 |  | 0 | 0 | 0 | 0 | 0 | 0 | 0 | 0 | 0 | 0 | 0 | 0 | 0 | 0 | 0 | 0 | 0 | 0 | 0 | 0 | 0 | 0 | 0 | 0
0 | 0 | 0 |  | 0 | 0 | 0 | 0 | 0 | 0 | 0 | 0 | 0 | 0 | 0 | 0 | 0 | 0 | 0 | 0 | 0 | 0 | 0 | 0 | 0 | 0 | 0 | 0
0 | 0 | 0 |  | 0 | 0 | 0 | 0 | 0 | 0 | 0 | 0 | 0 | 0 | 0 | 0 | 0 | 0 | 0 | 0 | 0 | 0 | 0 | 0 | 0 | 0 | 0 | 0
0 | 0 | 0 |  | 0 | 0 | 0 | 0 | 0 | 0 | 0 | 0 | 0 | 0 | 0 | 0 | 0 | 0 | 0 | 0 | 0 | 0 | 0 | 0 | 0 | 0 | 0 | 0
0 | 0 | 0 |  | 0 | 0 | 0 | 0 | 0 | 0 | 0 | 0 | 0 | 0 | 0 | 0 | 0 | 0 | 0 | 0 | 0 | 0 | 0 | 0 | 0 | 0 | 0 | 0
0 | 0 | 0 |  | 0 | 0 | 0 | 0 | 0 | 0 | 0 | 0 | 0 | 0 | 0 | 0 | 0 | 0 | 0 | 0 | 0 | 0 | 0 | 0 | 0 | 0 | 0 | 0
0 | 0 | 0 |  | 0 | 0 | 0 | 0 | 0 | 0 | 0 | 0 | 0 | 0 | 0 | 0 | 0 | 0 | 0 | 0 | 0 | 0 | 0 | 0 | 0 | 0 | 0 | 0
0 | 0 | 0 |  | 0 | 0 | 0 | 0 | 0 | 0 | 0 | 0 | 0 | 0 | 0 | 0 | 0 | 0 | 0 | 0 | 0 | 0 | 0 | 0 | 0 | 0 | 0 | 0
0 | 0 | 0 |  | 0 | 0 | 0 | 0 | 0 | 0 | 0 | 0 | 0 | 0 | 0 | 0 | 0 | 0 | 0 | 0 | 0 | 0 | 0 | 0 | 0 | 0 | 0 | 0
0 | 0 | 0 |  | 0 | 0 | 0 | 0 | 0 | 0 | 0 | 0 | 0 | 0 | 0 | 0 | 0 | 0 | 0 | 0 | 0 | 0 | 0 | 0 | 0 | 0 | 0 | 0
0 | 0 | 0 |  | 0 | 0 | 0 | 0 | 0 | 0 | 0 | 0 | 0 | 0 | 0 | 0 | 0 | 0 | 0 | 0 | 0 | 0 | 0 | 0 | 0 | 0 | 0 | 0
0 | 0 | 0 |  | 0 | 0 | 0 | 0 | 0 | 0 | 0 | 0 | 0 | 0 | 0 | 0 | 0 | 0 | 0 | 0 | 0 | 0 | 0 | 0 | 0 | 0 | 0 | 0
0 | 0 | 0 |  | 0 | 0 | 0 | 0 | 0 | 0 | 0 | 0 | 0 | 0 | 0 | 0 | 0 | 0 | 0 | 0 | 0 | 0 | 0 | 0 | 0 | 0 | 0 | 0
0 | 0 | 0 |  | 0 | 0 | 0 | 0 | 0 | 0 | 0 | 0 | 0 | 0 | 0 | 0 | 0 | 0 | 0 | 0 | 0 | 0 | 0 | 0 | 0 | 0 | 0 | 0
0 | 0 | 0 |  | 0 | 0 | 0 | 0 | 0 | 0 | 0 | 0 | 0 | 0 | 0 | 0 | 0 | 0 | 0 | 0 | 0 | 0 | 0 | 0 | 0 | 0 | 0 | 0
0 | 0 | 0 |  | 0 | 0 | 0 | 0 | 0 | 0 | 0 | 0 | 0 | 0 | 0 | 0 | 0 | 0 | 0 | 0 | 0 | 0 | 0 | 0 | 0 | 0 | 0 | 0
0 | 0 | 0 |  | 0 | 0 | 0 | 0 | 0 | 0 | 0 | 0 | 0 | 0 | 0 | 0 | 0 | 0 | 0 | 0 | 0 | 0 | 0 | 0 | 0 | 0 | 0 | 0
0 | 0 | 0 |  | 0 | 0 | 0 | 0 | 0 | 0 | 0 | 0 | 0 | 0 | 0 | 0 | 0 | 0 | 0 | 0 | 0 | 0 | 0 | 0 | 0 | 0 | 0 | 0
0 | 0 | 0 |  | 0 | 0 | 0 | 0 | 0 | 0 | 0 | 0 | 0 | 0 | 0 | 0 | 0 | 0 | 0 | 0 | 0 | 0 | 0 | 0 | 0 | 0 | 0 | 0
0 | 0 | 0 |  | 0 | 0 | 0 | 0 | 0 | 0 | 0 | 0 | 0 | 0 | 0 | 0 | 0 | 0 | 0 | 0 | 0 | 0 | 0 | 0 | 0 | 0 | 0 | 0
0 | 0 | 0 |  | 0 | 0 | 0 | 0 | 0 | 0 | 0 | 0 | 0 | 0 | 0 | 0 | 0 | 0 | 0 | 0 | 0 | 0 | 0 | 0 | 0 | 0 | 0 | 0
0 | 0 | 0 |  | 0 | 0 | 0 | 0 | 0 | 0 | 0 | 0 | 0 | 0 | 0 | 0 | 0 | 0 | 0 | 0 | 0 | 0 | 0 | 0 | 0 | 0 | 0 | 0
0 | 0 | 0 |  | 0 | 0 | 0 | 0 | 0 | 0 | 0 | 0 | 0 | 0 | 0 | 0 | 0 | 0 | 0 | 0 | 0 | 0 | 0 | 0 | 0 | 0 | 0 | 0
0 | 0 | 0 |  | 0 | 0 | 0 | 0 | 0 | 0 | 0 | 0 | 0 | 0 | 0 | 0 | 0 | 0 | 0 | 0 | 0 | 0 | 0 | 0 | 0 | 0 | 0 | 0
0 | 0 | 0 |  | 0 | 0 | 0 | 0 | 0 | 0 | 0 | 0 | 0 | 0 | 0 | 0 | 0 | 0 | 0 | 0 | 0 | 0 | 0 | 0 | 0 | 0 | 0 | 0
0 | 0 | 0 |  | 0 | 0 | 0 | 0 | 0 | 0 | 0 | 0 | 0 | 0 | 0 | 0 | 0 | 0 | 0 | 0 | 0 | 0 | 0 | 0 | 0 | 0 | 0 | 0
0 | 0 | 0 |  | 0 | 0 | 0 | 0 | 0 | 0 | 0 | 0 | 0 | 0 | 0 | 0 | 0 | 0 | 0 | 0 | 0 | 0 | 0 | 0 | 0 | 0 | 0 | 0

## Raw_schedule
Zone Type | Schedule Name | Type | 1 | 2 | 3 | 4 | 5 | 6 | 7 | 8 | 9 | 10 | 11 | 12 | 13 | 14 | 15 | 16 | 17 | 18 | 19 | 20 | 21 | 22 | 23 | 24
0 | 0 | 0 | 0 | 0 | 0 | 0 | 0 | 0 | 0 | 0 | 0 | 0 | 0 | 0 | 0 | 0 | 0 | 0 | 0 | 0 | 0 | 0 | 0 | 0 | 0 | 0
0 | 0 | 0 | 0 | 0 | 0 | 0 | 0 | 0 | 0 | 0 | 0 | 0 | 0 | 0 | 0 | 0 | 0 | 0 | 0 | 0 | 0 | 0 | 0 | 0 | 0 | 0
0 | 0 | 0 | 0 | 0 | 0 | 0 | 0 | 0 | 0 | 0 | 0 | 0 | 0 | 0 | 0 | 0 | 0 | 0 | 0 | 0 | 0 | 0 | 0 | 0 | 0 | 0
0 | 0 | 0 | 0 | 0 | 0 | 0 | 0 | 0 | 0 | 0 | 0 | 0 | 0 | 0 | 0 | 0 | 0 | 0 | 0 | 0 | 0 | 0 | 0 | 0 | 0 | 0
0 | 0 | 0 | 0 | 0 | 0 | 0 | 0 | 0 | 0 | 0 | 0 | 0 | 0 | 0 | 0 | 0 | 0 | 0 | 0 | 0 | 0 | 0 | 0 | 0 | 0 | 0
0 | 0 | 0 | 0 | 0 | 0 | 0 | 0 | 0 | 0 | 0 | 0 | 0 | 0 | 0 | 0 | 0 | 0 | 0 | 0 | 0 | 0 | 0 | 0 | 0 | 0 | 0
0 | 0 | 0 | 0 | 0 | 0 | 0 | 0 | 0 | 0 | 0 | 0 | 0 | 0 | 0 | 0 | 0 | 0 | 0 | 0 | 0 | 0 | 0 | 0 | 0 | 0 | 0
0 | 0 | 0 | 0 | 0 | 0 | 0 | 0 | 0 | 0 | 0 | 0 | 0 | 0 | 0 | 0 | 0 | 0 | 0 | 0 | 0 | 0 | 0 | 0 | 0 | 0 | 0
0 | 0 | 0 | 0 | 0 | 0 | 0 | 0 | 0 | 0 | 0 | 0 | 0 | 0 | 0 | 0 | 0 | 0 | 0 | 0 | 0 | 0 | 0 | 0 | 0 | 0 | 0
0 | 0 | 0 | 0 | 0 | 0 | 0 | 0 | 0 | 0 | 0 | 0 | 0 | 0 | 0 | 0 | 0 | 0 | 0 | 0 | 0 | 0 | 0 | 0 | 0 | 0 | 0
0 | 0 | 0 | 0 | 0 | 0 | 0 | 0 | 0 | 0 | 0 | 0 | 0 | 0 | 0 | 0 | 0 | 0 | 0 | 0 | 0 | 0 | 0 | 0 | 0 | 0 | 0
0 | 0 | 0 | 0 | 0 | 0 | 0 | 0 | 0 | 0 | 0 | 0 | 0 | 0 | 0 | 0 | 0 | 0 | 0 | 0 | 0 | 0 | 0 | 0 | 0 | 0 | 0
0 | 0 | 0 | 0 | 0 | 0 | 0 | 0 | 0 | 0 | 0 | 0 | 0 | 0 | 0 | 0 | 0 | 0 | 0 | 0 | 0 | 0 | 0 | 0 | 0 | 0 | 0
0 | 0 | 0 | 0 | 0 | 0 | 0 | 0 | 0 | 0 | 0 | 0 | 0 | 0 | 0 | 0 | 0 | 0 | 0 | 0 | 0 | 0 | 0 | 0 | 0 | 0 | 0
0 | 0 | 0 | 0 | 0 | 0 | 0 | 0 | 0 | 0 | 0 | 0 | 0 | 0 | 0 | 0 | 0 | 0 | 0 | 0 | 0 | 0 | 0 | 0 | 0 | 0 | 0
0 | 0 | 0 | 0 | 0 | 0 | 0 | 0 | 0 | 0 | 0 | 0 | 0 | 0 | 0 | 0 | 0 | 0 | 0 | 0 | 0 | 0 | 0 | 0 | 0 | 0 | 0
0 | 0 | 0 | 0 | 0 | 0 | 0 | 0 | 0 | 0 | 0 | 0 | 0 | 0 | 0 | 0 | 0 | 0 | 0 | 0 | 0 | 0 | 0 | 0 | 0 | 0 | 0
0 | 0 | 0 | 0 | 0 | 0 | 0 | 0 | 0 | 0 | 0 | 0 | 0 | 0 | 0 | 0 | 0 | 0 | 0 | 0 | 0 | 0 | 0 | 0 | 0 | 0 | 0
0 | 0 | 0 | 0 | 0 | 0 | 0 | 0 | 0 | 0 | 0 | 0 | 0 | 0 | 0 | 0 | 0 | 0 | 0 | 0 | 0 | 0 | 0 | 0 | 0 | 0 | 0
0 | 0 | 0 | 0 | 0 | 0 | 0 | 0 | 0 | 0 | 0 | 0 | 0 | 0 | 0 | 0 | 0 | 0 | 0 | 0 | 0 | 0 | 0 | 0 | 0 | 0 | 0
0 | 0 | 0 | 0 | 0 | 0 | 0 | 0 | 0 | 0 | 0 | 0 | 0 | 0 | 0 | 0 | 0 | 0 | 0 | 0 | 0 | 0 | 0 | 0 | 0 | 0 | 0
0 | 0 | 0 | 0 | 0 | 0 | 0 | 0 | 0 | 0 | 0 | 0 | 0 | 0 | 0 | 0 | 0 | 0 | 0 | 0 | 0 | 0 | 0 | 0 | 0 | 0 | 0
0 | 0 | 0 | 0 | 0 | 0 | 0 | 0 | 0 | 0 | 0 | 0 | 0 | 0 | 0 | 0 | 0 | 0 | 0 | 0 | 0 | 0 | 0 | 0 | 0 | 0 | 0
0 | 0 | 0 | 0 | 0 | 0 | 0 | 0 | 0 | 0 | 0 | 0 | 0 | 0 | 0 | 0 | 0 | 0 | 0 | 0 | 0 | 0 | 0 | 0 | 0 | 0 | 0
0 | 0 | 0 | 0 | 0 | 0 | 0 | 0 | 0 | 0 | 0 | 0 | 0 | 0 | 0 | 0 | 0 | 0 | 0 | 0 | 0 | 0 | 0 | 0 | 0 | 0 | 0
0 | 0 | 0 | 0 | 0 | 0 | 0 | 0 | 0 | 0 | 0 | 0 | 0 | 0 | 0 | 0 | 0 | 0 | 0 | 0 | 0 | 0 | 0 | 0 | 0 | 0 | 0
0 | 0 | 0 | 0 | 0 | 0 | 0 | 0 | 0 | 0 | 0 | 0 | 0 | 0 | 0 | 0 | 0 | 0 | 0 | 0 | 0 | 0 | 0 | 0 | 0 | 0 | 0
0 | 0 | 0 | 0 | 0 | 0 | 0 | 0 | 0 | 0 | 0 | 0 | 0 | 0 | 0 | 0 | 0 | 0 | 0 | 0 | 0 | 0 | 0 | 0 | 0 | 0 | 0
0 | 0 | 0 | 0 | 0 | 0 | 0 | 0 | 0 | 0 | 0 | 0 | 0 | 0 | 0 | 0 | 0 | 0 | 0 | 0 | 0 | 0 | 0 | 0 | 0 | 0 | 0
0 | 0 | 0 | 0 | 0 | 0 | 0 | 0 | 0 | 0 | 0 | 0 | 0 | 0 | 0 | 0 | 0 | 0 | 0 | 0 | 0 | 0 | 0 | 0 | 0 | 0 | 0
0 | 0 | 0 | 0 | 0 | 0 | 0 | 0 | 0 | 0 | 0 | 0 | 0 | 0 | 0 | 0 | 0 | 0 | 0 | 0 | 0 | 0 | 0 | 0 | 0 | 0 | 0
0 | 0 | 0 | 0 | 0 | 0 | 0 | 0 | 0 | 0 | 0 | 0 | 0 | 0 | 0 | 0 | 0 | 0 | 0 | 0 | 0 | 0 | 0 | 0 | 0 | 0 | 0
0 | 0 | 0 | 0 | 0 | 0 | 0 | 0 | 0 | 0 | 0 | 0 | 0 | 0 | 0 | 0 | 0 | 0 | 0 | 0 | 0 | 0 | 0 | 0 | 0 | 0 | 0
0 | 0 | 0 | 0 | 0 | 0 | 0 | 0 | 0 | 0 | 0 | 0 | 0 | 0 | 0 | 0 | 0 | 0 | 0 | 0 | 0 | 0 | 0 | 0 | 0 | 0 | 0
0 | 0 | 0 | 0 | 0 | 0 | 0 | 0 | 0 | 0 | 0 | 0 | 0 | 0 | 0 | 0 | 0 | 0 | 0 | 0 | 0 | 0 | 0 | 0 | 0 | 0 | 0
0 | 0 | 0 | 0 | 0 | 0 | 0 | 0 | 0 | 0 | 0 | 0 | 0 | 0 | 0 | 0 | 0 | 0 | 0 | 0 | 0 | 0 | 0 | 0 | 0 | 0 | 0
0 | 0 | 0 | 0 | 0 | 0 | 0 | 0 | 0 | 0 | 0 | 0 | 0 | 0 | 0 | 0 | 0 | 0 | 0 | 0 | 0 | 0 | 0 | 0 | 0 | 0 | 0
0 | 0 | 0 | 0 | 0 | 0 | 0 | 0 | 0 | 0 | 0 | 0 | 0 | 0 | 0 | 0 | 0 | 0 | 0 | 0 | 0 | 0 | 0 | 0 | 0 | 0 | 0
0 | 0 | 0 | 0 | 0 | 0 | 0 | 0 | 0 | 0 | 0 | 0 | 0 | 0 | 0 | 0 | 0 | 0 | 0 | 0 | 0 | 0 | 0 | 0 | 0 | 0 | 0

## Energy Usage
Energy Consumption - 0
Climate Zone | HVAC Type | Vintage | Total Floorspace (Excluding Plenums and Crawl Space) (ft²) | Annual Electricity Intensity (kBtu/ft²) | Annual Gas Intensity (kBtu/ft²) | Notes
CZ01 | cAVVG | Existing | 0 | #DIV/0! | #DIV/0!
CZ01 | cAVVG | New Construction | 0 | #DIV/0! | #DIV/0!
CZ01 | cDXGF | Existing | 0 | #DIV/0! | #DIV/0!
CZ01 | cDXGF | New Construction | 0 | #DIV/0! | #DIV/0!
CZ01 | cDXHP | Existing | 0 | #DIV/0! | #DIV/0!
CZ01 | cDXHP | New Construction | 0 | #DIV/0! | #DIV/0!
CZ01 | cDXOH | Existing | 0 | #DIV/0! | #DIV/0!
CZ01 | cDXOH | New Construction | 0 | #DIV/0! | #DIV/0!
CZ01 | cPVVG | Existing | 0 | #DIV/0! | #DIV/0!
CZ01 | cPVVG | New Construction | 0 | #DIV/0! | #DIV/0!
CZ02 | cAVVG | Existing | 0 | #DIV/0! | #DIV/0!
CZ02 | cAVVG | New Construction | 0 | #DIV/0! | #DIV/0!
CZ02 | cDXGF | Existing | 0 | #DIV/0! | #DIV/0!
CZ02 | cDXGF | New Construction | 0 | #DIV/0! | #DIV/0!
CZ02 | cDXHP | Existing | 0 | #DIV/0! | #DIV/0!
CZ02 | cDXHP | New Construction | 0 | #DIV/0! | #DIV/0!
CZ02 | cDXOH | Existing | 0 | #DIV/0! | #DIV/0!
CZ02 | cDXOH | New Construction | 0 | #DIV/0! | #DIV/0!
CZ02 | cPVVG | Existing | 0 | #DIV/0! | #DIV/0!
CZ02 | cPVVG | New Construction | 0 | #DIV/0! | #DIV/0!
CZ03 | cAVVG | Existing | 0 | #DIV/0! | #DIV/0!
CZ03 | cAVVG | New Construction | 0 | #DIV/0! | #DIV/0!
CZ03 | cDXGF | Existing | 0 | #DIV/0! | #DIV/0!
CZ03 | cDXGF | New Construction | 0 | #DIV/0! | #DIV/0!
CZ03 | cDXHP | Existing | 0 | #DIV/0! | #DIV/0!
CZ03 | cDXHP | New Construction | 0 | #DIV/0! | #DIV/0!
CZ03 | cDXOH | Existing | 0 | #DIV/0! | #DIV/0!
CZ03 | cDXOH | New Construction | 0 | #DIV/0! | #DIV/0!
CZ03 | cPVVG | Existing | 0 | #DIV/0! | #DIV/0!
CZ03 | cPVVG | New Construction | 0 | #DIV/0! | #DIV/0!
CZ04 | cAVVG | Existing | 0 | #DIV/0! | #DIV/0!
CZ04 | cAVVG | New Construction | 0 | #DIV/0! | #DIV/0!
CZ04 | cDXGF | Existing | 0 | #DIV/0! | #DIV/0!
CZ04 | cDXGF | New Construction | 0 | #DIV/0! | #DIV/0!
CZ04 | cDXHP | Existing | 0 | #DIV/0! | #DIV/0!
CZ04 | cDXHP | New Construction | 0 | #DIV/0! | #DIV/0!
CZ04 | cDXOH | Existing | 0 | #DIV/0! | #DIV/0!
CZ04 | cDXOH | New Construction | 0 | #DIV/0! | #DIV/0!
CZ04 | cPVVG | Existing | 0 | #DIV/0! | #DIV/0!
CZ04 | cPVVG | New Construction | 0 | #DIV/0! | #DIV/0!
CZ05 | cAVVG | Existing | 0 | #DIV/0! | #DIV/0!
CZ05 | cAVVG | New Construction | 0 | #DIV/0! | #DIV/0!
CZ05 | cDXGF | Existing | 0 | #DIV/0! | #DIV/0!
CZ05 | cDXGF | New Construction | 0 | #DIV/0! | #DIV/0!
CZ05 | cDXHP | Existing | 0 | #DIV/0! | #DIV/0!
CZ05 | cDXHP | New Construction | 0 | #DIV/0! | #DIV/0!
CZ05 | cDXOH | Existing | 0 | #DIV/0! | #DIV/0!
CZ05 | cDXOH | New Construction | 0 | #DIV/0! | #DIV/0!
CZ05 | cPVVG | Existing | 0 | #DIV/0! | #DIV/0!
CZ05 | cPVVG | New Construction | 0 | #DIV/0! | #DIV/0!
CZ06 | cAVVG | Existing | 0 | #DIV/0! | #DIV/0!
CZ06 | cAVVG | New Construction | 0 | #DIV/0! | #DIV/0!
CZ06 | cDXGF | Existing | 0 | #DIV/0! | #DIV/0!
CZ06 | cDXGF | New Construction | 0 | #DIV/0! | #DIV/0!
CZ06 | cDXHP | Existing | 0 | #DIV/0! | #DIV/0!
CZ06 | cDXHP | New Construction | 0 | #DIV/0! | #DIV/0!
CZ06 | cDXOH | Existing | 0 | #DIV/0! | #DIV/0!
CZ06 | cDXOH | New Construction | 0 | #DIV/0! | #DIV/0!
CZ06 | cPVVG | Existing | 0 | #DIV/0! | #DIV/0!
CZ06 | cPVVG | New Construction | 0 | #DIV/0! | #DIV/0!
CZ07 | cAVVG | Existing | 0 | #DIV/0! | #DIV/0!
CZ07 | cAVVG | New Construction | 0 | #DIV/0! | #DIV/0!
CZ07 | cDXGF | Existing | 0 | #DIV/0! | #DIV/0!
CZ07 | cDXGF | New Construction | 0 | #DIV/0! | #DIV/0!
CZ07 | cDXHP | Existing | 0 | #DIV/0! | #DIV/0!
CZ07 | cDXHP | New Construction | 0 | #DIV/0! | #DIV/0!
CZ07 | cDXOH | Existing | 0 | #DIV/0! | #DIV/0!
CZ07 | cDXOH | New Construction | 0 | #DIV/0! | #DIV/0!
CZ07 | cPVVG | Existing | 0 | #DIV/0! | #DIV/0!
CZ07 | cPVVG | New Construction | 0 | #DIV/0! | #DIV/0!
CZ08 | cAVVG | Existing | 0 | #DIV/0! | #DIV/0!
CZ08 | cAVVG | New Construction | 0 | #DIV/0! | #DIV/0!
CZ08 | cDXGF | Existing | 0 | #DIV/0! | #DIV/0!
CZ08 | cDXGF | New Construction | 0 | #DIV/0! | #DIV/0!
CZ08 | cDXHP | Existing | 0 | #DIV/0! | #DIV/0!
CZ08 | cDXHP | New Construction | 0 | #DIV/0! | #DIV/0!
CZ08 | cDXOH | Existing | 0 | #DIV/0! | #DIV/0!
CZ08 | cDXOH | New Construction | 0 | #DIV/0! | #DIV/0!
CZ08 | cPVVG | Existing | 0 | #DIV/0! | #DIV/0!
CZ08 | cPVVG | New Construction | 0 | #DIV/0! | #DIV/0!
CZ09 | cAVVG | Existing | 0 | #DIV/0! | #DIV/0!
CZ09 | cAVVG | New Construction | 0 | #DIV/0! | #DIV/0!
CZ09 | cDXGF | Existing | 0 | #DIV/0! | #DIV/0!
CZ09 | cDXGF | New Construction | 0 | #DIV/0! | #DIV/0!
CZ09 | cDXHP | Existing | 0 | #DIV/0! | #DIV/0!
CZ09 | cDXHP | New Construction | 0 | #DIV/0! | #DIV/0!
CZ09 | cDXOH | Existing | 0 | #DIV/0! | #DIV/0!
CZ09 | cDXOH | New Construction | 0 | #DIV/0! | #DIV/0!
CZ09 | cPVVG | Existing | 0 | #DIV/0! | #DIV/0!
CZ09 | cPVVG | New Construction | 0 | #DIV/0! | #DIV/0!
CZ10 | cAVVG | Existing | 0 | #DIV/0! | #DIV/0!
CZ10 | cAVVG | New Construction | 0 | #DIV/0! | #DIV/0!
CZ10 | cDXGF | Existing | 0 | #DIV/0! | #DIV/0!
CZ10 | cDXGF | New Construction | 0 | #DIV/0! | #DIV/0!
CZ10 | cDXHP | Existing | 0 | #DIV/0! | #DIV/0!
CZ10 | cDXHP | New Construction | 0 | #DIV/0! | #DIV/0!
CZ10 | cDXOH | Existing | 0 | #DIV/0! | #DIV/0!
CZ10 | cDXOH | New Construction | 0 | #DIV/0! | #DIV/0!
CZ10 | cPVVG | Existing | 0 | #DIV/0! | #DIV/0!
CZ10 | cPVVG | New Construction | 0 | #DIV/0! | #DIV/0!
CZ11 | cAVVG | Existing | 0 | #DIV/0! | #DIV/0!
CZ11 | cAVVG | New Construction | 0 | #DIV/0! | #DIV/0!
CZ11 | cDXGF | Existing | 0 | #DIV/0! | #DIV/0!
CZ11 | cDXGF | New Construction | 0 | #DIV/0! | #DIV/0!
CZ11 | cDXHP | Existing | 0 | #DIV/0! | #DIV/0!
CZ11 | cDXHP | New Construction | 0 | #DIV/0! | #DIV/0!
CZ11 | cDXOH | Existing | 0 | #DIV/0! | #DIV/0!
CZ11 | cDXOH | New Construction | 0 | #DIV/0! | #DIV/0!
CZ11 | cPVVG | Existing | 0 | #DIV/0! | #DIV/0!
CZ11 | cPVVG | New Construction | 0 | #DIV/0! | #DIV/0!
CZ12 | cAVVG | Existing | 0 | #DIV/0! | #DIV/0!
CZ12 | cAVVG | New Construction | 0 | #DIV/0! | #DIV/0!
CZ12 | cDXGF | Existing | 0 | #DIV/0! | #DIV/0!
CZ12 | cDXGF | New Construction | 0 | #DIV/0! | #DIV/0!
CZ12 | cDXHP | Existing | 0 | #DIV/0! | #DIV/0!
CZ12 | cDXHP | New Construction | 0 | #DIV/0! | #DIV/0!
CZ12 | cDXOH | Existing | 0 | #DIV/0! | #DIV/0!
CZ12 | cDXOH | New Construction | 0 | #DIV/0! | #DIV/0!
CZ12 | cPVVG | Existing | 0 | #DIV/0! | #DIV/0!
CZ12 | cPVVG | New Construction | 0 | #DIV/0! | #DIV/0!
CZ13 | cAVVG | Existing | 0 | #DIV/0! | #DIV/0!
CZ13 | cAVVG | New Construction | 0 | #DIV/0! | #DIV/0!
CZ13 | cDXGF | Existing | 0 | #DIV/0! | #DIV/0!
CZ13 | cDXGF | New Construction | 0 | #DIV/0! | #DIV/0!
CZ13 | cDXHP | Existing | 0 | #DIV/0! | #DIV/0!
CZ13 | cDXHP | New Construction | 0 | #DIV/0! | #DIV/0!
CZ13 | cDXOH | Existing | 0 | #DIV/0! | #DIV/0!
CZ13 | cDXOH | New Construction | 0 | #DIV/0! | #DIV/0!
CZ13 | cPVVG | Existing | 0 | #DIV/0! | #DIV/0!
CZ13 | cPVVG | New Construction | 0 | #DIV/0! | #DIV/0!
CZ14 | cAVVG | Existing | 0 | #DIV/0! | #DIV/0!
CZ14 | cAVVG | New Construction | 0 | #DIV/0! | #DIV/0!
CZ14 | cDXGF | Existing | 0 | #DIV/0! | #DIV/0!
CZ14 | cDXGF | New Construction | 0 | #DIV/0! | #DIV/0!
CZ14 | cDXHP | Existing | 0 | #DIV/0! | #DIV/0!
CZ14 | cDXHP | New Construction | 0 | #DIV/0! | #DIV/0!
CZ14 | cDXOH | Existing | 0 | #DIV/0! | #DIV/0!
CZ14 | cDXOH | New Construction | 0 | #DIV/0! | #DIV/0!
CZ14 | cPVVG | Existing | 0 | #DIV/0! | #DIV/0!
CZ14 | cPVVG | New Construction | 0 | #DIV/0! | #DIV/0!
CZ15 | cAVVG | Existing | 0 | #DIV/0! | #DIV/0!
CZ15 | cAVVG | New Construction | 0 | #DIV/0! | #DIV/0!
CZ15 | cDXGF | Existing | 0 | #DIV/0! | #DIV/0!
CZ15 | cDXGF | New Construction | 0 | #DIV/0! | #DIV/0!
CZ15 | cDXHP | Existing | 0 | #DIV/0! | #DIV/0!
CZ15 | cDXHP | New Construction | 0 | #DIV/0! | #DIV/0!
CZ15 | cDXOH | Existing | 0 | #DIV/0! | #DIV/0!
CZ15 | cDXOH | New Construction | 0 | #DIV/0! | #DIV/0!
CZ15 | cPVVG | Existing | 0 | #DIV/0! | #DIV/0!
CZ15 | cPVVG | New Construction | 0 | #DIV/0! | #DIV/0!
CZ16 | cAVVG | Existing | 0 | #DIV/0! | #DIV/0!
CZ16 | cAVVG | New Construction | 0 | #DIV/0! | #DIV/0!
CZ16 | cDXGF | Existing | 0 | #DIV/0! | #DIV/0!
CZ16 | cDXGF | New Construction | 0 | #DIV/0! | #DIV/0!
CZ16 | cDXHP | Existing | 0 | #DIV/0! | #DIV/0!
CZ16 | cDXHP | New Construction | 0 | #DIV/0! | #DIV/0!
CZ16 | cDXOH | Existing | 0 | #DIV/0! | #DIV/0!
CZ16 | cDXOH | New Construction | 0 | #DIV/0! | #DIV/0!
CZ16 | cPVVG | Existing | 0 | #DIV/0! | #DIV/0!
CZ16 | cPVVG | New Construction | 0 | #DIV/0! | #DIV/0!

## Raw_totalendusesannual
Vintage | Climate Zone | HVAC System | Electricity (kBtu) | Natural Gas (kBtu)
0 | 0 | 0 | 0 | 0
0 | 0 | 0 | 0 | 0
0 | 0 | 0 | 0 | 0
0 | 0 | 0 | 0 | 0
0 | 0 | 0 | 0 | 0
0 | 0 | 0 | 0 | 0
0 | 0 | 0 | 0 | 0
0 | 0 | 0 | 0 | 0
0 | 0 | 0 | 0 | 0
0 | 0 | 0 | 0 | 0
0 | 0 | 0 | 0 | 0
0 | 0 | 0 | 0 | 0
0 | 0 | 0 | 0 | 0
0 | 0 | 0 | 0 | 0
0 | 0 | 0 | 0 | 0
0 | 0 | 0 | 0 | 0
0 | 0 | 0 | 0 | 0
0 | 0 | 0 | 0 | 0
0 | 0 | 0 | 0 | 0
0 | 0 | 0 | 0 | 0
0 | 0 | 0 | 0 | 0
0 | 0 | 0 | 0 | 0
0 | 0 | 0 | 0 | 0
0 | 0 | 0 | 0 | 0
0 | 0 | 0 | 0 | 0
0 | 0 | 0 | 0 | 0
0 | 0 | 0 | 0 | 0
0 | 0 | 0 | 0 | 0
0 | 0 | 0 | 0 | 0
0 | 0 | 0 | 0 | 0
0 | 0 | 0 | 0 | 0
0 | 0 | 0 | 0 | 0
0 | 0 | 0 | 0 | 0
0 | 0 | 0 | 0 | 0
0 | 0 | 0 | 0 | 0
0 | 0 | 0 | 0 | 0
0 | 0 | 0 | 0 | 0
0 | 0 | 0 | 0 | 0
0 | 0 | 0 | 0 | 0
0 | 0 | 0 | 0 | 0
0 | 0 | 0 | 0 | 0
0 | 0 | 0 | 0 | 0
0 | 0 | 0 | 0 | 0
0 | 0 | 0 | 0 | 0
0 | 0 | 0 | 0 | 0
0 | 0 | 0 | 0 | 0
0 | 0 | 0 | 0 | 0
0 | 0 | 0 | 0 | 0
0 | 0 | 0 | 0 | 0
0 | 0 | 0 | 0 | 0
0 | 0 | 0 | 0 | 0
0 | 0 | 0 | 0 | 0
0 | 0 | 0 | 0 | 0
0 | 0 | 0 | 0 | 0
0 | 0 | 0 | 0 | 0
0 | 0 | 0 | 0 | 0
0 | 0 | 0 | 0 | 0
0 | 0 | 0 | 0 | 0
0 | 0 | 0 | 0 | 0
0 | 0 | 0 | 0 | 0
0 | 0 | 0 | 0 | 0
0 | 0 | 0 | 0 | 0
0 | 0 | 0 | 0 | 0
0 | 0 | 0 | 0 | 0
0 | 0 | 0 | 0 | 0
0 | 0 | 0 | 0 | 0
0 | 0 | 0 | 0 | 0
0 | 0 | 0 | 0 | 0
0 | 0 | 0 | 0 | 0
0 | 0 | 0 | 0 | 0
0 | 0 | 0 | 0 | 0
0 | 0 | 0 | 0 | 0
0 | 0 | 0 | 0 | 0
0 | 0 | 0 | 0 | 0
0 | 0 | 0 | 0 | 0
0 | 0 | 0 | 0 | 0
0 | 0 | 0 | 0 | 0
0 | 0 | 0 | 0 | 0
0 | 0 | 0 | 0 | 0
0 | 0 | 0 | 0 | 0
0 | 0 | 0 | 0 | 0
0 | 0 | 0 | 0 | 0
0 | 0 | 0 | 0 | 0
0 | 0 | 0 | 0 | 0
0 | 0 | 0 | 0 | 0
0 | 0 | 0 | 0 | 0
0 | 0 | 0 | 0 | 0
0 | 0 | 0 | 0 | 0
0 | 0 | 0 | 0 | 0
0 | 0 | 0 | 0 | 0
0 | 0 | 0 | 0 | 0
0 | 0 | 0 | 0 | 0
0 | 0 | 0 | 0 | 0
0 | 0 | 0 | 0 | 0
0 | 0 | 0 | 0 | 0
0 | 0 | 0 | 0 | 0
0 | 0 | 0 | 0 | 0
0 | 0 | 0 | 0 | 0
0 | 0 | 0 | 0 | 0
0 | 0 | 0 | 0 | 0
0 | 0 | 0 | 0 | 0
0 | 0 | 0 | 0 | 0
0 | 0 | 0 | 0 | 0
0 | 0 | 0 | 0 | 0
0 | 0 | 0 | 0 | 0
0 | 0 | 0 | 0 | 0
0 | 0 | 0 | 0 | 0
0 | 0 | 0 | 0 | 0
0 | 0 | 0 | 0 | 0
0 | 0 | 0 | 0 | 0
0 | 0 | 0 | 0 | 0
0 | 0 | 0 | 0 | 0
0 | 0 | 0 | 0 | 0
0 | 0 | 0 | 0 | 0
0 | 0 | 0 | 0 | 0
0 | 0 | 0 | 0 | 0
0 | 0 | 0 | 0 | 0
0 | 0 | 0 | 0 | 0
0 | 0 | 0 | 0 | 0
0 | 0 | 0 | 0 | 0
0 | 0 | 0 | 0 | 0
0 | 0 | 0 | 0 | 0
0 | 0 | 0 | 0 | 0
0 | 0 | 0 | 0 | 0
0 | 0 | 0 | 0 | 0
0 | 0 | 0 | 0 | 0
0 | 0 | 0 | 0 | 0
0 | 0 | 0 | 0 | 0
0 | 0 | 0 | 0 | 0
0 | 0 | 0 | 0 | 0
0 | 0 | 0 | 0 | 0
0 | 0 | 0 | 0 | 0
0 | 0 | 0 | 0 | 0
0 | 0 | 0 | 0 | 0
0 | 0 | 0 | 0 | 0
0 | 0 | 0 | 0 | 0
0 | 0 | 0 | 0 | 0
0 | 0 | 0 | 0 | 0
0 | 0 | 0 | 0 | 0
0 | 0 | 0 | 0 | 0
0 | 0 | 0 | 0 | 0
0 | 0 | 0 | 0 | 0
0 | 0 | 0 | 0 | 0
0 | 0 | 0 | 0 | 0
0 | 0 | 0 | 0 | 0
0 | 0 | 0 | 0 | 0
0 | 0 | 0 | 0 | 0
0 | 0 | 0 | 0 | 0
0 | 0 | 0 | 0 | 0
0 | 0 | 0 | 0 | 0
0 | 0 | 0 | 0 | 0
0 | 0 | 0 | 0 | 0
0 | 0 | 0 | 0 | 0
0 | 0 | 0 | 0 | 0
0 | 0 | 0 | 0 | 0
0 | 0 | 0 | 0 | 0
0 | 0 | 0 | 0 | 0
0 | 0 | 0 | 0 | 0
0 | 0 | 0 | 0 | 0
0 | 0 | 0 | 0 | 0

## Energy Usage by End Use
Energy Consumption by End Use - 0
Climate Zone | HVAC System | Vintage | End Use | Electricity (kBtu) | Natural Gas (kBtu) | Note
0 | 0 | 0 | 0 | 0 | 0
0 | 0 | 0 | 0 | 0 | 0
0 | 0 | 0 | 0 | 0 | 0
0 | 0 | 0 | 0 | 0 | 0
0 | 0 | 0 | 0 | 0 | 0
0 | 0 | 0 | 0 | 0 | 0
0 | 0 | 0 | 0 | 0 | 0
0 | 0 | 0 | 0 | 0 | 0
0 | 0 | 0 | 0 | 0 | 0
0 | 0 | 0 | 0 | 0 | 0
0 | 0 | 0 | 0 | 0 | 0
0 | 0 | 0 | 0 | 0 | 0
0 | 0 | 0 | 0 | 0 | 0
0 | 0 | 0 | 0 | 0 | 0
0 | 0 | 0 | 0 | 0 | 0
0 | 0 | 0 | 0 | 0 | 0
0 | 0 | 0 | 0 | 0 | 0
0 | 0 | 0 | 0 | 0 | 0
0 | 0 | 0 | 0 | 0 | 0
0 | 0 | 0 | 0 | 0 | 0
0 | 0 | 0 | 0 | 0 | 0
0 | 0 | 0 | 0 | 0 | 0
0 | 0 | 0 | 0 | 0 | 0
0 | 0 | 0 | 0 | 0 | 0
0 | 0 | 0 | 0 | 0 | 0
0 | 0 | 0 | 0 | 0 | 0
0 | 0 | 0 | 0 | 0 | 0
0 | 0 | 0 | 0 | 0 | 0
0 | 0 | 0 | 0 | 0 | 0
0 | 0 | 0 | 0 | 0 | 0
0 | 0 | 0 | 0 | 0 | 0
0 | 0 | 0 | 0 | 0 | 0
0 | 0 | 0 | 0 | 0 | 0
0 | 0 | 0 | 0 | 0 | 0
0 | 0 | 0 | 0 | 0 | 0
0 | 0 | 0 | 0 | 0 | 0
0 | 0 | 0 | 0 | 0 | 0
0 | 0 | 0 | 0 | 0 | 0
0 | 0 | 0 | 0 | 0 | 0
0 | 0 | 0 | 0 | 0 | 0
0 | 0 | 0 | 0 | 0 | 0
0 | 0 | 0 | 0 | 0 | 0
0 | 0 | 0 | 0 | 0 | 0
0 | 0 | 0 | 0 | 0 | 0
0 | 0 | 0 | 0 | 0 | 0
0 | 0 | 0 | 0 | 0 | 0
0 | 0 | 0 | 0 | 0 | 0
0 | 0 | 0 | 0 | 0 | 0
0 | 0 | 0 | 0 | 0 | 0
0 | 0 | 0 | 0 | 0 | 0
0 | 0 | 0 | 0 | 0 | 0
0 | 0 | 0 | 0 | 0 | 0
0 | 0 | 0 | 0 | 0 | 0
0 | 0 | 0 | 0 | 0 | 0
0 | 0 | 0 | 0 | 0 | 0
0 | 0 | 0 | 0 | 0 | 0
0 | 0 | 0 | 0 | 0 | 0
0 | 0 | 0 | 0 | 0 | 0
0 | 0 | 0 | 0 | 0 | 0
0 | 0 | 0 | 0 | 0 | 0
0 | 0 | 0 | 0 | 0 | 0
0 | 0 | 0 | 0 | 0 | 0
0 | 0 | 0 | 0 | 0 | 0
0 | 0 | 0 | 0 | 0 | 0
0 | 0 | 0 | 0 | 0 | 0
0 | 0 | 0 | 0 | 0 | 0
0 | 0 | 0 | 0 | 0 | 0
0 | 0 | 0 | 0 | 0 | 0
0 | 0 | 0 | 0 | 0 | 0
0 | 0 | 0 | 0 | 0 | 0
0 | 0 | 0 | 0 | 0 | 0
0 | 0 | 0 | 0 | 0 | 0
0 | 0 | 0 | 0 | 0 | 0
0 | 0 | 0 | 0 | 0 | 0
0 | 0 | 0 | 0 | 0 | 0
0 | 0 | 0 | 0 | 0 | 0
0 | 0 | 0 | 0 | 0 | 0
0 | 0 | 0 | 0 | 0 | 0
0 | 0 | 0 | 0 | 0 | 0
0 | 0 | 0 | 0 | 0 | 0
0 | 0 | 0 | 0 | 0 | 0
0 | 0 | 0 | 0 | 0 | 0
0 | 0 | 0 | 0 | 0 | 0
0 | 0 | 0 | 0 | 0 | 0
0 | 0 | 0 | 0 | 0 | 0
0 | 0 | 0 | 0 | 0 | 0
0 | 0 | 0 | 0 | 0 | 0
0 | 0 | 0 | 0 | 0 | 0
0 | 0 | 0 | 0 | 0 | 0
0 | 0 | 0 | 0 | 0 | 0
0 | 0 | 0 | 0 | 0 | 0
0 | 0 | 0 | 0 | 0 | 0
0 | 0 | 0 | 0 | 0 | 0
0 | 0 | 0 | 0 | 0 | 0
0 | 0 | 0 | 0 | 0 | 0
0 | 0 | 0 | 0 | 0 | 0
0 | 0 | 0 | 0 | 0 | 0
0 | 0 | 0 | 0 | 0 | 0
0 | 0 | 0 | 0 | 0 | 0
0 | 0 | 0 | 0 | 0 | 0
0 | 0 | 0 | 0 | 0 | 0
0 | 0 | 0 | 0 | 0 | 0
0 | 0 | 0 | 0 | 0 | 0
0 | 0 | 0 | 0 | 0 | 0
0 | 0 | 0 | 0 | 0 | 0
0 | 0 | 0 | 0 | 0 | 0
0 | 0 | 0 | 0 | 0 | 0
0 | 0 | 0 | 0 | 0 | 0
0 | 0 | 0 | 0 | 0 | 0
0 | 0 | 0 | 0 | 0 | 0
0 | 0 | 0 | 0 | 0 | 0
0 | 0 | 0 | 0 | 0 | 0
0 | 0 | 0 | 0 | 0 | 0
0 | 0 | 0 | 0 | 0 | 0
0 | 0 | 0 | 0 | 0 | 0
0 | 0 | 0 | 0 | 0 | 0
0 | 0 | 0 | 0 | 0 | 0
0 | 0 | 0 | 0 | 0 | 0
0 | 0 | 0 | 0 | 0 | 0
0 | 0 | 0 | 0 | 0 | 0
0 | 0 | 0 | 0 | 0 | 0
0 | 0 | 0 | 0 | 0 | 0
0 | 0 | 0 | 0 | 0 | 0
0 | 0 | 0 | 0 | 0 | 0
0 | 0 | 0 | 0 | 0 | 0
0 | 0 | 0 | 0 | 0 | 0
0 | 0 | 0 | 0 | 0 | 0
0 | 0 | 0 | 0 | 0 | 0
0 | 0 | 0 | 0 | 0 | 0
0 | 0 | 0 | 0 | 0 | 0
0 | 0 | 0 | 0 | 0 | 0
0 | 0 | 0 | 0 | 0 | 0
0 | 0 | 0 | 0 | 0 | 0
0 | 0 | 0 | 0 | 0 | 0
0 | 0 | 0 | 0 | 0 | 0
0 | 0 | 0 | 0 | 0 | 0
0 | 0 | 0 | 0 | 0 | 0
0 | 0 | 0 | 0 | 0 | 0
0 | 0 | 0 | 0 | 0 | 0
0 | 0 | 0 | 0 | 0 | 0
0 | 0 | 0 | 0 | 0 | 0
0 | 0 | 0 | 0 | 0 | 0
0 | 0 | 0 | 0 | 0 | 0
0 | 0 | 0 | 0 | 0 | 0
0 | 0 | 0 | 0 | 0 | 0
0 | 0 | 0 | 0 | 0 | 0
0 | 0 | 0 | 0 | 0 | 0
0 | 0 | 0 | 0 | 0 | 0
0 | 0 | 0 | 0 | 0 | 0
0 | 0 | 0 | 0 | 0 | 0
0 | 0 | 0 | 0 | 0 | 0
0 | 0 | 0 | 0 | 0 | 0
0 | 0 | 0 | 0 | 0 | 0
0 | 0 | 0 | 0 | 0 | 0
0 | 0 | 0 | 0 | 0 | 0
0 | 0 | 0 | 0 | 0 | 0
0 | 0 | 0 | 0 | 0 | 0
0 | 0 | 0 | 0 | 0 | 0
0 | 0 | 0 | 0 | 0 | 0
0 | 0 | 0 | 0 | 0 | 0
0 | 0 | 0 | 0 | 0 | 0
0 | 0 | 0 | 0 | 0 | 0
0 | 0 | 0 | 0 | 0 | 0
0 | 0 | 0 | 0 | 0 | 0
0 | 0 | 0 | 0 | 0 | 0
0 | 0 | 0 | 0 | 0 | 0
0 | 0 | 0 | 0 | 0 | 0
0 | 0 | 0 | 0 | 0 | 0
0 | 0 | 0 | 0 | 0 | 0
0 | 0 | 0 | 0 | 0 | 0
0 | 0 | 0 | 0 | 0 | 0
0 | 0 | 0 | 0 | 0 | 0
0 | 0 | 0 | 0 | 0 | 0
0 | 0 | 0 | 0 | 0 | 0
0 | 0 | 0 | 0 | 0 | 0
0 | 0 | 0 | 0 | 0 | 0
0 | 0 | 0 | 0 | 0 | 0
0 | 0 | 0 | 0 | 0 | 0
0 | 0 | 0 | 0 | 0 | 0
0 | 0 | 0 | 0 | 0 | 0
0 | 0 | 0 | 0 | 0 | 0
0 | 0 | 0 | 0 | 0 | 0
0 | 0 | 0 | 0 | 0 | 0
0 | 0 | 0 | 0 | 0 | 0
0 | 0 | 0 | 0 | 0 | 0
0 | 0 | 0 | 0 | 0 | 0
0 | 0 | 0 | 0 | 0 | 0
0 | 0 | 0 | 0 | 0 | 0
0 | 0 | 0 | 0 | 0 | 0
0 | 0 | 0 | 0 | 0 | 0
0 | 0 | 0 | 0 | 0 | 0
0 | 0 | 0 | 0 | 0 | 0
0 | 0 | 0 | 0 | 0 | 0
0 | 0 | 0 | 0 | 0 | 0
0 | 0 | 0 | 0 | 0 | 0
0 | 0 | 0 | 0 | 0 | 0
0 | 0 | 0 | 0 | 0 | 0
0 | 0 | 0 | 0 | 0 | 0
0 | 0 | 0 | 0 | 0 | 0
0 | 0 | 0 | 0 | 0 | 0
0 | 0 | 0 | 0 | 0 | 0
0 | 0 | 0 | 0 | 0 | 0
0 | 0 | 0 | 0 | 0 | 0
0 | 0 | 0 | 0 | 0 | 0
0 | 0 | 0 | 0 | 0 | 0
0 | 0 | 0 | 0 | 0 | 0
0 | 0 | 0 | 0 | 0 | 0
0 | 0 | 0 | 0 | 0 | 0
0 | 0 | 0 | 0 | 0 | 0
0 | 0 | 0 | 0 | 0 | 0
0 | 0 | 0 | 0 | 0 | 0
0 | 0 | 0 | 0 | 0 | 0
0 | 0 | 0 | 0 | 0 | 0
0 | 0 | 0 | 0 | 0 | 0
0 | 0 | 0 | 0 | 0 | 0
0 | 0 | 0 | 0 | 0 | 0
0 | 0 | 0 | 0 | 0 | 0
0 | 0 | 0 | 0 | 0 | 0
0 | 0 | 0 | 0 | 0 | 0
0 | 0 | 0 | 0 | 0 | 0
0 | 0 | 0 | 0 | 0 | 0
0 | 0 | 0 | 0 | 0 | 0
0 | 0 | 0 | 0 | 0 | 0
0 | 0 | 0 | 0 | 0 | 0
0 | 0 | 0 | 0 | 0 | 0
0 | 0 | 0 | 0 | 0 | 0
0 | 0 | 0 | 0 | 0 | 0
0 | 0 | 0 | 0 | 0 | 0
0 | 0 | 0 | 0 | 0 | 0
0 | 0 | 0 | 0 | 0 | 0
0 | 0 | 0 | 0 | 0 | 0
0 | 0 | 0 | 0 | 0 | 0
0 | 0 | 0 | 0 | 0 | 0
0 | 0 | 0 | 0 | 0 | 0
0 | 0 | 0 | 0 | 0 | 0
0 | 0 | 0 | 0 | 0 | 0
0 | 0 | 0 | 0 | 0 | 0
0 | 0 | 0 | 0 | 0 | 0
0 | 0 | 0 | 0 | 0 | 0
0 | 0 | 0 | 0 | 0 | 0
0 | 0 | 0 | 0 | 0 | 0
0 | 0 | 0 | 0 | 0 | 0
0 | 0 | 0 | 0 | 0 | 0
0 | 0 | 0 | 0 | 0 | 0
0 | 0 | 0 | 0 | 0 | 0
0 | 0 | 0 | 0 | 0 | 0
0 | 0 | 0 | 0 | 0 | 0
0 | 0 | 0 | 0 | 0 | 0
0 | 0 | 0 | 0 | 0 | 0
0 | 0 | 0 | 0 | 0 | 0
0 | 0 | 0 | 0 | 0 | 0
0 | 0 | 0 | 0 | 0 | 0
0 | 0 | 0 | 0 | 0 | 0
0 | 0 | 0 | 0 | 0 | 0
0 | 0 | 0 | 0 | 0 | 0
0 | 0 | 0 | 0 | 0 | 0
0 | 0 | 0 | 0 | 0 | 0
0 | 0 | 0 | 0 | 0 | 0
0 | 0 | 0 | 0 | 0 | 0
0 | 0 | 0 | 0 | 0 | 0
0 | 0 | 0 | 0 | 0 | 0
0 | 0 | 0 | 0 | 0 | 0
0 | 0 | 0 | 0 | 0 | 0
0 | 0 | 0 | 0 | 0 | 0
0 | 0 | 0 | 0 | 0 | 0
0 | 0 | 0 | 0 | 0 | 0
0 | 0 | 0 | 0 | 0 | 0
0 | 0 | 0 | 0 | 0 | 0
0 | 0 | 0 | 0 | 0 | 0
0 | 0 | 0 | 0 | 0 | 0
0 | 0 | 0 | 0 | 0 | 0
0 | 0 | 0 | 0 | 0 | 0
0 | 0 | 0 | 0 | 0 | 0
0 | 0 | 0 | 0 | 0 | 0
0 | 0 | 0 | 0 | 0 | 0
0 | 0 | 0 | 0 | 0 | 0
0 | 0 | 0 | 0 | 0 | 0
0 | 0 | 0 | 0 | 0 | 0
0 | 0 | 0 | 0 | 0 | 0
0 | 0 | 0 | 0 | 0 | 0
0 | 0 | 0 | 0 | 0 | 0
0 | 0 | 0 | 0 | 0 | 0
0 | 0 | 0 | 0 | 0 | 0
0 | 0 | 0 | 0 | 0 | 0
0 | 0 | 0 | 0 | 0 | 0
0 | 0 | 0 | 0 | 0 | 0
0 | 0 | 0 | 0 | 0 | 0
0 | 0 | 0 | 0 | 0 | 0
0 | 0 | 0 | 0 | 0 | 0
0 | 0 | 0 | 0 | 0 | 0
0 | 0 | 0 | 0 | 0 | 0
0 | 0 | 0 | 0 | 0 | 0
0 | 0 | 0 | 0 | 0 | 0
0 | 0 | 0 | 0 | 0 | 0
0 | 0 | 0 | 0 | 0 | 0
0 | 0 | 0 | 0 | 0 | 0
0 | 0 | 0 | 0 | 0 | 0
0 | 0 | 0 | 0 | 0 | 0
0 | 0 | 0 | 0 | 0 | 0
0 | 0 | 0 | 0 | 0 | 0
0 | 0 | 0 | 0 | 0 | 0
0 | 0 | 0 | 0 | 0 | 0
0 | 0 | 0 | 0 | 0 | 0
0 | 0 | 0 | 0 | 0 | 0
0 | 0 | 0 | 0 | 0 | 0
0 | 0 | 0 | 0 | 0 | 0
0 | 0 | 0 | 0 | 0 | 0
0 | 0 | 0 | 0 | 0 | 0
0 | 0 | 0 | 0 | 0 | 0
0 | 0 | 0 | 0 | 0 | 0
0 | 0 | 0 | 0 | 0 | 0
0 | 0 | 0 | 0 | 0 | 0
0 | 0 | 0 | 0 | 0 | 0
0 | 0 | 0 | 0 | 0 | 0
0 | 0 | 0 | 0 | 0 | 0
0 | 0 | 0 | 0 | 0 | 0
0 | 0 | 0 | 0 | 0 | 0
0 | 0 | 0 | 0 | 0 | 0
0 | 0 | 0 | 0 | 0 | 0
0 | 0 | 0 | 0 | 0 | 0
0 | 0 | 0 | 0 | 0 | 0
0 | 0 | 0 | 0 | 0 | 0
0 | 0 | 0 | 0 | 0 | 0
0 | 0 | 0 | 0 | 0 | 0
0 | 0 | 0 | 0 | 0 | 0
0 | 0 | 0 | 0 | 0 | 0
0 | 0 | 0 | 0 | 0 | 0
0 | 0 | 0 | 0 | 0 | 0
0 | 0 | 0 | 0 | 0 | 0
0 | 0 | 0 | 0 | 0 | 0
0 | 0 | 0 | 0 | 0 | 0
0 | 0 | 0 | 0 | 0 | 0
0 | 0 | 0 | 0 | 0 | 0
0 | 0 | 0 | 0 | 0 | 0
0 | 0 | 0 | 0 | 0 | 0
0 | 0 | 0 | 0 | 0 | 0
0 | 0 | 0 | 0 | 0 | 0
0 | 0 | 0 | 0 | 0 | 0
0 | 0 | 0 | 0 | 0 | 0
0 | 0 | 0 | 0 | 0 | 0
0 | 0 | 0 | 0 | 0 | 0
0 | 0 | 0 | 0 | 0 | 0
0 | 0 | 0 | 0 | 0 | 0
0 | 0 | 0 | 0 | 0 | 0
0 | 0 | 0 | 0 | 0 | 0
0 | 0 | 0 | 0 | 0 | 0
0 | 0 | 0 | 0 | 0 | 0
0 | 0 | 0 | 0 | 0 | 0
0 | 0 | 0 | 0 | 0 | 0
0 | 0 | 0 | 0 | 0 | 0
0 | 0 | 0 | 0 | 0 | 0
0 | 0 | 0 | 0 | 0 | 0
0 | 0 | 0 | 0 | 0 | 0
0 | 0 | 0 | 0 | 0 | 0
0 | 0 | 0 | 0 | 0 | 0
0 | 0 | 0 | 0 | 0 | 0
0 | 0 | 0 | 0 | 0 | 0
0 | 0 | 0 | 0 | 0 | 0
0 | 0 | 0 | 0 | 0 | 0
0 | 0 | 0 | 0 | 0 | 0
0 | 0 | 0 | 0 | 0 | 0
0 | 0 | 0 | 0 | 0 | 0
0 | 0 | 0 | 0 | 0 | 0
0 | 0 | 0 | 0 | 0 | 0
0 | 0 | 0 | 0 | 0 | 0
0 | 0 | 0 | 0 | 0 | 0
0 | 0 | 0 | 0 | 0 | 0
0 | 0 | 0 | 0 | 0 | 0
0 | 0 | 0 | 0 | 0 | 0
0 | 0 | 0 | 0 | 0 | 0
0 | 0 | 0 | 0 | 0 | 0
0 | 0 | 0 | 0 | 0 | 0
0 | 0 | 0 | 0 | 0 | 0
0 | 0 | 0 | 0 | 0 | 0
0 | 0 | 0 | 0 | 0 | 0
0 | 0 | 0 | 0 | 0 | 0
0 | 0 | 0 | 0 | 0 | 0
0 | 0 | 0 | 0 | 0 | 0
0 | 0 | 0 | 0 | 0 | 0
0 | 0 | 0 | 0 | 0 | 0
0 | 0 | 0 | 0 | 0 | 0
0 | 0 | 0 | 0 | 0 | 0
0 | 0 | 0 | 0 | 0 | 0
0 | 0 | 0 | 0 | 0 | 0
0 | 0 | 0 | 0 | 0 | 0
0 | 0 | 0 | 0 | 0 | 0
0 | 0 | 0 | 0 | 0 | 0
0 | 0 | 0 | 0 | 0 | 0
0 | 0 | 0 | 0 | 0 | 0
0 | 0 | 0 | 0 | 0 | 0
0 | 0 | 0 | 0 | 0 | 0
0 | 0 | 0 | 0 | 0 | 0
0 | 0 | 0 | 0 | 0 | 0
0 | 0 | 0 | 0 | 0 | 0
0 | 0 | 0 | 0 | 0 | 0
0 | 0 | 0 | 0 | 0 | 0
0 | 0 | 0 | 0 | 0 | 0
0 | 0 | 0 | 0 | 0 | 0
0 | 0 | 0 | 0 | 0 | 0
0 | 0 | 0 | 0 | 0 | 0
0 | 0 | 0 | 0 | 0 | 0
0 | 0 | 0 | 0 | 0 | 0
0 | 0 | 0 | 0 | 0 | 0
0 | 0 | 0 | 0 | 0 | 0
0 | 0 | 0 | 0 | 0 | 0
0 | 0 | 0 | 0 | 0 | 0
0 | 0 | 0 | 0 | 0 | 0
0 | 0 | 0 | 0 | 0 | 0
0 | 0 | 0 | 0 | 0 | 0
0 | 0 | 0 | 0 | 0 | 0
0 | 0 | 0 | 0 | 0 | 0
0 | 0 | 0 | 0 | 0 | 0
0 | 0 | 0 | 0 | 0 | 0
0 | 0 | 0 | 0 | 0 | 0
0 | 0 | 0 | 0 | 0 | 0
0 | 0 | 0 | 0 | 0 | 0
0 | 0 | 0 | 0 | 0 | 0
0 | 0 | 0 | 0 | 0 | 0
0 | 0 | 0 | 0 | 0 | 0
0 | 0 | 0 | 0 | 0 | 0
0 | 0 | 0 | 0 | 0 | 0
0 | 0 | 0 | 0 | 0 | 0
0 | 0 | 0 | 0 | 0 | 0
0 | 0 | 0 | 0 | 0 | 0
0 | 0 | 0 | 0 | 0 | 0
0 | 0 | 0 | 0 | 0 | 0
0 | 0 | 0 | 0 | 0 | 0
0 | 0 | 0 | 0 | 0 | 0
0 | 0 | 0 | 0 | 0 | 0
0 | 0 | 0 | 0 | 0 | 0
0 | 0 | 0 | 0 | 0 | 0
0 | 0 | 0 | 0 | 0 | 0
0 | 0 | 0 | 0 | 0 | 0
0 | 0 | 0 | 0 | 0 | 0
0 | 0 | 0 | 0 | 0 | 0
0 | 0 | 0 | 0 | 0 | 0
0 | 0 | 0 | 0 | 0 | 0
0 | 0 | 0 | 0 | 0 | 0
0 | 0 | 0 | 0 | 0 | 0
0 | 0 | 0 | 0 | 0 | 0
0 | 0 | 0 | 0 | 0 | 0
0 | 0 | 0 | 0 | 0 | 0
0 | 0 | 0 | 0 | 0 | 0
0 | 0 | 0 | 0 | 0 | 0
0 | 0 | 0 | 0 | 0 | 0
0 | 0 | 0 | 0 | 0 | 0
0 | 0 | 0 | 0 | 0 | 0
0 | 0 | 0 | 0 | 0 | 0
0 | 0 | 0 | 0 | 0 | 0
0 | 0 | 0 | 0 | 0 | 0
0 | 0 | 0 | 0 | 0 | 0
0 | 0 | 0 | 0 | 0 | 0
0 | 0 | 0 | 0 | 0 | 0
0 | 0 | 0 | 0 | 0 | 0
0 | 0 | 0 | 0 | 0 | 0
0 | 0 | 0 | 0 | 0 | 0
0 | 0 | 0 | 0 | 0 | 0
0 | 0 | 0 | 0 | 0 | 0
0 | 0 | 0 | 0 | 0 | 0
0 | 0 | 0 | 0 | 0 | 0
0 | 0 | 0 | 0 | 0 | 0
0 | 0 | 0 | 0 | 0 | 0
0 | 0 | 0 | 0 | 0 | 0
0 | 0 | 0 | 0 | 0 | 0
0 | 0 | 0 | 0 | 0 | 0
0 | 0 | 0 | 0 | 0 | 0
0 | 0 | 0 | 0 | 0 | 0
0 | 0 | 0 | 0 | 0 | 0
0 | 0 | 0 | 0 | 0 | 0
0 | 0 | 0 | 0 | 0 | 0
0 | 0 | 0 | 0 | 0 | 0
0 | 0 | 0 | 0 | 0 | 0
0 | 0 | 0 | 0 | 0 | 0
0 | 0 | 0 | 0 | 0 | 0
0 | 0 | 0 | 0 | 0 | 0
0 | 0 | 0 | 0 | 0 | 0
0 | 0 | 0 | 0 | 0 | 0
0 | 0 | 0 | 0 | 0 | 0
0 | 0 | 0 | 0 | 0 | 0
0 | 0 | 0 | 0 | 0 | 0
0 | 0 | 0 | 0 | 0 | 0
0 | 0 | 0 | 0 | 0 | 0
0 | 0 | 0 | 0 | 0 | 0
0 | 0 | 0 | 0 | 0 | 0
0 | 0 | 0 | 0 | 0 | 0
0 | 0 | 0 | 0 | 0 | 0
0 | 0 | 0 | 0 | 0 | 0
0 | 0 | 0 | 0 | 0 | 0
0 | 0 | 0 | 0 | 0 | 0
0 | 0 | 0 | 0 | 0 | 0
0 | 0 | 0 | 0 | 0 | 0
0 | 0 | 0 | 0 | 0 | 0
0 | 0 | 0 | 0 | 0 | 0
0 | 0 | 0 | 0 | 0 | 0
0 | 0 | 0 | 0 | 0 | 0
0 | 0 | 0 | 0 | 0 | 0
0 | 0 | 0 | 0 | 0 | 0
0 | 0 | 0 | 0 | 0 | 0
0 | 0 | 0 | 0 | 0 | 0
0 | 0 | 0 | 0 | 0 | 0
0 | 0 | 0 | 0 | 0 | 0
0 | 0 | 0 | 0 | 0 | 0
0 | 0 | 0 | 0 | 0 | 0
0 | 0 | 0 | 0 | 0 | 0
0 | 0 | 0 | 0 | 0 | 0
0 | 0 | 0 | 0 | 0 | 0
0 | 0 | 0 | 0 | 0 | 0
0 | 0 | 0 | 0 | 0 | 0
0 | 0 | 0 | 0 | 0 | 0
0 | 0 | 0 | 0 | 0 | 0
0 | 0 | 0 | 0 | 0 | 0
0 | 0 | 0 | 0 | 0 | 0
0 | 0 | 0 | 0 | 0 | 0
0 | 0 | 0 | 0 | 0 | 0
0 | 0 | 0 | 0 | 0 | 0
0 | 0 | 0 | 0 | 0 | 0
0 | 0 | 0 | 0 | 0 | 0
0 | 0 | 0 | 0 | 0 | 0
0 | 0 | 0 | 0 | 0 | 0
0 | 0 | 0 | 0 | 0 | 0
0 | 0 | 0 | 0 | 0 | 0
0 | 0 | 0 | 0 | 0 | 0
0 | 0 | 0 | 0 | 0 | 0
0 | 0 | 0 | 0 | 0 | 0
0 | 0 | 0 | 0 | 0 | 0
0 | 0 | 0 | 0 | 0 | 0
0 | 0 | 0 | 0 | 0 | 0
0 | 0 | 0 | 0 | 0 | 0
0 | 0 | 0 | 0 | 0 | 0
0 | 0 | 0 | 0 | 0 | 0
0 | 0 | 0 | 0 | 0 | 0
0 | 0 | 0 | 0 | 0 | 0
0 | 0 | 0 | 0 | 0 | 0
0 | 0 | 0 | 0 | 0 | 0
0 | 0 | 0 | 0 | 0 | 0
0 | 0 | 0 | 0 | 0 | 0
0 | 0 | 0 | 0 | 0 | 0
0 | 0 | 0 | 0 | 0 | 0
0 | 0 | 0 | 0 | 0 | 0
0 | 0 | 0 | 0 | 0 | 0
0 | 0 | 0 | 0 | 0 | 0
0 | 0 | 0 | 0 | 0 | 0
0 | 0 | 0 | 0 | 0 | 0
0 | 0 | 0 | 0 | 0 | 0
0 | 0 | 0 | 0 | 0 | 0
0 | 0 | 0 | 0 | 0 | 0
0 | 0 | 0 | 0 | 0 | 0
0 | 0 | 0 | 0 | 0 | 0
0 | 0 | 0 | 0 | 0 | 0
0 | 0 | 0 | 0 | 0 | 0
0 | 0 | 0 | 0 | 0 | 0
0 | 0 | 0 | 0 | 0 | 0
0 | 0 | 0 | 0 | 0 | 0
0 | 0 | 0 | 0 | 0 | 0
0 | 0 | 0 | 0 | 0 | 0
0 | 0 | 0 | 0 | 0 | 0
0 | 0 | 0 | 0 | 0 | 0
0 | 0 | 0 | 0 | 0 | 0
0 | 0 | 0 | 0 | 0 | 0
0 | 0 | 0 | 0 | 0 | 0
0 | 0 | 0 | 0 | 0 | 0
0 | 0 | 0 | 0 | 0 | 0
0 | 0 | 0 | 0 | 0 | 0
0 | 0 | 0 | 0 | 0 | 0
0 | 0 | 0 | 0 | 0 | 0
0 | 0 | 0 | 0 | 0 | 0
0 | 0 | 0 | 0 | 0 | 0
0 | 0 | 0 | 0 | 0 | 0
0 | 0 | 0 | 0 | 0 | 0
0 | 0 | 0 | 0 | 0 | 0
0 | 0 | 0 | 0 | 0 | 0
0 | 0 | 0 | 0 | 0 | 0
0 | 0 | 0 | 0 | 0 | 0
0 | 0 | 0 | 0 | 0 | 0
0 | 0 | 0 | 0 | 0 | 0
0 | 0 | 0 | 0 | 0 | 0
0 | 0 | 0 | 0 | 0 | 0
0 | 0 | 0 | 0 | 0 | 0
0 | 0 | 0 | 0 | 0 | 0
0 | 0 | 0 | 0 | 0 | 0
0 | 0 | 0 | 0 | 0 | 0
0 | 0 | 0 | 0 | 0 | 0
0 | 0 | 0 | 0 | 0 | 0
0 | 0 | 0 | 0 | 0 | 0
0 | 0 | 0 | 0 | 0 | 0
0 | 0 | 0 | 0 | 0 | 0
0 | 0 | 0 | 0 | 0 | 0
0 | 0 | 0 | 0 | 0 | 0
0 | 0 | 0 | 0 | 0 | 0
0 | 0 | 0 | 0 | 0 | 0
0 | 0 | 0 | 0 | 0 | 0
0 | 0 | 0 | 0 | 0 | 0
0 | 0 | 0 | 0 | 0 | 0
0 | 0 | 0 | 0 | 0 | 0
0 | 0 | 0 | 0 | 0 | 0
0 | 0 | 0 | 0 | 0 | 0
0 | 0 | 0 | 0 | 0 | 0
0 | 0 | 0 | 0 | 0 | 0
0 | 0 | 0 | 0 | 0 | 0
0 | 0 | 0 | 0 | 0 | 0
0 | 0 | 0 | 0 | 0 | 0
0 | 0 | 0 | 0 | 0 | 0
0 | 0 | 0 | 0 | 0 | 0
0 | 0 | 0 | 0 | 0 | 0
0 | 0 | 0 | 0 | 0 | 0
0 | 0 | 0 | 0 | 0 | 0
0 | 0 | 0 | 0 | 0 | 0
0 | 0 | 0 | 0 | 0 | 0
0 | 0 | 0 | 0 | 0 | 0
0 | 0 | 0 | 0 | 0 | 0
0 | 0 | 0 | 0 | 0 | 0
0 | 0 | 0 | 0 | 0 | 0
0 | 0 | 0 | 0 | 0 | 0
0 | 0 | 0 | 0 | 0 | 0
0 | 0 | 0 | 0 | 0 | 0
0 | 0 | 0 | 0 | 0 | 0
0 | 0 | 0 | 0 | 0 | 0
0 | 0 | 0 | 0 | 0 | 0
0 | 0 | 0 | 0 | 0 | 0
0 | 0 | 0 | 0 | 0 | 0
0 | 0 | 0 | 0 | 0 | 0
0 | 0 | 0 | 0 | 0 | 0
0 | 0 | 0 | 0 | 0 | 0
0 | 0 | 0 | 0 | 0 | 0
0 | 0 | 0 | 0 | 0 | 0
0 | 0 | 0 | 0 | 0 | 0
0 | 0 | 0 | 0 | 0 | 0
0 | 0 | 0 | 0 | 0 | 0
0 | 0 | 0 | 0 | 0 | 0
0 | 0 | 0 | 0 | 0 | 0
0 | 0 | 0 | 0 | 0 | 0
0 | 0 | 0 | 0 | 0 | 0
0 | 0 | 0 | 0 | 0 | 0
0 | 0 | 0 | 0 | 0 | 0
0 | 0 | 0 | 0 | 0 | 0
0 | 0 | 0 | 0 | 0 | 0
0 | 0 | 0 | 0 | 0 | 0
0 | 0 | 0 | 0 | 0 | 0
0 | 0 | 0 | 0 | 0 | 0
0 | 0 | 0 | 0 | 0 | 0
0 | 0 | 0 | 0 | 0 | 0
0 | 0 | 0 | 0 | 0 | 0
0 | 0 | 0 | 0 | 0 | 0
0 | 0 | 0 | 0 | 0 | 0
0 | 0 | 0 | 0 | 0 | 0
0 | 0 | 0 | 0 | 0 | 0
0 | 0 | 0 | 0 | 0 | 0
0 | 0 | 0 | 0 | 0 | 0
0 | 0 | 0 | 0 | 0 | 0
0 | 0 | 0 | 0 | 0 | 0
0 | 0 | 0 | 0 | 0 | 0
0 | 0 | 0 | 0 | 0 | 0
0 | 0 | 0 | 0 | 0 | 0
0 | 0 | 0 | 0 | 0 | 0
0 | 0 | 0 | 0 | 0 | 0
0 | 0 | 0 | 0 | 0 | 0
0 | 0 | 0 | 0 | 0 | 0
0 | 0 | 0 | 0 | 0 | 0
0 | 0 | 0 | 0 | 0 | 0
0 | 0 | 0 | 0 | 0 | 0
0 | 0 | 0 | 0 | 0 | 0
0 | 0 | 0 | 0 | 0 | 0
0 | 0 | 0 | 0 | 0 | 0
0 | 0 | 0 | 0 | 0 | 0
0 | 0 | 0 | 0 | 0 | 0
0 | 0 | 0 | 0 | 0 | 0
0 | 0 | 0 | 0 | 0 | 0
0 | 0 | 0 | 0 | 0 | 0
0 | 0 | 0 | 0 | 0 | 0
0 | 0 | 0 | 0 | 0 | 0
0 | 0 | 0 | 0 | 0 | 0
0 | 0 | 0 | 0 | 0 | 0
0 | 0 | 0 | 0 | 0 | 0
0 | 0 | 0 | 0 | 0 | 0
0 | 0 | 0 | 0 | 0 | 0
0 | 0 | 0 | 0 | 0 | 0
0 | 0 | 0 | 0 | 0 | 0
0 | 0 | 0 | 0 | 0 | 0
0 | 0 | 0 | 0 | 0 | 0
0 | 0 | 0 | 0 | 0 | 0
0 | 0 | 0 | 0 | 0 | 0
0 | 0 | 0 | 0 | 0 | 0
0 | 0 | 0 | 0 | 0 | 0
0 | 0 | 0 | 0 | 0 | 0
0 | 0 | 0 | 0 | 0 | 0
0 | 0 | 0 | 0 | 0 | 0
0 | 0 | 0 | 0 | 0 | 0
0 | 0 | 0 | 0 | 0 | 0
0 | 0 | 0 | 0 | 0 | 0
0 | 0 | 0 | 0 | 0 | 0
0 | 0 | 0 | 0 | 0 | 0
0 | 0 | 0 | 0 | 0 | 0
0 | 0 | 0 | 0 | 0 | 0
0 | 0 | 0 | 0 | 0 | 0
0 | 0 | 0 | 0 | 0 | 0
0 | 0 | 0 | 0 | 0 | 0
0 | 0 | 0 | 0 | 0 | 0
0 | 0 | 0 | 0 | 0 | 0
0 | 0 | 0 | 0 | 0 | 0
0 | 0 | 0 | 0 | 0 | 0
0 | 0 | 0 | 0 | 0 | 0
0 | 0 | 0 | 0 | 0 | 0
0 | 0 | 0 | 0 | 0 | 0
0 | 0 | 0 | 0 | 0 | 0
0 | 0 | 0 | 0 | 0 | 0
0 | 0 | 0 | 0 | 0 | 0
0 | 0 | 0 | 0 | 0 | 0
0 | 0 | 0 | 0 | 0 | 0
0 | 0 | 0 | 0 | 0 | 0
0 | 0 | 0 | 0 | 0 | 0
0 | 0 | 0 | 0 | 0 | 0
0 | 0 | 0 | 0 | 0 | 0
0 | 0 | 0 | 0 | 0 | 0
0 | 0 | 0 | 0 | 0 | 0
0 | 0 | 0 | 0 | 0 | 0
0 | 0 | 0 | 0 | 0 | 0
0 | 0 | 0 | 0 | 0 | 0
0 | 0 | 0 | 0 | 0 | 0
0 | 0 | 0 | 0 | 0 | 0
0 | 0 | 0 | 0 | 0 | 0
0 | 0 | 0 | 0 | 0 | 0
0 | 0 | 0 | 0 | 0 | 0
0 | 0 | 0 | 0 | 0 | 0
0 | 0 | 0 | 0 | 0 | 0
0 | 0 | 0 | 0 | 0 | 0
0 | 0 | 0 | 0 | 0 | 0
0 | 0 | 0 | 0 | 0 | 0
0 | 0 | 0 | 0 | 0 | 0
0 | 0 | 0 | 0 | 0 | 0
0 | 0 | 0 | 0 | 0 | 0
0 | 0 | 0 | 0 | 0 | 0
0 | 0 | 0 | 0 | 0 | 0
0 | 0 | 0 | 0 | 0 | 0
0 | 0 | 0 | 0 | 0 | 0
0 | 0 | 0 | 0 | 0 | 0
0 | 0 | 0 | 0 | 0 | 0
0 | 0 | 0 | 0 | 0 | 0
0 | 0 | 0 | 0 | 0 | 0
0 | 0 | 0 | 0 | 0 | 0
0 | 0 | 0 | 0 | 0 | 0
0 | 0 | 0 | 0 | 0 | 0
0 | 0 | 0 | 0 | 0 | 0
0 | 0 | 0 | 0 | 0 | 0
0 | 0 | 0 | 0 | 0 | 0
0 | 0 | 0 | 0 | 0 | 0
0 | 0 | 0 | 0 | 0 | 0
0 | 0 | 0 | 0 | 0 | 0
0 | 0 | 0 | 0 | 0 | 0
0 | 0 | 0 | 0 | 0 | 0
0 | 0 | 0 | 0 | 0 | 0
0 | 0 | 0 | 0 | 0 | 0
0 | 0 | 0 | 0 | 0 | 0
0 | 0 | 0 | 0 | 0 | 0
0 | 0 | 0 | 0 | 0 | 0
0 | 0 | 0 | 0 | 0 | 0
0 | 0 | 0 | 0 | 0 | 0
0 | 0 | 0 | 0 | 0 | 0
0 | 0 | 0 | 0 | 0 | 0
0 | 0 | 0 | 0 | 0 | 0
0 | 0 | 0 | 0 | 0 | 0
0 | 0 | 0 | 0 | 0 | 0
0 | 0 | 0 | 0 | 0 | 0
0 | 0 | 0 | 0 | 0 | 0
0 | 0 | 0 | 0 | 0 | 0
0 | 0 | 0 | 0 | 0 | 0
0 | 0 | 0 | 0 | 0 | 0
0 | 0 | 0 | 0 | 0 | 0
0 | 0 | 0 | 0 | 0 | 0
0 | 0 | 0 | 0 | 0 | 0
0 | 0 | 0 | 0 | 0 | 0
0 | 0 | 0 | 0 | 0 | 0
0 | 0 | 0 | 0 | 0 | 0
0 | 0 | 0 | 0 | 0 | 0
0 | 0 | 0 | 0 | 0 | 0
0 | 0 | 0 | 0 | 0 | 0
0 | 0 | 0 | 0 | 0 | 0
0 | 0 | 0 | 0 | 0 | 0
0 | 0 | 0 | 0 | 0 | 0
0 | 0 | 0 | 0 | 0 | 0
0 | 0 | 0 | 0 | 0 | 0
0 | 0 | 0 | 0 | 0 | 0
0 | 0 | 0 | 0 | 0 | 0
0 | 0 | 0 | 0 | 0 | 0
0 | 0 | 0 | 0 | 0 | 0
0 | 0 | 0 | 0 | 0 | 0
0 | 0 | 0 | 0 | 0 | 0
0 | 0 | 0 | 0 | 0 | 0
0 | 0 | 0 | 0 | 0 | 0
0 | 0 | 0 | 0 | 0 | 0
0 | 0 | 0 | 0 | 0 | 0
0 | 0 | 0 | 0 | 0 | 0
0 | 0 | 0 | 0 | 0 | 0
0 | 0 | 0 | 0 | 0 | 0
0 | 0 | 0 | 0 | 0 | 0
0 | 0 | 0 | 0 | 0 | 0
0 | 0 | 0 | 0 | 0 | 0
0 | 0 | 0 | 0 | 0 | 0
0 | 0 | 0 | 0 | 0 | 0
0 | 0 | 0 | 0 | 0 | 0
0 | 0 | 0 | 0 | 0 | 0
0 | 0 | 0 | 0 | 0 | 0
0 | 0 | 0 | 0 | 0 | 0
0 | 0 | 0 | 0 | 0 | 0
0 | 0 | 0 | 0 | 0 | 0
0 | 0 | 0 | 0 | 0 | 0
0 | 0 | 0 | 0 | 0 | 0
0 | 0 | 0 | 0 | 0 | 0
0 | 0 | 0 | 0 | 0 | 0
0 | 0 | 0 | 0 | 0 | 0
0 | 0 | 0 | 0 | 0 | 0
0 | 0 | 0 | 0 | 0 | 0
0 | 0 | 0 | 0 | 0 | 0
0 | 0 | 0 | 0 | 0 | 0
0 | 0 | 0 | 0 | 0 | 0
0 | 0 | 0 | 0 | 0 | 0
0 | 0 | 0 | 0 | 0 | 0
0 | 0 | 0 | 0 | 0 | 0
0 | 0 | 0 | 0 | 0 | 0
0 | 0 | 0 | 0 | 0 | 0
0 | 0 | 0 | 0 | 0 | 0
0 | 0 | 0 | 0 | 0 | 0
0 | 0 | 0 | 0 | 0 | 0
0 | 0 | 0 | 0 | 0 | 0
0 | 0 | 0 | 0 | 0 | 0
0 | 0 | 0 | 0 | 0 | 0
0 | 0 | 0 | 0 | 0 | 0
0 | 0 | 0 | 0 | 0 | 0
0 | 0 | 0 | 0 | 0 | 0
0 | 0 | 0 | 0 | 0 | 0
0 | 0 | 0 | 0 | 0 | 0
0 | 0 | 0 | 0 | 0 | 0
0 | 0 | 0 | 0 | 0 | 0
0 | 0 | 0 | 0 | 0 | 0
0 | 0 | 0 | 0 | 0 | 0
0 | 0 | 0 | 0 | 0 | 0
0 | 0 | 0 | 0 | 0 | 0
0 | 0 | 0 | 0 | 0 | 0
0 | 0 | 0 | 0 | 0 | 0
0 | 0 | 0 | 0 | 0 | 0
0 | 0 | 0 | 0 | 0 | 0
0 | 0 | 0 | 0 | 0 | 0
0 | 0 | 0 | 0 | 0 | 0
0 | 0 | 0 | 0 | 0 | 0
0 | 0 | 0 | 0 | 0 | 0
0 | 0 | 0 | 0 | 0 | 0
0 | 0 | 0 | 0 | 0 | 0
0 | 0 | 0 | 0 | 0 | 0
0 | 0 | 0 | 0 | 0 | 0
0 | 0 | 0 | 0 | 0 | 0
0 | 0 | 0 | 0 | 0 | 0
0 | 0 | 0 | 0 | 0 | 0
0 | 0 | 0 | 0 | 0 | 0
0 | 0 | 0 | 0 | 0 | 0
0 | 0 | 0 | 0 | 0 | 0
0 | 0 | 0 | 0 | 0 | 0
0 | 0 | 0 | 0 | 0 | 0
0 | 0 | 0 | 0 | 0 | 0
0 | 0 | 0 | 0 | 0 | 0
0 | 0 | 0 | 0 | 0 | 0
0 | 0 | 0 | 0 | 0 | 0
0 | 0 | 0 | 0 | 0 | 0
0 | 0 | 0 | 0 | 0 | 0
0 | 0 | 0 | 0 | 0 | 0
0 | 0 | 0 | 0 | 0 | 0
0 | 0 | 0 | 0 | 0 | 0
0 | 0 | 0 | 0 | 0 | 0
0 | 0 | 0 | 0 | 0 | 0
0 | 0 | 0 | 0 | 0 | 0
0 | 0 | 0 | 0 | 0 | 0
0 | 0 | 0 | 0 | 0 | 0
0 | 0 | 0 | 0 | 0 | 0
0 | 0 | 0 | 0 | 0 | 0
0 | 0 | 0 | 0 | 0 | 0
0 | 0 | 0 | 0 | 0 | 0
0 | 0 | 0 | 0 | 0 | 0
0 | 0 | 0 | 0 | 0 | 0
0 | 0 | 0 | 0 | 0 | 0
0 | 0 | 0 | 0 | 0 | 0
0 | 0 | 0 | 0 | 0 | 0
0 | 0 | 0 | 0 | 0 | 0
0 | 0 | 0 | 0 | 0 | 0
0 | 0 | 0 | 0 | 0 | 0
0 | 0 | 0 | 0 | 0 | 0
0 | 0 | 0 | 0 | 0 | 0
0 | 0 | 0 | 0 | 0 | 0
0 | 0 | 0 | 0 | 0 | 0
0 | 0 | 0 | 0 | 0 | 0
0 | 0 | 0 | 0 | 0 | 0
0 | 0 | 0 | 0 | 0 | 0
0 | 0 | 0 | 0 | 0 | 0
0 | 0 | 0 | 0 | 0 | 0
0 | 0 | 0 | 0 | 0 | 0
0 | 0 | 0 | 0 | 0 | 0
0 | 0 | 0 | 0 | 0 | 0
0 | 0 | 0 | 0 | 0 | 0
0 | 0 | 0 | 0 | 0 | 0
0 | 0 | 0 | 0 | 0 | 0
0 | 0 | 0 | 0 | 0 | 0
0 | 0 | 0 | 0 | 0 | 0
0 | 0 | 0 | 0 | 0 | 0
0 | 0 | 0 | 0 | 0 | 0
0 | 0 | 0 | 0 | 0 | 0
0 | 0 | 0 | 0 | 0 | 0
0 | 0 | 0 | 0 | 0 | 0
0 | 0 | 0 | 0 | 0 | 0
0 | 0 | 0 | 0 | 0 | 0
0 | 0 | 0 | 0 | 0 | 0
0 | 0 | 0 | 0 | 0 | 0
0 | 0 | 0 | 0 | 0 | 0
0 | 0 | 0 | 0 | 0 | 0
0 | 0 | 0 | 0 | 0 | 0
0 | 0 | 0 | 0 | 0 | 0
0 | 0 | 0 | 0 | 0 | 0
0 | 0 | 0 | 0 | 0 | 0
0 | 0 | 0 | 0 | 0 | 0
0 | 0 | 0 | 0 | 0 | 0
0 | 0 | 0 | 0 | 0 | 0
0 | 0 | 0 | 0 | 0 | 0
0 | 0 | 0 | 0 | 0 | 0
0 | 0 | 0 | 0 | 0 | 0
0 | 0 | 0 | 0 | 0 | 0
0 | 0 | 0 | 0 | 0 | 0
0 | 0 | 0 | 0 | 0 | 0
0 | 0 | 0 | 0 | 0 | 0
0 | 0 | 0 | 0 | 0 | 0
0 | 0 | 0 | 0 | 0 | 0
0 | 0 | 0 | 0 | 0 | 0
0 | 0 | 0 | 0 | 0 | 0
0 | 0 | 0 | 0 | 0 | 0
0 | 0 | 0 | 0 | 0 | 0
0 | 0 | 0 | 0 | 0 | 0
0 | 0 | 0 | 0 | 0 | 0
0 | 0 | 0 | 0 | 0 | 0
0 | 0 | 0 | 0 | 0 | 0
0 | 0 | 0 | 0 | 0 | 0
0 | 0 | 0 | 0 | 0 | 0
0 | 0 | 0 | 0 | 0 | 0
0 | 0 | 0 | 0 | 0 | 0
0 | 0 | 0 | 0 | 0 | 0
0 | 0 | 0 | 0 | 0 | 0
0 | 0 | 0 | 0 | 0 | 0
0 | 0 | 0 | 0 | 0 | 0
0 | 0 | 0 | 0 | 0 | 0
0 | 0 | 0 | 0 | 0 | 0
0 | 0 | 0 | 0 | 0 | 0
0 | 0 | 0 | 0 | 0 | 0
0 | 0 | 0 | 0 | 0 | 0
0 | 0 | 0 | 0 | 0 | 0
0 | 0 | 0 | 0 | 0 | 0
0 | 0 | 0 | 0 | 0 | 0
0 | 0 | 0 | 0 | 0 | 0
0 | 0 | 0 | 0 | 0 | 0
0 | 0 | 0 | 0 | 0 | 0
0 | 0 | 0 | 0 | 0 | 0
0 | 0 | 0 | 0 | 0 | 0
0 | 0 | 0 | 0 | 0 | 0
0 | 0 | 0 | 0 | 0 | 0
0 | 0 | 0 | 0 | 0 | 0
0 | 0 | 0 | 0 | 0 | 0
0 | 0 | 0 | 0 | 0 | 0
0 | 0 | 0 | 0 | 0 | 0
0 | 0 | 0 | 0 | 0 | 0
0 | 0 | 0 | 0 | 0 | 0
0 | 0 | 0 | 0 | 0 | 0
0 | 0 | 0 | 0 | 0 | 0
0 | 0 | 0 | 0 | 0 | 0
0 | 0 | 0 | 0 | 0 | 0
0 | 0 | 0 | 0 | 0 | 0
0 | 0 | 0 | 0 | 0 | 0
0 | 0 | 0 | 0 | 0 | 0
0 | 0 | 0 | 0 | 0 | 0
0 | 0 | 0 | 0 | 0 | 0
0 | 0 | 0 | 0 | 0 | 0
0 | 0 | 0 | 0 | 0 | 0
0 | 0 | 0 | 0 | 0 | 0
0 | 0 | 0 | 0 | 0 | 0
0 | 0 | 0 | 0 | 0 | 0
0 | 0 | 0 | 0 | 0 | 0
0 | 0 | 0 | 0 | 0 | 0
0 | 0 | 0 | 0 | 0 | 0
0 | 0 | 0 | 0 | 0 | 0
0 | 0 | 0 | 0 | 0 | 0
0 | 0 | 0 | 0 | 0 | 0
0 | 0 | 0 | 0 | 0 | 0
0 | 0 | 0 | 0 | 0 | 0
0 | 0 | 0 | 0 | 0 | 0
0 | 0 | 0 | 0 | 0 | 0
0 | 0 | 0 | 0 | 0 | 0
0 | 0 | 0 | 0 | 0 | 0
0 | 0 | 0 | 0 | 0 | 0
0 | 0 | 0 | 0 | 0 | 0
0 | 0 | 0 | 0 | 0 | 0
0 | 0 | 0 | 0 | 0 | 0
0 | 0 | 0 | 0 | 0 | 0
0 | 0 | 0 | 0 | 0 | 0
0 | 0 | 0 | 0 | 0 | 0
0 | 0 | 0 | 0 | 0 | 0
0 | 0 | 0 | 0 | 0 | 0
0 | 0 | 0 | 0 | 0 | 0
0 | 0 | 0 | 0 | 0 | 0
0 | 0 | 0 | 0 | 0 | 0
0 | 0 | 0 | 0 | 0 | 0
0 | 0 | 0 | 0 | 0 | 0
0 | 0 | 0 | 0 | 0 | 0
0 | 0 | 0 | 0 | 0 | 0
0 | 0 | 0 | 0 | 0 | 0
0 | 0 | 0 | 0 | 0 | 0
0 | 0 | 0 | 0 | 0 | 0
0 | 0 | 0 | 0 | 0 | 0
0 | 0 | 0 | 0 | 0 | 0
0 | 0 | 0 | 0 | 0 | 0
0 | 0 | 0 | 0 | 0 | 0
0 | 0 | 0 | 0 | 0 | 0
0 | 0 | 0 | 0 | 0 | 0
0 | 0 | 0 | 0 | 0 | 0
0 | 0 | 0 | 0 | 0 | 0
0 | 0 | 0 | 0 | 0 | 0
0 | 0 | 0 | 0 | 0 | 0
0 | 0 | 0 | 0 | 0 | 0
0 | 0 | 0 | 0 | 0 | 0
0 | 0 | 0 | 0 | 0 | 0
0 | 0 | 0 | 0 | 0 | 0
0 | 0 | 0 | 0 | 0 | 0
0 | 0 | 0 | 0 | 0 | 0
0 | 0 | 0 | 0 | 0 | 0
0 | 0 | 0 | 0 | 0 | 0
0 | 0 | 0 | 0 | 0 | 0
0 | 0 | 0 | 0 | 0 | 0
0 | 0 | 0 | 0 | 0 | 0
0 | 0 | 0 | 0 | 0 | 0
0 | 0 | 0 | 0 | 0 | 0
0 | 0 | 0 | 0 | 0 | 0
0 | 0 | 0 | 0 | 0 | 0
0 | 0 | 0 | 0 | 0 | 0
0 | 0 | 0 | 0 | 0 | 0
0 | 0 | 0 | 0 | 0 | 0
0 | 0 | 0 | 0 | 0 | 0
0 | 0 | 0 | 0 | 0 | 0
0 | 0 | 0 | 0 | 0 | 0
0 | 0 | 0 | 0 | 0 | 0
0 | 0 | 0 | 0 | 0 | 0
0 | 0 | 0 | 0 | 0 | 0
0 | 0 | 0 | 0 | 0 | 0
0 | 0 | 0 | 0 | 0 | 0
0 | 0 | 0 | 0 | 0 | 0
0 | 0 | 0 | 0 | 0 | 0
0 | 0 | 0 | 0 | 0 | 0
0 | 0 | 0 | 0 | 0 | 0
0 | 0 | 0 | 0 | 0 | 0
0 | 0 | 0 | 0 | 0 | 0
0 | 0 | 0 | 0 | 0 | 0
0 | 0 | 0 | 0 | 0 | 0
0 | 0 | 0 | 0 | 0 | 0
0 | 0 | 0 | 0 | 0 | 0
0 | 0 | 0 | 0 | 0 | 0
0 | 0 | 0 | 0 | 0 | 0
0 | 0 | 0 | 0 | 0 | 0
0 | 0 | 0 | 0 | 0 | 0
0 | 0 | 0 | 0 | 0 | 0
0 | 0 | 0 | 0 | 0 | 0
0 | 0 | 0 | 0 | 0 | 0
0 | 0 | 0 | 0 | 0 | 0
0 | 0 | 0 | 0 | 0 | 0
0 | 0 | 0 | 0 | 0 | 0
0 | 0 | 0 | 0 | 0 | 0
0 | 0 | 0 | 0 | 0 | 0
0 | 0 | 0 | 0 | 0 | 0
0 | 0 | 0 | 0 | 0 | 0
0 | 0 | 0 | 0 | 0 | 0
0 | 0 | 0 | 0 | 0 | 0
0 | 0 | 0 | 0 | 0 | 0
0 | 0 | 0 | 0 | 0 | 0
0 | 0 | 0 | 0 | 0 | 0
0 | 0 | 0 | 0 | 0 | 0
0 | 0 | 0 | 0 | 0 | 0
0 | 0 | 0 | 0 | 0 | 0
0 | 0 | 0 | 0 | 0 | 0
0 | 0 | 0 | 0 | 0 | 0
0 | 0 | 0 | 0 | 0 | 0
0 | 0 | 0 | 0 | 0 | 0
0 | 0 | 0 | 0 | 0 | 0
0 | 0 | 0 | 0 | 0 | 0
0 | 0 | 0 | 0 | 0 | 0
0 | 0 | 0 | 0 | 0 | 0
0 | 0 | 0 | 0 | 0 | 0
0 | 0 | 0 | 0 | 0 | 0
0 | 0 | 0 | 0 | 0 | 0
0 | 0 | 0 | 0 | 0 | 0
0 | 0 | 0 | 0 | 0 | 0
0 | 0 | 0 | 0 | 0 | 0
0 | 0 | 0 | 0 | 0 | 0
0 | 0 | 0 | 0 | 0 | 0
0 | 0 | 0 | 0 | 0 | 0
0 | 0 | 0 | 0 | 0 | 0
0 | 0 | 0 | 0 | 0 | 0
0 | 0 | 0 | 0 | 0 | 0
0 | 0 | 0 | 0 | 0 | 0
0 | 0 | 0 | 0 | 0 | 0
0 | 0 | 0 | 0 | 0 | 0
0 | 0 | 0 | 0 | 0 | 0
0 | 0 | 0 | 0 | 0 | 0
0 | 0 | 0 | 0 | 0 | 0
0 | 0 | 0 | 0 | 0 | 0
0 | 0 | 0 | 0 | 0 | 0
0 | 0 | 0 | 0 | 0 | 0
0 | 0 | 0 | 0 | 0 | 0
0 | 0 | 0 | 0 | 0 | 0
0 | 0 | 0 | 0 | 0 | 0
0 | 0 | 0 | 0 | 0 | 0
0 | 0 | 0 | 0 | 0 | 0
0 | 0 | 0 | 0 | 0 | 0
0 | 0 | 0 | 0 | 0 | 0
0 | 0 | 0 | 0 | 0 | 0
0 | 0 | 0 | 0 | 0 | 0
0 | 0 | 0 | 0 | 0 | 0
0 | 0 | 0 | 0 | 0 | 0
0 | 0 | 0 | 0 | 0 | 0
0 | 0 | 0 | 0 | 0 | 0
0 | 0 | 0 | 0 | 0 | 0
0 | 0 | 0 | 0 | 0 | 0
0 | 0 | 0 | 0 | 0 | 0
0 | 0 | 0 | 0 | 0 | 0
0 | 0 | 0 | 0 | 0 | 0
0 | 0 | 0 | 0 | 0 | 0
0 | 0 | 0 | 0 | 0 | 0
0 | 0 | 0 | 0 | 0 | 0
0 | 0 | 0 | 0 | 0 | 0
0 | 0 | 0 | 0 | 0 | 0
0 | 0 | 0 | 0 | 0 | 0
0 | 0 | 0 | 0 | 0 | 0
0 | 0 | 0 | 0 | 0 | 0
0 | 0 | 0 | 0 | 0 | 0
0 | 0 | 0 | 0 | 0 | 0
0 | 0 | 0 | 0 | 0 | 0
0 | 0 | 0 | 0 | 0 | 0
0 | 0 | 0 | 0 | 0 | 0
0 | 0 | 0 | 0 | 0 | 0
0 | 0 | 0 | 0 | 0 | 0
0 | 0 | 0 | 0 | 0 | 0
0 | 0 | 0 | 0 | 0 | 0
0 | 0 | 0 | 0 | 0 | 0
0 | 0 | 0 | 0 | 0 | 0
0 | 0 | 0 | 0 | 0 | 0
0 | 0 | 0 | 0 | 0 | 0
0 | 0 | 0 | 0 | 0 | 0
0 | 0 | 0 | 0 | 0 | 0
0 | 0 | 0 | 0 | 0 | 0
0 | 0 | 0 | 0 | 0 | 0
0 | 0 | 0 | 0 | 0 | 0
0 | 0 | 0 | 0 | 0 | 0
0 | 0 | 0 | 0 | 0 | 0
0 | 0 | 0 | 0 | 0 | 0
0 | 0 | 0 | 0 | 0 | 0
0 | 0 | 0 | 0 | 0 | 0
0 | 0 | 0 | 0 | 0 | 0
0 | 0 | 0 | 0 | 0 | 0
0 | 0 | 0 | 0 | 0 | 0
0 | 0 | 0 | 0 | 0 | 0
0 | 0 | 0 | 0 | 0 | 0
0 | 0 | 0 | 0 | 0 | 0
0 | 0 | 0 | 0 | 0 | 0
0 | 0 | 0 | 0 | 0 | 0
0 | 0 | 0 | 0 | 0 | 0
0 | 0 | 0 | 0 | 0 | 0
0 | 0 | 0 | 0 | 0 | 0
0 | 0 | 0 | 0 | 0 | 0
0 | 0 | 0 | 0 | 0 | 0
0 | 0 | 0 | 0 | 0 | 0
0 | 0 | 0 | 0 | 0 | 0
0 | 0 | 0 | 0 | 0 | 0
0 | 0 | 0 | 0 | 0 | 0
0 | 0 | 0 | 0 | 0 | 0
0 | 0 | 0 | 0 | 0 | 0
0 | 0 | 0 | 0 | 0 | 0
0 | 0 | 0 | 0 | 0 | 0
0 | 0 | 0 | 0 | 0 | 0
0 | 0 | 0 | 0 | 0 | 0
0 | 0 | 0 | 0 | 0 | 0
0 | 0 | 0 | 0 | 0 | 0
0 | 0 | 0 | 0 | 0 | 0
0 | 0 | 0 | 0 | 0 | 0
0 | 0 | 0 | 0 | 0 | 0
0 | 0 | 0 | 0 | 0 | 0
0 | 0 | 0 | 0 | 0 | 0
0 | 0 | 0 | 0 | 0 | 0
0 | 0 | 0 | 0 | 0 | 0
0 | 0 | 0 | 0 | 0 | 0
0 | 0 | 0 | 0 | 0 | 0
0 | 0 | 0 | 0 | 0 | 0
0 | 0 | 0 | 0 | 0 | 0
0 | 0 | 0 | 0 | 0 | 0
0 | 0 | 0 | 0 | 0 | 0
0 | 0 | 0 | 0 | 0 | 0
0 | 0 | 0 | 0 | 0 | 0
0 | 0 | 0 | 0 | 0 | 0
0 | 0 | 0 | 0 | 0 | 0
0 | 0 | 0 | 0 | 0 | 0
0 | 0 | 0 | 0 | 0 | 0
0 | 0 | 0 | 0 | 0 | 0
0 | 0 | 0 | 0 | 0 | 0
0 | 0 | 0 | 0 | 0 | 0
0 | 0 | 0 | 0 | 0 | 0
0 | 0 | 0 | 0 | 0 | 0
0 | 0 | 0 | 0 | 0 | 0
0 | 0 | 0 | 0 | 0 | 0
0 | 0 | 0 | 0 | 0 | 0
0 | 0 | 0 | 0 | 0 | 0
0 | 0 | 0 | 0 | 0 | 0
0 | 0 | 0 | 0 | 0 | 0
0 | 0 | 0 | 0 | 0 | 0
0 | 0 | 0 | 0 | 0 | 0
0 | 0 | 0 | 0 | 0 | 0
0 | 0 | 0 | 0 | 0 | 0
0 | 0 | 0 | 0 | 0 | 0
0 | 0 | 0 | 0 | 0 | 0
0 | 0 | 0 | 0 | 0 | 0
0 | 0 | 0 | 0 | 0 | 0
0 | 0 | 0 | 0 | 0 | 0
0 | 0 | 0 | 0 | 0 | 0
0 | 0 | 0 | 0 | 0 | 0
0 | 0 | 0 | 0 | 0 | 0
0 | 0 | 0 | 0 | 0 | 0
0 | 0 | 0 | 0 | 0 | 0
0 | 0 | 0 | 0 | 0 | 0
0 | 0 | 0 | 0 | 0 | 0
0 | 0 | 0 | 0 | 0 | 0
0 | 0 | 0 | 0 | 0 | 0
0 | 0 | 0 | 0 | 0 | 0
0 | 0 | 0 | 0 | 0 | 0
0 | 0 | 0 | 0 | 0 | 0
0 | 0 | 0 | 0 | 0 | 0
0 | 0 | 0 | 0 | 0 | 0
0 | 0 | 0 | 0 | 0 | 0
0 | 0 | 0 | 0 | 0 | 0
0 | 0 | 0 | 0 | 0 | 0
0 | 0 | 0 | 0 | 0 | 0
0 | 0 | 0 | 0 | 0 | 0
0 | 0 | 0 | 0 | 0 | 0
0 | 0 | 0 | 0 | 0 | 0
0 | 0 | 0 | 0 | 0 | 0
0 | 0 | 0 | 0 | 0 | 0
0 | 0 | 0 | 0 | 0 | 0
0 | 0 | 0 | 0 | 0 | 0
0 | 0 | 0 | 0 | 0 | 0
0 | 0 | 0 | 0 | 0 | 0
0 | 0 | 0 | 0 | 0 | 0
0 | 0 | 0 | 0 | 0 | 0
0 | 0 | 0 | 0 | 0 | 0
0 | 0 | 0 | 0 | 0 | 0
0 | 0 | 0 | 0 | 0 | 0
0 | 0 | 0 | 0 | 0 | 0
0 | 0 | 0 | 0 | 0 | 0
0 | 0 | 0 | 0 | 0 | 0
0 | 0 | 0 | 0 | 0 | 0
0 | 0 | 0 | 0 | 0 | 0
0 | 0 | 0 | 0 | 0 | 0
0 | 0 | 0 | 0 | 0 | 0
0 | 0 | 0 | 0 | 0 | 0
0 | 0 | 0 | 0 | 0 | 0
0 | 0 | 0 | 0 | 0 | 0
0 | 0 | 0 | 0 | 0 | 0
0 | 0 | 0 | 0 | 0 | 0
0 | 0 | 0 | 0 | 0 | 0
0 | 0 | 0 | 0 | 0 | 0
0 | 0 | 0 | 0 | 0 | 0
0 | 0 | 0 | 0 | 0 | 0
0 | 0 | 0 | 0 | 0 | 0
0 | 0 | 0 | 0 | 0 | 0
0 | 0 | 0 | 0 | 0 | 0
0 | 0 | 0 | 0 | 0 | 0
0 | 0 | 0 | 0 | 0 | 0
0 | 0 | 0 | 0 | 0 | 0
0 | 0 | 0 | 0 | 0 | 0
0 | 0 | 0 | 0 | 0 | 0
0 | 0 | 0 | 0 | 0 | 0
0 | 0 | 0 | 0 | 0 | 0
0 | 0 | 0 | 0 | 0 | 0
0 | 0 | 0 | 0 | 0 | 0
0 | 0 | 0 | 0 | 0 | 0
0 | 0 | 0 | 0 | 0 | 0
0 | 0 | 0 | 0 | 0 | 0
0 | 0 | 0 | 0 | 0 | 0
0 | 0 | 0 | 0 | 0 | 0
0 | 0 | 0 | 0 | 0 | 0
0 | 0 | 0 | 0 | 0 | 0
0 | 0 | 0 | 0 | 0 | 0
0 | 0 | 0 | 0 | 0 | 0
0 | 0 | 0 | 0 | 0 | 0
0 | 0 | 0 | 0 | 0 | 0
0 | 0 | 0 | 0 | 0 | 0
0 | 0 | 0 | 0 | 0 | 0
0 | 0 | 0 | 0 | 0 | 0
0 | 0 | 0 | 0 | 0 | 0
0 | 0 | 0 | 0 | 0 | 0
0 | 0 | 0 | 0 | 0 | 0
0 | 0 | 0 | 0 | 0 | 0
0 | 0 | 0 | 0 | 0 | 0
0 | 0 | 0 | 0 | 0 | 0
0 | 0 | 0 | 0 | 0 | 0
0 | 0 | 0 | 0 | 0 | 0
0 | 0 | 0 | 0 | 0 | 0
0 | 0 | 0 | 0 | 0 | 0
0 | 0 | 0 | 0 | 0 | 0
0 | 0 | 0 | 0 | 0 | 0
0 | 0 | 0 | 0 | 0 | 0
0 | 0 | 0 | 0 | 0 | 0
0 | 0 | 0 | 0 | 0 | 0
0 | 0 | 0 | 0 | 0 | 0
0 | 0 | 0 | 0 | 0 | 0
0 | 0 | 0 | 0 | 0 | 0
0 | 0 | 0 | 0 | 0 | 0
0 | 0 | 0 | 0 | 0 | 0
0 | 0 | 0 | 0 | 0 | 0
0 | 0 | 0 | 0 | 0 | 0
0 | 0 | 0 | 0 | 0 | 0
0 | 0 | 0 | 0 | 0 | 0
0 | 0 | 0 | 0 | 0 | 0
0 | 0 | 0 | 0 | 0 | 0
0 | 0 | 0 | 0 | 0 | 0
0 | 0 | 0 | 0 | 0 | 0
0 | 0 | 0 | 0 | 0 | 0
0 | 0 | 0 | 0 | 0 | 0
0 | 0 | 0 | 0 | 0 | 0
0 | 0 | 0 | 0 | 0 | 0
0 | 0 | 0 | 0 | 0 | 0
0 | 0 | 0 | 0 | 0 | 0
0 | 0 | 0 | 0 | 0 | 0
0 | 0 | 0 | 0 | 0 | 0
0 | 0 | 0 | 0 | 0 | 0
0 | 0 | 0 | 0 | 0 | 0
0 | 0 | 0 | 0 | 0 | 0
0 | 0 | 0 | 0 | 0 | 0
0 | 0 | 0 | 0 | 0 | 0
0 | 0 | 0 | 0 | 0 | 0
0 | 0 | 0 | 0 | 0 | 0
0 | 0 | 0 | 0 | 0 | 0
0 | 0 | 0 | 0 | 0 | 0
0 | 0 | 0 | 0 | 0 | 0
0 | 0 | 0 | 0 | 0 | 0
0 | 0 | 0 | 0 | 0 | 0
0 | 0 | 0 | 0 | 0 | 0
0 | 0 | 0 | 0 | 0 | 0
0 | 0 | 0 | 0 | 0 | 0
0 | 0 | 0 | 0 | 0 | 0
0 | 0 | 0 | 0 | 0 | 0
0 | 0 | 0 | 0 | 0 | 0
0 | 0 | 0 | 0 | 0 | 0
0 | 0 | 0 | 0 | 0 | 0
0 | 0 | 0 | 0 | 0 | 0
0 | 0 | 0 | 0 | 0 | 0
0 | 0 | 0 | 0 | 0 | 0
0 | 0 | 0 | 0 | 0 | 0
0 | 0 | 0 | 0 | 0 | 0
0 | 0 | 0 | 0 | 0 | 0
0 | 0 | 0 | 0 | 0 | 0
0 | 0 | 0 | 0 | 0 | 0
0 | 0 | 0 | 0 | 0 | 0
0 | 0 | 0 | 0 | 0 | 0
0 | 0 | 0 | 0 | 0 | 0
0 | 0 | 0 | 0 | 0 | 0
0 | 0 | 0 | 0 | 0 | 0
0 | 0 | 0 | 0 | 0 | 0
0 | 0 | 0 | 0 | 0 | 0
0 | 0 | 0 | 0 | 0 | 0
0 | 0 | 0 | 0 | 0 | 0
0 | 0 | 0 | 0 | 0 | 0
0 | 0 | 0 | 0 | 0 | 0
0 | 0 | 0 | 0 | 0 | 0
0 | 0 | 0 | 0 | 0 | 0
0 | 0 | 0 | 0 | 0 | 0
0 | 0 | 0 | 0 | 0 | 0
0 | 0 | 0 | 0 | 0 | 0
0 | 0 | 0 | 0 | 0 | 0
0 | 0 | 0 | 0 | 0 | 0
0 | 0 | 0 | 0 | 0 | 0
0 | 0 | 0 | 0 | 0 | 0
0 | 0 | 0 | 0 | 0 | 0
0 | 0 | 0 | 0 | 0 | 0
0 | 0 | 0 | 0 | 0 | 0
0 | 0 | 0 | 0 | 0 | 0
0 | 0 | 0 | 0 | 0 | 0
0 | 0 | 0 | 0 | 0 | 0
0 | 0 | 0 | 0 | 0 | 0
0 | 0 | 0 | 0 | 0 | 0
0 | 0 | 0 | 0 | 0 | 0
0 | 0 | 0 | 0 | 0 | 0
0 | 0 | 0 | 0 | 0 | 0
0 | 0 | 0 | 0 | 0 | 0
0 | 0 | 0 | 0 | 0 | 0
0 | 0 | 0 | 0 | 0 | 0
0 | 0 | 0 | 0 | 0 | 0
0 | 0 | 0 | 0 | 0 | 0
0 | 0 | 0 | 0 | 0 | 0
0 | 0 | 0 | 0 | 0 | 0
0 | 0 | 0 | 0 | 0 | 0
0 | 0 | 0 | 0 | 0 | 0
0 | 0 | 0 | 0 | 0 | 0
0 | 0 | 0 | 0 | 0 | 0
0 | 0 | 0 | 0 | 0 | 0
0 | 0 | 0 | 0 | 0 | 0
0 | 0 | 0 | 0 | 0 | 0
0 | 0 | 0 | 0 | 0 | 0
0 | 0 | 0 | 0 | 0 | 0
0 | 0 | 0 | 0 | 0 | 0
0 | 0 | 0 | 0 | 0 | 0
0 | 0 | 0 | 0 | 0 | 0
0 | 0 | 0 | 0 | 0 | 0
0 | 0 | 0 | 0 | 0 | 0
0 | 0 | 0 | 0 | 0 | 0
0 | 0 | 0 | 0 | 0 | 0
0 | 0 | 0 | 0 | 0 | 0
0 | 0 | 0 | 0 | 0 | 0
0 | 0 | 0 | 0 | 0 | 0
0 | 0 | 0 | 0 | 0 | 0
0 | 0 | 0 | 0 | 0 | 0
0 | 0 | 0 | 0 | 0 | 0
0 | 0 | 0 | 0 | 0 | 0
0 | 0 | 0 | 0 | 0 | 0
0 | 0 | 0 | 0 | 0 | 0
0 | 0 | 0 | 0 | 0 | 0
0 | 0 | 0 | 0 | 0 | 0
0 | 0 | 0 | 0 | 0 | 0
0 | 0 | 0 | 0 | 0 | 0
0 | 0 | 0 | 0 | 0 | 0
0 | 0 | 0 | 0 | 0 | 0
0 | 0 | 0 | 0 | 0 | 0
0 | 0 | 0 | 0 | 0 | 0
0 | 0 | 0 | 0 | 0 | 0
0 | 0 | 0 | 0 | 0 | 0
0 | 0 | 0 | 0 | 0 | 0
0 | 0 | 0 | 0 | 0 | 0
0 | 0 | 0 | 0 | 0 | 0
0 | 0 | 0 | 0 | 0 | 0
0 | 0 | 0 | 0 | 0 | 0
0 | 0 | 0 | 0 | 0 | 0
0 | 0 | 0 | 0 | 0 | 0
0 | 0 | 0 | 0 | 0 | 0
0 | 0 | 0 | 0 | 0 | 0
0 | 0 | 0 | 0 | 0 | 0
0 | 0 | 0 | 0 | 0 | 0
0 | 0 | 0 | 0 | 0 | 0
0 | 0 | 0 | 0 | 0 | 0
0 | 0 | 0 | 0 | 0 | 0
0 | 0 | 0 | 0 | 0 | 0
0 | 0 | 0 | 0 | 0 | 0
0 | 0 | 0 | 0 | 0 | 0
0 | 0 | 0 | 0 | 0 | 0
0 | 0 | 0 | 0 | 0 | 0
0 | 0 | 0 | 0 | 0 | 0
0 | 0 | 0 | 0 | 0 | 0
0 | 0 | 0 | 0 | 0 | 0
0 | 0 | 0 | 0 | 0 | 0
0 | 0 | 0 | 0 | 0 | 0
0 | 0 | 0 | 0 | 0 | 0
0 | 0 | 0 | 0 | 0 | 0
0 | 0 | 0 | 0 | 0 | 0
0 | 0 | 0 | 0 | 0 | 0
0 | 0 | 0 | 0 | 0 | 0
0 | 0 | 0 | 0 | 0 | 0
0 | 0 | 0 | 0 | 0 | 0
0 | 0 | 0 | 0 | 0 | 0
0 | 0 | 0 | 0 | 0 | 0
0 | 0 | 0 | 0 | 0 | 0
0 | 0 | 0 | 0 | 0 | 0
0 | 0 | 0 | 0 | 0 | 0
0 | 0 | 0 | 0 | 0 | 0
0 | 0 | 0 | 0 | 0 | 0
0 | 0 | 0 | 0 | 0 | 0
0 | 0 | 0 | 0 | 0 | 0
0 | 0 | 0 | 0 | 0 | 0
0 | 0 | 0 | 0 | 0 | 0
0 | 0 | 0 | 0 | 0 | 0
0 | 0 | 0 | 0 | 0 | 0
0 | 0 | 0 | 0 | 0 | 0
0 | 0 | 0 | 0 | 0 | 0
0 | 0 | 0 | 0 | 0 | 0
0 | 0 | 0 | 0 | 0 | 0
0 | 0 | 0 | 0 | 0 | 0
0 | 0 | 0 | 0 | 0 | 0
0 | 0 | 0 | 0 | 0 | 0
0 | 0 | 0 | 0 | 0 | 0
0 | 0 | 0 | 0 | 0 | 0
0 | 0 | 0 | 0 | 0 | 0
0 | 0 | 0 | 0 | 0 | 0
0 | 0 | 0 | 0 | 0 | 0
0 | 0 | 0 | 0 | 0 | 0
0 | 0 | 0 | 0 | 0 | 0
0 | 0 | 0 | 0 | 0 | 0
0 | 0 | 0 | 0 | 0 | 0
0 | 0 | 0 | 0 | 0 | 0
0 | 0 | 0 | 0 | 0 | 0
0 | 0 | 0 | 0 | 0 | 0
0 | 0 | 0 | 0 | 0 | 0
0 | 0 | 0 | 0 | 0 | 0
0 | 0 | 0 | 0 | 0 | 0
0 | 0 | 0 | 0 | 0 | 0
0 | 0 | 0 | 0 | 0 | 0
0 | 0 | 0 | 0 | 0 | 0
0 | 0 | 0 | 0 | 0 | 0
0 | 0 | 0 | 0 | 0 | 0
0 | 0 | 0 | 0 | 0 | 0
0 | 0 | 0 | 0 | 0 | 0
0 | 0 | 0 | 0 | 0 | 0
0 | 0 | 0 | 0 | 0 | 0
0 | 0 | 0 | 0 | 0 | 0
0 | 0 | 0 | 0 | 0 | 0
0 | 0 | 0 | 0 | 0 | 0
0 | 0 | 0 | 0 | 0 | 0
0 | 0 | 0 | 0 | 0 | 0
0 | 0 | 0 | 0 | 0 | 0
0 | 0 | 0 | 0 | 0 | 0
0 | 0 | 0 | 0 | 0 | 0
0 | 0 | 0 | 0 | 0 | 0
0 | 0 | 0 | 0 | 0 | 0
0 | 0 | 0 | 0 | 0 | 0
0 | 0 | 0 | 0 | 0 | 0
0 | 0 | 0 | 0 | 0 | 0
0 | 0 | 0 | 0 | 0 | 0
0 | 0 | 0 | 0 | 0 | 0
0 | 0 | 0 | 0 | 0 | 0
0 | 0 | 0 | 0 | 0 | 0
0 | 0 | 0 | 0 | 0 | 0
0 | 0 | 0 | 0 | 0 | 0
0 | 0 | 0 | 0 | 0 | 0
0 | 0 | 0 | 0 | 0 | 0
0 | 0 | 0 | 0 | 0 | 0
0 | 0 | 0 | 0 | 0 | 0
0 | 0 | 0 | 0 | 0 | 0
0 | 0 | 0 | 0 | 0 | 0
0 | 0 | 0 | 0 | 0 | 0
0 | 0 | 0 | 0 | 0 | 0
0 | 0 | 0 | 0 | 0 | 0
0 | 0 | 0 | 0 | 0 | 0
0 | 0 | 0 | 0 | 0 | 0
0 | 0 | 0 | 0 | 0 | 0
0 | 0 | 0 | 0 | 0 | 0
0 | 0 | 0 | 0 | 0 | 0
0 | 0 | 0 | 0 | 0 | 0
0 | 0 | 0 | 0 | 0 | 0
0 | 0 | 0 | 0 | 0 | 0
0 | 0 | 0 | 0 | 0 | 0
0 | 0 | 0 | 0 | 0 | 0
0 | 0 | 0 | 0 | 0 | 0
0 | 0 | 0 | 0 | 0 | 0
0 | 0 | 0 | 0 | 0 | 0
0 | 0 | 0 | 0 | 0 | 0
0 | 0 | 0 | 0 | 0 | 0
0 | 0 | 0 | 0 | 0 | 0
0 | 0 | 0 | 0 | 0 | 0
0 | 0 | 0 | 0 | 0 | 0
0 | 0 | 0 | 0 | 0 | 0
0 | 0 | 0 | 0 | 0 | 0
0 | 0 | 0 | 0 | 0 | 0
0 | 0 | 0 | 0 | 0 | 0
0 | 0 | 0 | 0 | 0 | 0
0 | 0 | 0 | 0 | 0 | 0
0 | 0 | 0 | 0 | 0 | 0
0 | 0 | 0 | 0 | 0 | 0
0 | 0 | 0 | 0 | 0 | 0
0 | 0 | 0 | 0 | 0 | 0
0 | 0 | 0 | 0 | 0 | 0
0 | 0 | 0 | 0 | 0 | 0
0 | 0 | 0 | 0 | 0 | 0
0 | 0 | 0 | 0 | 0 | 0
0 | 0 | 0 | 0 | 0 | 0
0 | 0 | 0 | 0 | 0 | 0
0 | 0 | 0 | 0 | 0 | 0
0 | 0 | 0 | 0 | 0 | 0
0 | 0 | 0 | 0 | 0 | 0
0 | 0 | 0 | 0 | 0 | 0
0 | 0 | 0 | 0 | 0 | 0
0 | 0 | 0 | 0 | 0 | 0
0 | 0 | 0 | 0 | 0 | 0
0 | 0 | 0 | 0 | 0 | 0
0 | 0 | 0 | 0 | 0 | 0
0 | 0 | 0 | 0 | 0 | 0
0 | 0 | 0 | 0 | 0 | 0
0 | 0 | 0 | 0 | 0 | 0
0 | 0 | 0 | 0 | 0 | 0
0 | 0 | 0 | 0 | 0 | 0
0 | 0 | 0 | 0 | 0 | 0
0 | 0 | 0 | 0 | 0 | 0
0 | 0 | 0 | 0 | 0 | 0
0 | 0 | 0 | 0 | 0 | 0
0 | 0 | 0 | 0 | 0 | 0
0 | 0 | 0 | 0 | 0 | 0
0 | 0 | 0 | 0 | 0 | 0
0 | 0 | 0 | 0 | 0 | 0
0 | 0 | 0 | 0 | 0 | 0
0 | 0 | 0 | 0 | 0 | 0
0 | 0 | 0 | 0 | 0 | 0
0 | 0 | 0 | 0 | 0 | 0
0 | 0 | 0 | 0 | 0 | 0
0 | 0 | 0 | 0 | 0 | 0
0 | 0 | 0 | 0 | 0 | 0
0 | 0 | 0 | 0 | 0 | 0
0 | 0 | 0 | 0 | 0 | 0
0 | 0 | 0 | 0 | 0 | 0
0 | 0 | 0 | 0 | 0 | 0
0 | 0 | 0 | 0 | 0 | 0
0 | 0 | 0 | 0 | 0 | 0
0 | 0 | 0 | 0 | 0 | 0
0 | 0 | 0 | 0 | 0 | 0
0 | 0 | 0 | 0 | 0 | 0
0 | 0 | 0 | 0 | 0 | 0
0 | 0 | 0 | 0 | 0 | 0
0 | 0 | 0 | 0 | 0 | 0
0 | 0 | 0 | 0 | 0 | 0
0 | 0 | 0 | 0 | 0 | 0
0 | 0 | 0 | 0 | 0 | 0
0 | 0 | 0 | 0 | 0 | 0
0 | 0 | 0 | 0 | 0 | 0
0 | 0 | 0 | 0 | 0 | 0
0 | 0 | 0 | 0 | 0 | 0
0 | 0 | 0 | 0 | 0 | 0
0 | 0 | 0 | 0 | 0 | 0
0 | 0 | 0 | 0 | 0 | 0
0 | 0 | 0 | 0 | 0 | 0
0 | 0 | 0 | 0 | 0 | 0
0 | 0 | 0 | 0 | 0 | 0
0 | 0 | 0 | 0 | 0 | 0
0 | 0 | 0 | 0 | 0 | 0
0 | 0 | 0 | 0 | 0 | 0
0 | 0 | 0 | 0 | 0 | 0
0 | 0 | 0 | 0 | 0 | 0
0 | 0 | 0 | 0 | 0 | 0
0 | 0 | 0 | 0 | 0 | 0
0 | 0 | 0 | 0 | 0 | 0
0 | 0 | 0 | 0 | 0 | 0
0 | 0 | 0 | 0 | 0 | 0
0 | 0 | 0 | 0 | 0 | 0
0 | 0 | 0 | 0 | 0 | 0
0 | 0 | 0 | 0 | 0 | 0
0 | 0 | 0 | 0 | 0 | 0
0 | 0 | 0 | 0 | 0 | 0
0 | 0 | 0 | 0 | 0 | 0
0 | 0 | 0 | 0 | 0 | 0
0 | 0 | 0 | 0 | 0 | 0
0 | 0 | 0 | 0 | 0 | 0
0 | 0 | 0 | 0 | 0 | 0
0 | 0 | 0 | 0 | 0 | 0
0 | 0 | 0 | 0 | 0 | 0
0 | 0 | 0 | 0 | 0 | 0
0 | 0 | 0 | 0 | 0 | 0
0 | 0 | 0 | 0 | 0 | 0
0 | 0 | 0 | 0 | 0 | 0
0 | 0 | 0 | 0 | 0 | 0
0 | 0 | 0 | 0 | 0 | 0
0 | 0 | 0 | 0 | 0 | 0
0 | 0 | 0 | 0 | 0 | 0
0 | 0 | 0 | 0 | 0 | 0
0 | 0 | 0 | 0 | 0 | 0
0 | 0 | 0 | 0 | 0 | 0
0 | 0 | 0 | 0 | 0 | 0
0 | 0 | 0 | 0 | 0 | 0
0 | 0 | 0 | 0 | 0 | 0
0 | 0 | 0 | 0 | 0 | 0
0 | 0 | 0 | 0 | 0 | 0
0 | 0 | 0 | 0 | 0 | 0
0 | 0 | 0 | 0 | 0 | 0
0 | 0 | 0 | 0 | 0 | 0
0 | 0 | 0 | 0 | 0 | 0
0 | 0 | 0 | 0 | 0 | 0
0 | 0 | 0 | 0 | 0 | 0
0 | 0 | 0 | 0 | 0 | 0
0 | 0 | 0 | 0 | 0 | 0
0 | 0 | 0 | 0 | 0 | 0
0 | 0 | 0 | 0 | 0 | 0
0 | 0 | 0 | 0 | 0 | 0
0 | 0 | 0 | 0 | 0 | 0
0 | 0 | 0 | 0 | 0 | 0
0 | 0 | 0 | 0 | 0 | 0
0 | 0 | 0 | 0 | 0 | 0
0 | 0 | 0 | 0 | 0 | 0
0 | 0 | 0 | 0 | 0 | 0
0 | 0 | 0 | 0 | 0 | 0
0 | 0 | 0 | 0 | 0 | 0
0 | 0 | 0 | 0 | 0 | 0
0 | 0 | 0 | 0 | 0 | 0
0 | 0 | 0 | 0 | 0 | 0
0 | 0 | 0 | 0 | 0 | 0
0 | 0 | 0 | 0 | 0 | 0
0 | 0 | 0 | 0 | 0 | 0
0 | 0 | 0 | 0 | 0 | 0
0 | 0 | 0 | 0 | 0 | 0
0 | 0 | 0 | 0 | 0 | 0
0 | 0 | 0 | 0 | 0 | 0
0 | 0 | 0 | 0 | 0 | 0
0 | 0 | 0 | 0 | 0 | 0
0 | 0 | 0 | 0 | 0 | 0
0 | 0 | 0 | 0 | 0 | 0
0 | 0 | 0 | 0 | 0 | 0
0 | 0 | 0 | 0 | 0 | 0
0 | 0 | 0 | 0 | 0 | 0
0 | 0 | 0 | 0 | 0 | 0
0 | 0 | 0 | 0 | 0 | 0
0 | 0 | 0 | 0 | 0 | 0
0 | 0 | 0 | 0 | 0 | 0
0 | 0 | 0 | 0 | 0 | 0
0 | 0 | 0 | 0 | 0 | 0
0 | 0 | 0 | 0 | 0 | 0
0 | 0 | 0 | 0 | 0 | 0
0 | 0 | 0 | 0 | 0 | 0
0 | 0 | 0 | 0 | 0 | 0
0 | 0 | 0 | 0 | 0 | 0
0 | 0 | 0 | 0 | 0 | 0
0 | 0 | 0 | 0 | 0 | 0
0 | 0 | 0 | 0 | 0 | 0
0 | 0 | 0 | 0 | 0 | 0
0 | 0 | 0 | 0 | 0 | 0
0 | 0 | 0 | 0 | 0 | 0
0 | 0 | 0 | 0 | 0 | 0
0 | 0 | 0 | 0 | 0 | 0
0 | 0 | 0 | 0 | 0 | 0
0 | 0 | 0 | 0 | 0 | 0
0 | 0 | 0 | 0 | 0 | 0
0 | 0 | 0 | 0 | 0 | 0
0 | 0 | 0 | 0 | 0 | 0
0 | 0 | 0 | 0 | 0 | 0
0 | 0 | 0 | 0 | 0 | 0
0 | 0 | 0 | 0 | 0 | 0
0 | 0 | 0 | 0 | 0 | 0
0 | 0 | 0 | 0 | 0 | 0
0 | 0 | 0 | 0 | 0 | 0
0 | 0 | 0 | 0 | 0 | 0
0 | 0 | 0 | 0 | 0 | 0
0 | 0 | 0 | 0 | 0 | 0
0 | 0 | 0 | 0 | 0 | 0
0 | 0 | 0 | 0 | 0 | 0
0 | 0 | 0 | 0 | 0 | 0
0 | 0 | 0 | 0 | 0 | 0
0 | 0 | 0 | 0 | 0 | 0
0 | 0 | 0 | 0 | 0 | 0
0 | 0 | 0 | 0 | 0 | 0
0 | 0 | 0 | 0 | 0 | 0
0 | 0 | 0 | 0 | 0 | 0
0 | 0 | 0 | 0 | 0 | 0
0 | 0 | 0 | 0 | 0 | 0
0 | 0 | 0 | 0 | 0 | 0
0 | 0 | 0 | 0 | 0 | 0
0 | 0 | 0 | 0 | 0 | 0
0 | 0 | 0 | 0 | 0 | 0
0 | 0 | 0 | 0 | 0 | 0
0 | 0 | 0 | 0 | 0 | 0
0 | 0 | 0 | 0 | 0 | 0
0 | 0 | 0 | 0 | 0 | 0
0 | 0 | 0 | 0 | 0 | 0
0 | 0 | 0 | 0 | 0 | 0
0 | 0 | 0 | 0 | 0 | 0
0 | 0 | 0 | 0 | 0 | 0
0 | 0 | 0 | 0 | 0 | 0
0 | 0 | 0 | 0 | 0 | 0
0 | 0 | 0 | 0 | 0 | 0
0 | 0 | 0 | 0 | 0 | 0
0 | 0 | 0 | 0 | 0 | 0
0 | 0 | 0 | 0 | 0 | 0
0 | 0 | 0 | 0 | 0 | 0
0 | 0 | 0 | 0 | 0 | 0
0 | 0 | 0 | 0 | 0 | 0
0 | 0 | 0 | 0 | 0 | 0
0 | 0 | 0 | 0 | 0 | 0
0 | 0 | 0 | 0 | 0 | 0
0 | 0 | 0 | 0 | 0 | 0
0 | 0 | 0 | 0 | 0 | 0
0 | 0 | 0 | 0 | 0 | 0
0 | 0 | 0 | 0 | 0 | 0
0 | 0 | 0 | 0 | 0 | 0
0 | 0 | 0 | 0 | 0 | 0
0 | 0 | 0 | 0 | 0 | 0
0 | 0 | 0 | 0 | 0 | 0
0 | 0 | 0 | 0 | 0 | 0
0 | 0 | 0 | 0 | 0 | 0
0 | 0 | 0 | 0 | 0 | 0
0 | 0 | 0 | 0 | 0 | 0
0 | 0 | 0 | 0 | 0 | 0
0 | 0 | 0 | 0 | 0 | 0
0 | 0 | 0 | 0 | 0 | 0
0 | 0 | 0 | 0 | 0 | 0
0 | 0 | 0 | 0 | 0 | 0
0 | 0 | 0 | 0 | 0 | 0
0 | 0 | 0 | 0 | 0 | 0
0 | 0 | 0 | 0 | 0 | 0
0 | 0 | 0 | 0 | 0 | 0
0 | 0 | 0 | 0 | 0 | 0
0 | 0 | 0 | 0 | 0 | 0
0 | 0 | 0 | 0 | 0 | 0
0 | 0 | 0 | 0 | 0 | 0
0 | 0 | 0 | 0 | 0 | 0
0 | 0 | 0 | 0 | 0 | 0
0 | 0 | 0 | 0 | 0 | 0
0 | 0 | 0 | 0 | 0 | 0
0 | 0 | 0 | 0 | 0 | 0
0 | 0 | 0 | 0 | 0 | 0
0 | 0 | 0 | 0 | 0 | 0
0 | 0 | 0 | 0 | 0 | 0
0 | 0 | 0 | 0 | 0 | 0
0 | 0 | 0 | 0 | 0 | 0
0 | 0 | 0 | 0 | 0 | 0
0 | 0 | 0 | 0 | 0 | 0
0 | 0 | 0 | 0 | 0 | 0
0 | 0 | 0 | 0 | 0 | 0
0 | 0 | 0 | 0 | 0 | 0
0 | 0 | 0 | 0 | 0 | 0
0 | 0 | 0 | 0 | 0 | 0
0 | 0 | 0 | 0 | 0 | 0
0 | 0 | 0 | 0 | 0 | 0
0 | 0 | 0 | 0 | 0 | 0
0 | 0 | 0 | 0 | 0 | 0
0 | 0 | 0 | 0 | 0 | 0
0 | 0 | 0 | 0 | 0 | 0
0 | 0 | 0 | 0 | 0 | 0
0 | 0 | 0 | 0 | 0 | 0
0 | 0 | 0 | 0 | 0 | 0
0 | 0 | 0 | 0 | 0 | 0
0 | 0 | 0 | 0 | 0 | 0
0 | 0 | 0 | 0 | 0 | 0
0 | 0 | 0 | 0 | 0 | 0
0 | 0 | 0 | 0 | 0 | 0
0 | 0 | 0 | 0 | 0 | 0
0 | 0 | 0 | 0 | 0 | 0
0 | 0 | 0 | 0 | 0 | 0
0 | 0 | 0 | 0 | 0 | 0
0 | 0 | 0 | 0 | 0 | 0
0 | 0 | 0 | 0 | 0 | 0
0 | 0 | 0 | 0 | 0 | 0
0 | 0 | 0 | 0 | 0 | 0
0 | 0 | 0 | 0 | 0 | 0
0 | 0 | 0 | 0 | 0 | 0
0 | 0 | 0 | 0 | 0 | 0
0 | 0 | 0 | 0 | 0 | 0
0 | 0 | 0 | 0 | 0 | 0
0 | 0 | 0 | 0 | 0 | 0
0 | 0 | 0 | 0 | 0 | 0
0 | 0 | 0 | 0 | 0 | 0
0 | 0 | 0 | 0 | 0 | 0
0 | 0 | 0 | 0 | 0 | 0
0 | 0 | 0 | 0 | 0 | 0
0 | 0 | 0 | 0 | 0 | 0
0 | 0 | 0 | 0 | 0 | 0
0 | 0 | 0 | 0 | 0 | 0
0 | 0 | 0 | 0 | 0 | 0
0 | 0 | 0 | 0 | 0 | 0
0 | 0 | 0 | 0 | 0 | 0
0 | 0 | 0 | 0 | 0 | 0
0 | 0 | 0 | 0 | 0 | 0
0 | 0 | 0 | 0 | 0 | 0
0 | 0 | 0 | 0 | 0 | 0
0 | 0 | 0 | 0 | 0 | 0
0 | 0 | 0 | 0 | 0 | 0
0 | 0 | 0 | 0 | 0 | 0
0 | 0 | 0 | 0 | 0 | 0
0 | 0 | 0 | 0 | 0 | 0
0 | 0 | 0 | 0 | 0 | 0
0 | 0 | 0 | 0 | 0 | 0
0 | 0 | 0 | 0 | 0 | 0
0 | 0 | 0 | 0 | 0 | 0
0 | 0 | 0 | 0 | 0 | 0
0 | 0 | 0 | 0 | 0 | 0
0 | 0 | 0 | 0 | 0 | 0
0 | 0 | 0 | 0 | 0 | 0
0 | 0 | 0 | 0 | 0 | 0
0 | 0 | 0 | 0 | 0 | 0
0 | 0 | 0 | 0 | 0 | 0
0 | 0 | 0 | 0 | 0 | 0
0 | 0 | 0 | 0 | 0 | 0
0 | 0 | 0 | 0 | 0 | 0
0 | 0 | 0 | 0 | 0 | 0
0 | 0 | 0 | 0 | 0 | 0
0 | 0 | 0 | 0 | 0 | 0
0 | 0 | 0 | 0 | 0 | 0
0 | 0 | 0 | 0 | 0 | 0
0 | 0 | 0 | 0 | 0 | 0
0 | 0 | 0 | 0 | 0 | 0
0 | 0 | 0 | 0 | 0 | 0
0 | 0 | 0 | 0 | 0 | 0
0 | 0 | 0 | 0 | 0 | 0
0 | 0 | 0 | 0 | 0 | 0
0 | 0 | 0 | 0 | 0 | 0
0 | 0 | 0 | 0 | 0 | 0
0 | 0 | 0 | 0 | 0 | 0
0 | 0 | 0 | 0 | 0 | 0
0 | 0 | 0 | 0 | 0 | 0
0 | 0 | 0 | 0 | 0 | 0
0 | 0 | 0 | 0 | 0 | 0
0 | 0 | 0 | 0 | 0 | 0
0 | 0 | 0 | 0 | 0 | 0
0 | 0 | 0 | 0 | 0 | 0
0 | 0 | 0 | 0 | 0 | 0
0 | 0 | 0 | 0 | 0 | 0
0 | 0 | 0 | 0 | 0 | 0
0 | 0 | 0 | 0 | 0 | 0
0 | 0 | 0 | 0 | 0 | 0
0 | 0 | 0 | 0 | 0 | 0
0 | 0 | 0 | 0 | 0 | 0
0 | 0 | 0 | 0 | 0 | 0
0 | 0 | 0 | 0 | 0 | 0
0 | 0 | 0 | 0 | 0 | 0
0 | 0 | 0 | 0 | 0 | 0
0 | 0 | 0 | 0 | 0 | 0
0 | 0 | 0 | 0 | 0 | 0
0 | 0 | 0 | 0 | 0 | 0
0 | 0 | 0 | 0 | 0 | 0
0 | 0 | 0 | 0 | 0 | 0
0 | 0 | 0 | 0 | 0 | 0
0 | 0 | 0 | 0 | 0 | 0
0 | 0 | 0 | 0 | 0 | 0
0 | 0 | 0 | 0 | 0 | 0
0 | 0 | 0 | 0 | 0 | 0
0 | 0 | 0 | 0 | 0 | 0
0 | 0 | 0 | 0 | 0 | 0
0 | 0 | 0 | 0 | 0 | 0
0 | 0 | 0 | 0 | 0 | 0
0 | 0 | 0 | 0 | 0 | 0
0 | 0 | 0 | 0 | 0 | 0
0 | 0 | 0 | 0 | 0 | 0
0 | 0 | 0 | 0 | 0 | 0
0 | 0 | 0 | 0 | 0 | 0
0 | 0 | 0 | 0 | 0 | 0
0 | 0 | 0 | 0 | 0 | 0
0 | 0 | 0 | 0 | 0 | 0
0 | 0 | 0 | 0 | 0 | 0
0 | 0 | 0 | 0 | 0 | 0
0 | 0 | 0 | 0 | 0 | 0
0 | 0 | 0 | 0 | 0 | 0
0 | 0 | 0 | 0 | 0 | 0
0 | 0 | 0 | 0 | 0 | 0
0 | 0 | 0 | 0 | 0 | 0
0 | 0 | 0 | 0 | 0 | 0
0 | 0 | 0 | 0 | 0 | 0
0 | 0 | 0 | 0 | 0 | 0
0 | 0 | 0 | 0 | 0 | 0
0 | 0 | 0 | 0 | 0 | 0
0 | 0 | 0 | 0 | 0 | 0
0 | 0 | 0 | 0 | 0 | 0
0 | 0 | 0 | 0 | 0 | 0
0 | 0 | 0 | 0 | 0 | 0
0 | 0 | 0 | 0 | 0 | 0
0 | 0 | 0 | 0 | 0 | 0
0 | 0 | 0 | 0 | 0 | 0
0 | 0 | 0 | 0 | 0 | 0
0 | 0 | 0 | 0 | 0 | 0
0 | 0 | 0 | 0 | 0 | 0
0 | 0 | 0 | 0 | 0 | 0
0 | 0 | 0 | 0 | 0 | 0
0 | 0 | 0 | 0 | 0 | 0
0 | 0 | 0 | 0 | 0 | 0
0 | 0 | 0 | 0 | 0 | 0
0 | 0 | 0 | 0 | 0 | 0
0 | 0 | 0 | 0 | 0 | 0
0 | 0 | 0 | 0 | 0 | 0
0 | 0 | 0 | 0 | 0 | 0
0 | 0 | 0 | 0 | 0 | 0
0 | 0 | 0 | 0 | 0 | 0
0 | 0 | 0 | 0 | 0 | 0
0 | 0 | 0 | 0 | 0 | 0
0 | 0 | 0 | 0 | 0 | 0
0 | 0 | 0 | 0 | 0 | 0
0 | 0 | 0 | 0 | 0 | 0
0 | 0 | 0 | 0 | 0 | 0
0 | 0 | 0 | 0 | 0 | 0
0 | 0 | 0 | 0 | 0 | 0
0 | 0 | 0 | 0 | 0 | 0
0 | 0 | 0 | 0 | 0 | 0
0 | 0 | 0 | 0 | 0 | 0
0 | 0 | 0 | 0 | 0 | 0
0 | 0 | 0 | 0 | 0 | 0
0 | 0 | 0 | 0 | 0 | 0
0 | 0 | 0 | 0 | 0 | 0
0 | 0 | 0 | 0 | 0 | 0
0 | 0 | 0 | 0 | 0 | 0
0 | 0 | 0 | 0 | 0 | 0
0 | 0 | 0 | 0 | 0 | 0
0 | 0 | 0 | 0 | 0 | 0
0 | 0 | 0 | 0 | 0 | 0
0 | 0 | 0 | 0 | 0 | 0
0 | 0 | 0 | 0 | 0 | 0
0 | 0 | 0 | 0 | 0 | 0
0 | 0 | 0 | 0 | 0 | 0
0 | 0 | 0 | 0 | 0 | 0
0 | 0 | 0 | 0 | 0 | 0
0 | 0 | 0 | 0 | 0 | 0
0 | 0 | 0 | 0 | 0 | 0
0 | 0 | 0 | 0 | 0 | 0
0 | 0 | 0 | 0 | 0 | 0
0 | 0 | 0 | 0 | 0 | 0
0 | 0 | 0 | 0 | 0 | 0
0 | 0 | 0 | 0 | 0 | 0
0 | 0 | 0 | 0 | 0 | 0
0 | 0 | 0 | 0 | 0 | 0
0 | 0 | 0 | 0 | 0 | 0
0 | 0 | 0 | 0 | 0 | 0
0 | 0 | 0 | 0 | 0 | 0
0 | 0 | 0 | 0 | 0 | 0
0 | 0 | 0 | 0 | 0 | 0
0 | 0 | 0 | 0 | 0 | 0
0 | 0 | 0 | 0 | 0 | 0
0 | 0 | 0 | 0 | 0 | 0
0 | 0 | 0 | 0 | 0 | 0
0 | 0 | 0 | 0 | 0 | 0
0 | 0 | 0 | 0 | 0 | 0
0 | 0 | 0 | 0 | 0 | 0
0 | 0 | 0 | 0 | 0 | 0
0 | 0 | 0 | 0 | 0 | 0
0 | 0 | 0 | 0 | 0 | 0
0 | 0 | 0 | 0 | 0 | 0
0 | 0 | 0 | 0 | 0 | 0
0 | 0 | 0 | 0 | 0 | 0
0 | 0 | 0 | 0 | 0 | 0
0 | 0 | 0 | 0 | 0 | 0
0 | 0 | 0 | 0 | 0 | 0
0 | 0 | 0 | 0 | 0 | 0
0 | 0 | 0 | 0 | 0 | 0
0 | 0 | 0 | 0 | 0 | 0
0 | 0 | 0 | 0 | 0 | 0
0 | 0 | 0 | 0 | 0 | 0
0 | 0 | 0 | 0 | 0 | 0
0 | 0 | 0 | 0 | 0 | 0
0 | 0 | 0 | 0 | 0 | 0
0 | 0 | 0 | 0 | 0 | 0
0 | 0 | 0 | 0 | 0 | 0
0 | 0 | 0 | 0 | 0 | 0
0 | 0 | 0 | 0 | 0 | 0
0 | 0 | 0 | 0 | 0 | 0
0 | 0 | 0 | 0 | 0 | 0
0 | 0 | 0 | 0 | 0 | 0
0 | 0 | 0 | 0 | 0 | 0
0 | 0 | 0 | 0 | 0 | 0
0 | 0 | 0 | 0 | 0 | 0
0 | 0 | 0 | 0 | 0 | 0
0 | 0 | 0 | 0 | 0 | 0
0 | 0 | 0 | 0 | 0 | 0
0 | 0 | 0 | 0 | 0 | 0
0 | 0 | 0 | 0 | 0 | 0
0 | 0 | 0 | 0 | 0 | 0
0 | 0 | 0 | 0 | 0 | 0
0 | 0 | 0 | 0 | 0 | 0
0 | 0 | 0 | 0 | 0 | 0
0 | 0 | 0 | 0 | 0 | 0
0 | 0 | 0 | 0 | 0 | 0
0 | 0 | 0 | 0 | 0 | 0
0 | 0 | 0 | 0 | 0 | 0
0 | 0 | 0 | 0 | 0 | 0
0 | 0 | 0 | 0 | 0 | 0
0 | 0 | 0 | 0 | 0 | 0
0 | 0 | 0 | 0 | 0 | 0
0 | 0 | 0 | 0 | 0 | 0
0 | 0 | 0 | 0 | 0 | 0
0 | 0 | 0 | 0 | 0 | 0
0 | 0 | 0 | 0 | 0 | 0
0 | 0 | 0 | 0 | 0 | 0
0 | 0 | 0 | 0 | 0 | 0
0 | 0 | 0 | 0 | 0 | 0
0 | 0 | 0 | 0 | 0 | 0
0 | 0 | 0 | 0 | 0 | 0
0 | 0 | 0 | 0 | 0 | 0
0 | 0 | 0 | 0 | 0 | 0
0 | 0 | 0 | 0 | 0 | 0
0 | 0 | 0 | 0 | 0 | 0
0 | 0 | 0 | 0 | 0 | 0
0 | 0 | 0 | 0 | 0 | 0
0 | 0 | 0 | 0 | 0 | 0
0 | 0 | 0 | 0 | 0 | 0
0 | 0 | 0 | 0 | 0 | 0
0 | 0 | 0 | 0 | 0 | 0
0 | 0 | 0 | 0 | 0 | 0
0 | 0 | 0 | 0 | 0 | 0
0 | 0 | 0 | 0 | 0 | 0
0 | 0 | 0 | 0 | 0 | 0
0 | 0 | 0 | 0 | 0 | 0
0 | 0 | 0 | 0 | 0 | 0
0 | 0 | 0 | 0 | 0 | 0
0 | 0 | 0 | 0 | 0 | 0
0 | 0 | 0 | 0 | 0 | 0
0 | 0 | 0 | 0 | 0 | 0
0 | 0 | 0 | 0 | 0 | 0
0 | 0 | 0 | 0 | 0 | 0
0 | 0 | 0 | 0 | 0 | 0
0 | 0 | 0 | 0 | 0 | 0
0 | 0 | 0 | 0 | 0 | 0
0 | 0 | 0 | 0 | 0 | 0
0 | 0 | 0 | 0 | 0 | 0
0 | 0 | 0 | 0 | 0 | 0
0 | 0 | 0 | 0 | 0 | 0
0 | 0 | 0 | 0 | 0 | 0
0 | 0 | 0 | 0 | 0 | 0
0 | 0 | 0 | 0 | 0 | 0
0 | 0 | 0 | 0 | 0 | 0
0 | 0 | 0 | 0 | 0 | 0
0 | 0 | 0 | 0 | 0 | 0
0 | 0 | 0 | 0 | 0 | 0
0 | 0 | 0 | 0 | 0 | 0
0 | 0 | 0 | 0 | 0 | 0
0 | 0 | 0 | 0 | 0 | 0
0 | 0 | 0 | 0 | 0 | 0
0 | 0 | 0 | 0 | 0 | 0
0 | 0 | 0 | 0 | 0 | 0
0 | 0 | 0 | 0 | 0 | 0
0 | 0 | 0 | 0 | 0 | 0
0 | 0 | 0 | 0 | 0 | 0
0 | 0 | 0 | 0 | 0 | 0
0 | 0 | 0 | 0 | 0 | 0
0 | 0 | 0 | 0 | 0 | 0
0 | 0 | 0 | 0 | 0 | 0
0 | 0 | 0 | 0 | 0 | 0
0 | 0 | 0 | 0 | 0 | 0
0 | 0 | 0 | 0 | 0 | 0
0 | 0 | 0 | 0 | 0 | 0
0 | 0 | 0 | 0 | 0 | 0
0 | 0 | 0 | 0 | 0 | 0
0 | 0 | 0 | 0 | 0 | 0
0 | 0 | 0 | 0 | 0 | 0
0 | 0 | 0 | 0 | 0 | 0
0 | 0 | 0 | 0 | 0 | 0
0 | 0 | 0 | 0 | 0 | 0
0 | 0 | 0 | 0 | 0 | 0
0 | 0 | 0 | 0 | 0 | 0
0 | 0 | 0 | 0 | 0 | 0
0 | 0 | 0 | 0 | 0 | 0
0 | 0 | 0 | 0 | 0 | 0
0 | 0 | 0 | 0 | 0 | 0
0 | 0 | 0 | 0 | 0 | 0
0 | 0 | 0 | 0 | 0 | 0
0 | 0 | 0 | 0 | 0 | 0
0 | 0 | 0 | 0 | 0 | 0
0 | 0 | 0 | 0 | 0 | 0
0 | 0 | 0 | 0 | 0 | 0
0 | 0 | 0 | 0 | 0 | 0
0 | 0 | 0 | 0 | 0 | 0
0 | 0 | 0 | 0 | 0 | 0
0 | 0 | 0 | 0 | 0 | 0
0 | 0 | 0 | 0 | 0 | 0
0 | 0 | 0 | 0 | 0 | 0
0 | 0 | 0 | 0 | 0 | 0
0 | 0 | 0 | 0 | 0 | 0
0 | 0 | 0 | 0 | 0 | 0
0 | 0 | 0 | 0 | 0 | 0
0 | 0 | 0 | 0 | 0 | 0
0 | 0 | 0 | 0 | 0 | 0
0 | 0 | 0 | 0 | 0 | 0
0 | 0 | 0 | 0 | 0 | 0
0 | 0 | 0 | 0 | 0 | 0
0 | 0 | 0 | 0 | 0 | 0
0 | 0 | 0 | 0 | 0 | 0
0 | 0 | 0 | 0 | 0 | 0
0 | 0 | 0 | 0 | 0 | 0
0 | 0 | 0 | 0 | 0 | 0
0 | 0 | 0 | 0 | 0 | 0
0 | 0 | 0 | 0 | 0 | 0
0 | 0 | 0 | 0 | 0 | 0
0 | 0 | 0 | 0 | 0 | 0
0 | 0 | 0 | 0 | 0 | 0
0 | 0 | 0 | 0 | 0 | 0
0 | 0 | 0 | 0 | 0 | 0
0 | 0 | 0 | 0 | 0 | 0
0 | 0 | 0 | 0 | 0 | 0
0 | 0 | 0 | 0 | 0 | 0
0 | 0 | 0 | 0 | 0 | 0
0 | 0 | 0 | 0 | 0 | 0
0 | 0 | 0 | 0 | 0 | 0
0 | 0 | 0 | 0 | 0 | 0
0 | 0 | 0 | 0 | 0 | 0
0 | 0 | 0 | 0 | 0 | 0
0 | 0 | 0 | 0 | 0 | 0
0 | 0 | 0 | 0 | 0 | 0
0 | 0 | 0 | 0 | 0 | 0
0 | 0 | 0 | 0 | 0 | 0
0 | 0 | 0 | 0 | 0 | 0
0 | 0 | 0 | 0 | 0 | 0
0 | 0 | 0 | 0 | 0 | 0
0 | 0 | 0 | 0 | 0 | 0
0 | 0 | 0 | 0 | 0 | 0
0 | 0 | 0 | 0 | 0 | 0
0 | 0 | 0 | 0 | 0 | 0
0 | 0 | 0 | 0 | 0 | 0
0 | 0 | 0 | 0 | 0 | 0
0 | 0 | 0 | 0 | 0 | 0
0 | 0 | 0 | 0 | 0 | 0
0 | 0 | 0 | 0 | 0 | 0
0 | 0 | 0 | 0 | 0 | 0
0 | 0 | 0 | 0 | 0 | 0
0 | 0 | 0 | 0 | 0 | 0
0 | 0 | 0 | 0 | 0 | 0
0 | 0 | 0 | 0 | 0 | 0
0 | 0 | 0 | 0 | 0 | 0
0 | 0 | 0 | 0 | 0 | 0
0 | 0 | 0 | 0 | 0 | 0
0 | 0 | 0 | 0 | 0 | 0
0 | 0 | 0 | 0 | 0 | 0
0 | 0 | 0 | 0 | 0 | 0
0 | 0 | 0 | 0 | 0 | 0
0 | 0 | 0 | 0 | 0 | 0
0 | 0 | 0 | 0 | 0 | 0
0 | 0 | 0 | 0 | 0 | 0
0 | 0 | 0 | 0 | 0 | 0
0 | 0 | 0 | 0 | 0 | 0
0 | 0 | 0 | 0 | 0 | 0
0 | 0 | 0 | 0 | 0 | 0
0 | 0 | 0 | 0 | 0 | 0
0 | 0 | 0 | 0 | 0 | 0
0 | 0 | 0 | 0 | 0 | 0
0 | 0 | 0 | 0 | 0 | 0
0 | 0 | 0 | 0 | 0 | 0
0 | 0 | 0 | 0 | 0 | 0
0 | 0 | 0 | 0 | 0 | 0
0 | 0 | 0 | 0 | 0 | 0
0 | 0 | 0 | 0 | 0 | 0
0 | 0 | 0 | 0 | 0 | 0
0 | 0 | 0 | 0 | 0 | 0
0 | 0 | 0 | 0 | 0 | 0
0 | 0 | 0 | 0 | 0 | 0
0 | 0 | 0 | 0 | 0 | 0
0 | 0 | 0 | 0 | 0 | 0
0 | 0 | 0 | 0 | 0 | 0
0 | 0 | 0 | 0 | 0 | 0
0 | 0 | 0 | 0 | 0 | 0
0 | 0 | 0 | 0 | 0 | 0
0 | 0 | 0 | 0 | 0 | 0
0 | 0 | 0 | 0 | 0 | 0
0 | 0 | 0 | 0 | 0 | 0
0 | 0 | 0 | 0 | 0 | 0
0 | 0 | 0 | 0 | 0 | 0
0 | 0 | 0 | 0 | 0 | 0
0 | 0 | 0 | 0 | 0 | 0
0 | 0 | 0 | 0 | 0 | 0
0 | 0 | 0 | 0 | 0 | 0
0 | 0 | 0 | 0 | 0 | 0
0 | 0 | 0 | 0 | 0 | 0
0 | 0 | 0 | 0 | 0 | 0
0 | 0 | 0 | 0 | 0 | 0
0 | 0 | 0 | 0 | 0 | 0
0 | 0 | 0 | 0 | 0 | 0
0 | 0 | 0 | 0 | 0 | 0
0 | 0 | 0 | 0 | 0 | 0
0 | 0 | 0 | 0 | 0 | 0
0 | 0 | 0 | 0 | 0 | 0
0 | 0 | 0 | 0 | 0 | 0
0 | 0 | 0 | 0 | 0 | 0
0 | 0 | 0 | 0 | 0 | 0
0 | 0 | 0 | 0 | 0 | 0
0 | 0 | 0 | 0 | 0 | 0
0 | 0 | 0 | 0 | 0 | 0
0 | 0 | 0 | 0 | 0 | 0
0 | 0 | 0 | 0 | 0 | 0
0 | 0 | 0 | 0 | 0 | 0
0 | 0 | 0 | 0 | 0 | 0
0 | 0 | 0 | 0 | 0 | 0
0 | 0 | 0 | 0 | 0 | 0
0 | 0 | 0 | 0 | 0 | 0
0 | 0 | 0 | 0 | 0 | 0
0 | 0 | 0 | 0 | 0 | 0
0 | 0 | 0 | 0 | 0 | 0
0 | 0 | 0 | 0 | 0 | 0
0 | 0 | 0 | 0 | 0 | 0
0 | 0 | 0 | 0 | 0 | 0
0 | 0 | 0 | 0 | 0 | 0
0 | 0 | 0 | 0 | 0 | 0
0 | 0 | 0 | 0 | 0 | 0
0 | 0 | 0 | 0 | 0 | 0
0 | 0 | 0 | 0 | 0 | 0
0 | 0 | 0 | 0 | 0 | 0
0 | 0 | 0 | 0 | 0 | 0
0 | 0 | 0 | 0 | 0 | 0
0 | 0 | 0 | 0 | 0 | 0
0 | 0 | 0 | 0 | 0 | 0
0 | 0 | 0 | 0 | 0 | 0
0 | 0 | 0 | 0 | 0 | 0
0 | 0 | 0 | 0 | 0 | 0
0 | 0 | 0 | 0 | 0 | 0
0 | 0 | 0 | 0 | 0 | 0
0 | 0 | 0 | 0 | 0 | 0
0 | 0 | 0 | 0 | 0 | 0
0 | 0 | 0 | 0 | 0 | 0
0 | 0 | 0 | 0 | 0 | 0
0 | 0 | 0 | 0 | 0 | 0
0 | 0 | 0 | 0 | 0 | 0
0 | 0 | 0 | 0 | 0 | 0
0 | 0 | 0 | 0 | 0 | 0
0 | 0 | 0 | 0 | 0 | 0
0 | 0 | 0 | 0 | 0 | 0
0 | 0 | 0 | 0 | 0 | 0
0 | 0 | 0 | 0 | 0 | 0
0 | 0 | 0 | 0 | 0 | 0
0 | 0 | 0 | 0 | 0 | 0
0 | 0 | 0 | 0 | 0 | 0
0 | 0 | 0 | 0 | 0 | 0
0 | 0 | 0 | 0 | 0 | 0
0 | 0 | 0 | 0 | 0 | 0
0 | 0 | 0 | 0 | 0 | 0
0 | 0 | 0 | 0 | 0 | 0
0 | 0 | 0 | 0 | 0 | 0
0 | 0 | 0 | 0 | 0 | 0
0 | 0 | 0 | 0 | 0 | 0
0 | 0 | 0 | 0 | 0 | 0
0 | 0 | 0 | 0 | 0 | 0
0 | 0 | 0 | 0 | 0 | 0
0 | 0 | 0 | 0 | 0 | 0
0 | 0 | 0 | 0 | 0 | 0
0 | 0 | 0 | 0 | 0 | 0
0 | 0 | 0 | 0 | 0 | 0
0 | 0 | 0 | 0 | 0 | 0
0 | 0 | 0 | 0 | 0 | 0
0 | 0 | 0 | 0 | 0 | 0
0 | 0 | 0 | 0 | 0 | 0
0 | 0 | 0 | 0 | 0 | 0
0 | 0 | 0 | 0 | 0 | 0
0 | 0 | 0 | 0 | 0 | 0
0 | 0 | 0 | 0 | 0 | 0
0 | 0 | 0 | 0 | 0 | 0
0 | 0 | 0 | 0 | 0 | 0
0 | 0 | 0 | 0 | 0 | 0
0 | 0 | 0 | 0 | 0 | 0
0 | 0 | 0 | 0 | 0 | 0
0 | 0 | 0 | 0 | 0 | 0
0 | 0 | 0 | 0 | 0 | 0
0 | 0 | 0 | 0 | 0 | 0
0 | 0 | 0 | 0 | 0 | 0
0 | 0 | 0 | 0 | 0 | 0
0 | 0 | 0 | 0 | 0 | 0
0 | 0 | 0 | 0 | 0 | 0
0 | 0 | 0 | 0 | 0 | 0
0 | 0 | 0 | 0 | 0 | 0
0 | 0 | 0 | 0 | 0 | 0
0 | 0 | 0 | 0 | 0 | 0
0 | 0 | 0 | 0 | 0 | 0
0 | 0 | 0 | 0 | 0 | 0
0 | 0 | 0 | 0 | 0 | 0
0 | 0 | 0 | 0 | 0 | 0
0 | 0 | 0 | 0 | 0 | 0
0 | 0 | 0 | 0 | 0 | 0
0 | 0 | 0 | 0 | 0 | 0
0 | 0 | 0 | 0 | 0 | 0
0 | 0 | 0 | 0 | 0 | 0
0 | 0 | 0 | 0 | 0 | 0
0 | 0 | 0 | 0 | 0 | 0
0 | 0 | 0 | 0 | 0 | 0
0 | 0 | 0 | 0 | 0 | 0
0 | 0 | 0 | 0 | 0 | 0
0 | 0 | 0 | 0 | 0 | 0
0 | 0 | 0 | 0 | 0 | 0
0 | 0 | 0 | 0 | 0 | 0
0 | 0 | 0 | 0 | 0 | 0
0 | 0 | 0 | 0 | 0 | 0
0 | 0 | 0 | 0 | 0 | 0
0 | 0 | 0 | 0 | 0 | 0
0 | 0 | 0 | 0 | 0 | 0
0 | 0 | 0 | 0 | 0 | 0
0 | 0 | 0 | 0 | 0 | 0
0 | 0 | 0 | 0 | 0 | 0
0 | 0 | 0 | 0 | 0 | 0
0 | 0 | 0 | 0 | 0 | 0
0 | 0 | 0 | 0 | 0 | 0
0 | 0 | 0 | 0 | 0 | 0
0 | 0 | 0 | 0 | 0 | 0
0 | 0 | 0 | 0 | 0 | 0
0 | 0 | 0 | 0 | 0 | 0
0 | 0 | 0 | 0 | 0 | 0
0 | 0 | 0 | 0 | 0 | 0
0 | 0 | 0 | 0 | 0 | 0
0 | 0 | 0 | 0 | 0 | 0
0 | 0 | 0 | 0 | 0 | 0
0 | 0 | 0 | 0 | 0 | 0
0 | 0 | 0 | 0 | 0 | 0
0 | 0 | 0 | 0 | 0 | 0
0 | 0 | 0 | 0 | 0 | 0
0 | 0 | 0 | 0 | 0 | 0
0 | 0 | 0 | 0 | 0 | 0
0 | 0 | 0 | 0 | 0 | 0
0 | 0 | 0 | 0 | 0 | 0
0 | 0 | 0 | 0 | 0 | 0
0 | 0 | 0 | 0 | 0 | 0
0 | 0 | 0 | 0 | 0 | 0
0 | 0 | 0 | 0 | 0 | 0
0 | 0 | 0 | 0 | 0 | 0
0 | 0 | 0 | 0 | 0 | 0
0 | 0 | 0 | 0 | 0 | 0
0 | 0 | 0 | 0 | 0 | 0
0 | 0 | 0 | 0 | 0 | 0
0 | 0 | 0 | 0 | 0 | 0
0 | 0 | 0 | 0 | 0 | 0
0 | 0 | 0 | 0 | 0 | 0
0 | 0 | 0 | 0 | 0 | 0
0 | 0 | 0 | 0 | 0 | 0
0 | 0 | 0 | 0 | 0 | 0
0 | 0 | 0 | 0 | 0 | 0
0 | 0 | 0 | 0 | 0 | 0
0 | 0 | 0 | 0 | 0 | 0
0 | 0 | 0 | 0 | 0 | 0
0 | 0 | 0 | 0 | 0 | 0
0 | 0 | 0 | 0 | 0 | 0
0 | 0 | 0 | 0 | 0 | 0
0 | 0 | 0 | 0 | 0 | 0
0 | 0 | 0 | 0 | 0 | 0
0 | 0 | 0 | 0 | 0 | 0
0 | 0 | 0 | 0 | 0 | 0
0 | 0 | 0 | 0 | 0 | 0
0 | 0 | 0 | 0 | 0 | 0
0 | 0 | 0 | 0 | 0 | 0
0 | 0 | 0 | 0 | 0 | 0
0 | 0 | 0 | 0 | 0 | 0
0 | 0 | 0 | 0 | 0 | 0

## Raw_endusebreakdownannual
Vintage | Climate Zone | HVAC System | End Use | Electricity [kBtu] | Natural Gas [kBtu]
0 | 0 | 0 | 0 | 0 | 0
0 | 0 | 0 | 0 | 0 | 0
0 | 0 | 0 | 0 | 0 | 0
0 | 0 | 0 | 0 | 0 | 0
0 | 0 | 0 | 0 | 0 | 0
0 | 0 | 0 | 0 | 0 | 0
0 | 0 | 0 | 0 | 0 | 0
0 | 0 | 0 | 0 | 0 | 0
0 | 0 | 0 | 0 | 0 | 0
0 | 0 | 0 | 0 | 0 | 0
0 | 0 | 0 | 0 | 0 | 0
0 | 0 | 0 | 0 | 0 | 0
0 | 0 | 0 | 0 | 0 | 0
0 | 0 | 0 | 0 | 0 | 0
0 | 0 | 0 | 0 | 0 | 0
0 | 0 | 0 | 0 | 0 | 0
0 | 0 | 0 | 0 | 0 | 0
0 | 0 | 0 | 0 | 0 | 0
0 | 0 | 0 | 0 | 0 | 0
0 | 0 | 0 | 0 | 0 | 0
0 | 0 | 0 | 0 | 0 | 0
0 | 0 | 0 | 0 | 0 | 0
0 | 0 | 0 | 0 | 0 | 0
0 | 0 | 0 | 0 | 0 | 0
0 | 0 | 0 | 0 | 0 | 0
0 | 0 | 0 | 0 | 0 | 0
0 | 0 | 0 | 0 | 0 | 0
0 | 0 | 0 | 0 | 0 | 0
0 | 0 | 0 | 0 | 0 | 0
0 | 0 | 0 | 0 | 0 | 0
0 | 0 | 0 | 0 | 0 | 0
0 | 0 | 0 | 0 | 0 | 0
0 | 0 | 0 | 0 | 0 | 0
0 | 0 | 0 | 0 | 0 | 0
0 | 0 | 0 | 0 | 0 | 0
0 | 0 | 0 | 0 | 0 | 0
0 | 0 | 0 | 0 | 0 | 0
0 | 0 | 0 | 0 | 0 | 0
0 | 0 | 0 | 0 | 0 | 0
0 | 0 | 0 | 0 | 0 | 0
0 | 0 | 0 | 0 | 0 | 0
0 | 0 | 0 | 0 | 0 | 0
0 | 0 | 0 | 0 | 0 | 0
0 | 0 | 0 | 0 | 0 | 0
0 | 0 | 0 | 0 | 0 | 0
0 | 0 | 0 | 0 | 0 | 0
0 | 0 | 0 | 0 | 0 | 0
0 | 0 | 0 | 0 | 0 | 0
0 | 0 | 0 | 0 | 0 | 0
0 | 0 | 0 | 0 | 0 | 0
0 | 0 | 0 | 0 | 0 | 0
0 | 0 | 0 | 0 | 0 | 0
0 | 0 | 0 | 0 | 0 | 0
0 | 0 | 0 | 0 | 0 | 0
0 | 0 | 0 | 0 | 0 | 0
0 | 0 | 0 | 0 | 0 | 0
0 | 0 | 0 | 0 | 0 | 0
0 | 0 | 0 | 0 | 0 | 0
0 | 0 | 0 | 0 | 0 | 0
0 | 0 | 0 | 0 | 0 | 0
0 | 0 | 0 | 0 | 0 | 0
0 | 0 | 0 | 0 | 0 | 0
0 | 0 | 0 | 0 | 0 | 0
0 | 0 | 0 | 0 | 0 | 0
0 | 0 | 0 | 0 | 0 | 0
0 | 0 | 0 | 0 | 0 | 0
0 | 0 | 0 | 0 | 0 | 0
0 | 0 | 0 | 0 | 0 | 0
0 | 0 | 0 | 0 | 0 | 0
0 | 0 | 0 | 0 | 0 | 0
0 | 0 | 0 | 0 | 0 | 0
0 | 0 | 0 | 0 | 0 | 0
0 | 0 | 0 | 0 | 0 | 0
0 | 0 | 0 | 0 | 0 | 0
0 | 0 | 0 | 0 | 0 | 0
0 | 0 | 0 | 0 | 0 | 0
0 | 0 | 0 | 0 | 0 | 0
0 | 0 | 0 | 0 | 0 | 0
0 | 0 | 0 | 0 | 0 | 0
0 | 0 | 0 | 0 | 0 | 0
0 | 0 | 0 | 0 | 0 | 0
0 | 0 | 0 | 0 | 0 | 0
0 | 0 | 0 | 0 | 0 | 0
0 | 0 | 0 | 0 | 0 | 0
0 | 0 | 0 | 0 | 0 | 0
0 | 0 | 0 | 0 | 0 | 0
0 | 0 | 0 | 0 | 0 | 0
0 | 0 | 0 | 0 | 0 | 0
0 | 0 | 0 | 0 | 0 | 0
0 | 0 | 0 | 0 | 0 | 0
0 | 0 | 0 | 0 | 0 | 0
0 | 0 | 0 | 0 | 0 | 0
0 | 0 | 0 | 0 | 0 | 0
0 | 0 | 0 | 0 | 0 | 0
0 | 0 | 0 | 0 | 0 | 0
0 | 0 | 0 | 0 | 0 | 0
0 | 0 | 0 | 0 | 0 | 0
0 | 0 | 0 | 0 | 0 | 0
0 | 0 | 0 | 0 | 0 | 0
0 | 0 | 0 | 0 | 0 | 0
0 | 0 | 0 | 0 | 0 | 0
0 | 0 | 0 | 0 | 0 | 0
0 | 0 | 0 | 0 | 0 | 0
0 | 0 | 0 | 0 | 0 | 0
0 | 0 | 0 | 0 | 0 | 0
0 | 0 | 0 | 0 | 0 | 0
0 | 0 | 0 | 0 | 0 | 0
0 | 0 | 0 | 0 | 0 | 0
0 | 0 | 0 | 0 | 0 | 0
0 | 0 | 0 | 0 | 0 | 0
0 | 0 | 0 | 0 | 0 | 0
0 | 0 | 0 | 0 | 0 | 0
0 | 0 | 0 | 0 | 0 | 0
0 | 0 | 0 | 0 | 0 | 0
0 | 0 | 0 | 0 | 0 | 0
0 | 0 | 0 | 0 | 0 | 0
0 | 0 | 0 | 0 | 0 | 0
0 | 0 | 0 | 0 | 0 | 0
0 | 0 | 0 | 0 | 0 | 0
0 | 0 | 0 | 0 | 0 | 0
0 | 0 | 0 | 0 | 0 | 0
0 | 0 | 0 | 0 | 0 | 0
0 | 0 | 0 | 0 | 0 | 0
0 | 0 | 0 | 0 | 0 | 0
0 | 0 | 0 | 0 | 0 | 0
0 | 0 | 0 | 0 | 0 | 0
0 | 0 | 0 | 0 | 0 | 0
0 | 0 | 0 | 0 | 0 | 0
0 | 0 | 0 | 0 | 0 | 0
0 | 0 | 0 | 0 | 0 | 0
0 | 0 | 0 | 0 | 0 | 0
0 | 0 | 0 | 0 | 0 | 0
0 | 0 | 0 | 0 | 0 | 0
0 | 0 | 0 | 0 | 0 | 0
0 | 0 | 0 | 0 | 0 | 0
0 | 0 | 0 | 0 | 0 | 0
0 | 0 | 0 | 0 | 0 | 0
0 | 0 | 0 | 0 | 0 | 0
0 | 0 | 0 | 0 | 0 | 0
0 | 0 | 0 | 0 | 0 | 0
0 | 0 | 0 | 0 | 0 | 0
0 | 0 | 0 | 0 | 0 | 0
0 | 0 | 0 | 0 | 0 | 0
0 | 0 | 0 | 0 | 0 | 0
0 | 0 | 0 | 0 | 0 | 0
0 | 0 | 0 | 0 | 0 | 0
0 | 0 | 0 | 0 | 0 | 0
0 | 0 | 0 | 0 | 0 | 0
0 | 0 | 0 | 0 | 0 | 0
0 | 0 | 0 | 0 | 0 | 0
0 | 0 | 0 | 0 | 0 | 0
0 | 0 | 0 | 0 | 0 | 0
0 | 0 | 0 | 0 | 0 | 0
0 | 0 | 0 | 0 | 0 | 0
0 | 0 | 0 | 0 | 0 | 0
0 | 0 | 0 | 0 | 0 | 0
0 | 0 | 0 | 0 | 0 | 0
0 | 0 | 0 | 0 | 0 | 0
0 | 0 | 0 | 0 | 0 | 0
0 | 0 | 0 | 0 | 0 | 0
0 | 0 | 0 | 0 | 0 | 0
0 | 0 | 0 | 0 | 0 | 0
0 | 0 | 0 | 0 | 0 | 0
0 | 0 | 0 | 0 | 0 | 0
0 | 0 | 0 | 0 | 0 | 0
0 | 0 | 0 | 0 | 0 | 0
0 | 0 | 0 | 0 | 0 | 0
0 | 0 | 0 | 0 | 0 | 0
0 | 0 | 0 | 0 | 0 | 0
0 | 0 | 0 | 0 | 0 | 0
0 | 0 | 0 | 0 | 0 | 0
0 | 0 | 0 | 0 | 0 | 0
0 | 0 | 0 | 0 | 0 | 0
0 | 0 | 0 | 0 | 0 | 0
0 | 0 | 0 | 0 | 0 | 0
0 | 0 | 0 | 0 | 0 | 0
0 | 0 | 0 | 0 | 0 | 0
0 | 0 | 0 | 0 | 0 | 0
0 | 0 | 0 | 0 | 0 | 0
0 | 0 | 0 | 0 | 0 | 0
0 | 0 | 0 | 0 | 0 | 0
0 | 0 | 0 | 0 | 0 | 0
0 | 0 | 0 | 0 | 0 | 0
0 | 0 | 0 | 0 | 0 | 0
0 | 0 | 0 | 0 | 0 | 0
0 | 0 | 0 | 0 | 0 | 0
0 | 0 | 0 | 0 | 0 | 0
0 | 0 | 0 | 0 | 0 | 0
0 | 0 | 0 | 0 | 0 | 0
0 | 0 | 0 | 0 | 0 | 0
0 | 0 | 0 | 0 | 0 | 0
0 | 0 | 0 | 0 | 0 | 0
0 | 0 | 0 | 0 | 0 | 0
0 | 0 | 0 | 0 | 0 | 0
0 | 0 | 0 | 0 | 0 | 0
0 | 0 | 0 | 0 | 0 | 0
0 | 0 | 0 | 0 | 0 | 0
0 | 0 | 0 | 0 | 0 | 0
0 | 0 | 0 | 0 | 0 | 0
0 | 0 | 0 | 0 | 0 | 0
0 | 0 | 0 | 0 | 0 | 0
0 | 0 | 0 | 0 | 0 | 0
0 | 0 | 0 | 0 | 0 | 0
0 | 0 | 0 | 0 | 0 | 0
0 | 0 | 0 | 0 | 0 | 0
0 | 0 | 0 | 0 | 0 | 0
0 | 0 | 0 | 0 | 0 | 0
0 | 0 | 0 | 0 | 0 | 0
0 | 0 | 0 | 0 | 0 | 0
0 | 0 | 0 | 0 | 0 | 0
0 | 0 | 0 | 0 | 0 | 0
0 | 0 | 0 | 0 | 0 | 0
0 | 0 | 0 | 0 | 0 | 0
0 | 0 | 0 | 0 | 0 | 0
0 | 0 | 0 | 0 | 0 | 0
0 | 0 | 0 | 0 | 0 | 0
0 | 0 | 0 | 0 | 0 | 0
0 | 0 | 0 | 0 | 0 | 0
0 | 0 | 0 | 0 | 0 | 0
0 | 0 | 0 | 0 | 0 | 0
0 | 0 | 0 | 0 | 0 | 0
0 | 0 | 0 | 0 | 0 | 0
0 | 0 | 0 | 0 | 0 | 0
0 | 0 | 0 | 0 | 0 | 0
0 | 0 | 0 | 0 | 0 | 0
0 | 0 | 0 | 0 | 0 | 0
0 | 0 | 0 | 0 | 0 | 0
0 | 0 | 0 | 0 | 0 | 0
0 | 0 | 0 | 0 | 0 | 0
0 | 0 | 0 | 0 | 0 | 0
0 | 0 | 0 | 0 | 0 | 0
0 | 0 | 0 | 0 | 0 | 0
0 | 0 | 0 | 0 | 0 | 0
0 | 0 | 0 | 0 | 0 | 0
0 | 0 | 0 | 0 | 0 | 0
0 | 0 | 0 | 0 | 0 | 0
0 | 0 | 0 | 0 | 0 | 0
0 | 0 | 0 | 0 | 0 | 0
0 | 0 | 0 | 0 | 0 | 0
0 | 0 | 0 | 0 | 0 | 0
0 | 0 | 0 | 0 | 0 | 0
0 | 0 | 0 | 0 | 0 | 0
0 | 0 | 0 | 0 | 0 | 0
0 | 0 | 0 | 0 | 0 | 0
0 | 0 | 0 | 0 | 0 | 0
0 | 0 | 0 | 0 | 0 | 0
0 | 0 | 0 | 0 | 0 | 0
0 | 0 | 0 | 0 | 0 | 0
0 | 0 | 0 | 0 | 0 | 0
0 | 0 | 0 | 0 | 0 | 0
0 | 0 | 0 | 0 | 0 | 0
0 | 0 | 0 | 0 | 0 | 0
0 | 0 | 0 | 0 | 0 | 0
0 | 0 | 0 | 0 | 0 | 0
0 | 0 | 0 | 0 | 0 | 0
0 | 0 | 0 | 0 | 0 | 0
0 | 0 | 0 | 0 | 0 | 0
0 | 0 | 0 | 0 | 0 | 0
0 | 0 | 0 | 0 | 0 | 0
0 | 0 | 0 | 0 | 0 | 0
0 | 0 | 0 | 0 | 0 | 0
0 | 0 | 0 | 0 | 0 | 0
0 | 0 | 0 | 0 | 0 | 0
0 | 0 | 0 | 0 | 0 | 0
0 | 0 | 0 | 0 | 0 | 0
0 | 0 | 0 | 0 | 0 | 0
0 | 0 | 0 | 0 | 0 | 0
0 | 0 | 0 | 0 | 0 | 0
0 | 0 | 0 | 0 | 0 | 0
0 | 0 | 0 | 0 | 0 | 0
0 | 0 | 0 | 0 | 0 | 0
0 | 0 | 0 | 0 | 0 | 0
0 | 0 | 0 | 0 | 0 | 0
0 | 0 | 0 | 0 | 0 | 0
0 | 0 | 0 | 0 | 0 | 0
0 | 0 | 0 | 0 | 0 | 0
0 | 0 | 0 | 0 | 0 | 0
0 | 0 | 0 | 0 | 0 | 0
0 | 0 | 0 | 0 | 0 | 0
0 | 0 | 0 | 0 | 0 | 0
0 | 0 | 0 | 0 | 0 | 0
0 | 0 | 0 | 0 | 0 | 0
0 | 0 | 0 | 0 | 0 | 0
0 | 0 | 0 | 0 | 0 | 0
0 | 0 | 0 | 0 | 0 | 0
0 | 0 | 0 | 0 | 0 | 0
0 | 0 | 0 | 0 | 0 | 0
0 | 0 | 0 | 0 | 0 | 0
0 | 0 | 0 | 0 | 0 | 0
0 | 0 | 0 | 0 | 0 | 0
0 | 0 | 0 | 0 | 0 | 0
0 | 0 | 0 | 0 | 0 | 0
0 | 0 | 0 | 0 | 0 | 0
0 | 0 | 0 | 0 | 0 | 0
0 | 0 | 0 | 0 | 0 | 0
0 | 0 | 0 | 0 | 0 | 0
0 | 0 | 0 | 0 | 0 | 0
0 | 0 | 0 | 0 | 0 | 0
0 | 0 | 0 | 0 | 0 | 0
0 | 0 | 0 | 0 | 0 | 0
0 | 0 | 0 | 0 | 0 | 0
0 | 0 | 0 | 0 | 0 | 0
0 | 0 | 0 | 0 | 0 | 0
0 | 0 | 0 | 0 | 0 | 0
0 | 0 | 0 | 0 | 0 | 0
0 | 0 | 0 | 0 | 0 | 0
0 | 0 | 0 | 0 | 0 | 0
0 | 0 | 0 | 0 | 0 | 0
0 | 0 | 0 | 0 | 0 | 0
0 | 0 | 0 | 0 | 0 | 0
0 | 0 | 0 | 0 | 0 | 0
0 | 0 | 0 | 0 | 0 | 0
0 | 0 | 0 | 0 | 0 | 0
0 | 0 | 0 | 0 | 0 | 0
0 | 0 | 0 | 0 | 0 | 0
0 | 0 | 0 | 0 | 0 | 0
0 | 0 | 0 | 0 | 0 | 0
0 | 0 | 0 | 0 | 0 | 0
0 | 0 | 0 | 0 | 0 | 0
0 | 0 | 0 | 0 | 0 | 0
0 | 0 | 0 | 0 | 0 | 0
0 | 0 | 0 | 0 | 0 | 0
0 | 0 | 0 | 0 | 0 | 0
0 | 0 | 0 | 0 | 0 | 0
0 | 0 | 0 | 0 | 0 | 0
0 | 0 | 0 | 0 | 0 | 0
0 | 0 | 0 | 0 | 0 | 0
0 | 0 | 0 | 0 | 0 | 0
0 | 0 | 0 | 0 | 0 | 0
0 | 0 | 0 | 0 | 0 | 0
0 | 0 | 0 | 0 | 0 | 0
0 | 0 | 0 | 0 | 0 | 0
0 | 0 | 0 | 0 | 0 | 0
0 | 0 | 0 | 0 | 0 | 0
0 | 0 | 0 | 0 | 0 | 0
0 | 0 | 0 | 0 | 0 | 0
0 | 0 | 0 | 0 | 0 | 0
0 | 0 | 0 | 0 | 0 | 0
0 | 0 | 0 | 0 | 0 | 0
0 | 0 | 0 | 0 | 0 | 0
0 | 0 | 0 | 0 | 0 | 0
0 | 0 | 0 | 0 | 0 | 0
0 | 0 | 0 | 0 | 0 | 0
0 | 0 | 0 | 0 | 0 | 0
0 | 0 | 0 | 0 | 0 | 0
0 | 0 | 0 | 0 | 0 | 0
0 | 0 | 0 | 0 | 0 | 0
0 | 0 | 0 | 0 | 0 | 0
0 | 0 | 0 | 0 | 0 | 0
0 | 0 | 0 | 0 | 0 | 0
0 | 0 | 0 | 0 | 0 | 0
0 | 0 | 0 | 0 | 0 | 0
0 | 0 | 0 | 0 | 0 | 0
0 | 0 | 0 | 0 | 0 | 0
0 | 0 | 0 | 0 | 0 | 0
0 | 0 | 0 | 0 | 0 | 0
0 | 0 | 0 | 0 | 0 | 0
0 | 0 | 0 | 0 | 0 | 0
0 | 0 | 0 | 0 | 0 | 0
0 | 0 | 0 | 0 | 0 | 0
0 | 0 | 0 | 0 | 0 | 0
0 | 0 | 0 | 0 | 0 | 0
0 | 0 | 0 | 0 | 0 | 0
0 | 0 | 0 | 0 | 0 | 0
0 | 0 | 0 | 0 | 0 | 0
0 | 0 | 0 | 0 | 0 | 0
0 | 0 | 0 | 0 | 0 | 0
0 | 0 | 0 | 0 | 0 | 0
0 | 0 | 0 | 0 | 0 | 0
0 | 0 | 0 | 0 | 0 | 0
0 | 0 | 0 | 0 | 0 | 0
0 | 0 | 0 | 0 | 0 | 0
0 | 0 | 0 | 0 | 0 | 0
0 | 0 | 0 | 0 | 0 | 0
0 | 0 | 0 | 0 | 0 | 0
0 | 0 | 0 | 0 | 0 | 0
0 | 0 | 0 | 0 | 0 | 0
0 | 0 | 0 | 0 | 0 | 0
0 | 0 | 0 | 0 | 0 | 0
0 | 0 | 0 | 0 | 0 | 0
0 | 0 | 0 | 0 | 0 | 0
0 | 0 | 0 | 0 | 0 | 0
0 | 0 | 0 | 0 | 0 | 0
0 | 0 | 0 | 0 | 0 | 0
0 | 0 | 0 | 0 | 0 | 0
0 | 0 | 0 | 0 | 0 | 0
0 | 0 | 0 | 0 | 0 | 0
0 | 0 | 0 | 0 | 0 | 0
0 | 0 | 0 | 0 | 0 | 0
0 | 0 | 0 | 0 | 0 | 0
0 | 0 | 0 | 0 | 0 | 0
0 | 0 | 0 | 0 | 0 | 0
0 | 0 | 0 | 0 | 0 | 0
0 | 0 | 0 | 0 | 0 | 0
0 | 0 | 0 | 0 | 0 | 0
0 | 0 | 0 | 0 | 0 | 0
0 | 0 | 0 | 0 | 0 | 0
0 | 0 | 0 | 0 | 0 | 0
0 | 0 | 0 | 0 | 0 | 0
0 | 0 | 0 | 0 | 0 | 0
0 | 0 | 0 | 0 | 0 | 0
0 | 0 | 0 | 0 | 0 | 0
0 | 0 | 0 | 0 | 0 | 0
0 | 0 | 0 | 0 | 0 | 0
0 | 0 | 0 | 0 | 0 | 0
0 | 0 | 0 | 0 | 0 | 0
0 | 0 | 0 | 0 | 0 | 0
0 | 0 | 0 | 0 | 0 | 0
0 | 0 | 0 | 0 | 0 | 0
0 | 0 | 0 | 0 | 0 | 0
0 | 0 | 0 | 0 | 0 | 0
0 | 0 | 0 | 0 | 0 | 0
0 | 0 | 0 | 0 | 0 | 0
0 | 0 | 0 | 0 | 0 | 0
0 | 0 | 0 | 0 | 0 | 0
0 | 0 | 0 | 0 | 0 | 0
0 | 0 | 0 | 0 | 0 | 0
0 | 0 | 0 | 0 | 0 | 0
0 | 0 | 0 | 0 | 0 | 0
0 | 0 | 0 | 0 | 0 | 0
0 | 0 | 0 | 0 | 0 | 0
0 | 0 | 0 | 0 | 0 | 0
0 | 0 | 0 | 0 | 0 | 0
0 | 0 | 0 | 0 | 0 | 0
0 | 0 | 0 | 0 | 0 | 0
0 | 0 | 0 | 0 | 0 | 0
0 | 0 | 0 | 0 | 0 | 0
0 | 0 | 0 | 0 | 0 | 0
0 | 0 | 0 | 0 | 0 | 0
0 | 0 | 0 | 0 | 0 | 0
0 | 0 | 0 | 0 | 0 | 0
0 | 0 | 0 | 0 | 0 | 0
0 | 0 | 0 | 0 | 0 | 0
0 | 0 | 0 | 0 | 0 | 0
0 | 0 | 0 | 0 | 0 | 0
0 | 0 | 0 | 0 | 0 | 0
0 | 0 | 0 | 0 | 0 | 0
0 | 0 | 0 | 0 | 0 | 0
0 | 0 | 0 | 0 | 0 | 0
0 | 0 | 0 | 0 | 0 | 0
0 | 0 | 0 | 0 | 0 | 0
0 | 0 | 0 | 0 | 0 | 0
0 | 0 | 0 | 0 | 0 | 0
0 | 0 | 0 | 0 | 0 | 0
0 | 0 | 0 | 0 | 0 | 0
0 | 0 | 0 | 0 | 0 | 0
0 | 0 | 0 | 0 | 0 | 0
0 | 0 | 0 | 0 | 0 | 0
0 | 0 | 0 | 0 | 0 | 0
0 | 0 | 0 | 0 | 0 | 0
0 | 0 | 0 | 0 | 0 | 0
0 | 0 | 0 | 0 | 0 | 0
0 | 0 | 0 | 0 | 0 | 0
0 | 0 | 0 | 0 | 0 | 0
0 | 0 | 0 | 0 | 0 | 0
0 | 0 | 0 | 0 | 0 | 0
0 | 0 | 0 | 0 | 0 | 0
0 | 0 | 0 | 0 | 0 | 0
0 | 0 | 0 | 0 | 0 | 0
0 | 0 | 0 | 0 | 0 | 0
0 | 0 | 0 | 0 | 0 | 0
0 | 0 | 0 | 0 | 0 | 0
0 | 0 | 0 | 0 | 0 | 0
0 | 0 | 0 | 0 | 0 | 0
0 | 0 | 0 | 0 | 0 | 0
0 | 0 | 0 | 0 | 0 | 0
0 | 0 | 0 | 0 | 0 | 0
0 | 0 | 0 | 0 | 0 | 0
0 | 0 | 0 | 0 | 0 | 0
0 | 0 | 0 | 0 | 0 | 0
0 | 0 | 0 | 0 | 0 | 0
0 | 0 | 0 | 0 | 0 | 0
0 | 0 | 0 | 0 | 0 | 0
0 | 0 | 0 | 0 | 0 | 0
0 | 0 | 0 | 0 | 0 | 0
0 | 0 | 0 | 0 | 0 | 0
0 | 0 | 0 | 0 | 0 | 0
0 | 0 | 0 | 0 | 0 | 0
0 | 0 | 0 | 0 | 0 | 0
0 | 0 | 0 | 0 | 0 | 0
0 | 0 | 0 | 0 | 0 | 0
0 | 0 | 0 | 0 | 0 | 0
0 | 0 | 0 | 0 | 0 | 0
0 | 0 | 0 | 0 | 0 | 0
0 | 0 | 0 | 0 | 0 | 0
0 | 0 | 0 | 0 | 0 | 0
0 | 0 | 0 | 0 | 0 | 0
0 | 0 | 0 | 0 | 0 | 0
0 | 0 | 0 | 0 | 0 | 0
0 | 0 | 0 | 0 | 0 | 0
0 | 0 | 0 | 0 | 0 | 0
0 | 0 | 0 | 0 | 0 | 0
0 | 0 | 0 | 0 | 0 | 0
0 | 0 | 0 | 0 | 0 | 0
0 | 0 | 0 | 0 | 0 | 0
0 | 0 | 0 | 0 | 0 | 0
0 | 0 | 0 | 0 | 0 | 0
0 | 0 | 0 | 0 | 0 | 0
0 | 0 | 0 | 0 | 0 | 0
0 | 0 | 0 | 0 | 0 | 0
0 | 0 | 0 | 0 | 0 | 0
0 | 0 | 0 | 0 | 0 | 0
0 | 0 | 0 | 0 | 0 | 0
0 | 0 | 0 | 0 | 0 | 0
0 | 0 | 0 | 0 | 0 | 0
0 | 0 | 0 | 0 | 0 | 0
0 | 0 | 0 | 0 | 0 | 0
0 | 0 | 0 | 0 | 0 | 0
0 | 0 | 0 | 0 | 0 | 0
0 | 0 | 0 | 0 | 0 | 0
0 | 0 | 0 | 0 | 0 | 0
0 | 0 | 0 | 0 | 0 | 0
0 | 0 | 0 | 0 | 0 | 0
0 | 0 | 0 | 0 | 0 | 0
0 | 0 | 0 | 0 | 0 | 0
0 | 0 | 0 | 0 | 0 | 0
0 | 0 | 0 | 0 | 0 | 0
0 | 0 | 0 | 0 | 0 | 0
0 | 0 | 0 | 0 | 0 | 0
0 | 0 | 0 | 0 | 0 | 0
0 | 0 | 0 | 0 | 0 | 0
0 | 0 | 0 | 0 | 0 | 0
0 | 0 | 0 | 0 | 0 | 0
0 | 0 | 0 | 0 | 0 | 0
0 | 0 | 0 | 0 | 0 | 0
0 | 0 | 0 | 0 | 0 | 0
0 | 0 | 0 | 0 | 0 | 0
0 | 0 | 0 | 0 | 0 | 0
0 | 0 | 0 | 0 | 0 | 0
0 | 0 | 0 | 0 | 0 | 0
0 | 0 | 0 | 0 | 0 | 0
0 | 0 | 0 | 0 | 0 | 0
0 | 0 | 0 | 0 | 0 | 0
0 | 0 | 0 | 0 | 0 | 0
0 | 0 | 0 | 0 | 0 | 0
0 | 0 | 0 | 0 | 0 | 0
0 | 0 | 0 | 0 | 0 | 0
0 | 0 | 0 | 0 | 0 | 0
0 | 0 | 0 | 0 | 0 | 0
0 | 0 | 0 | 0 | 0 | 0
0 | 0 | 0 | 0 | 0 | 0
0 | 0 | 0 | 0 | 0 | 0
0 | 0 | 0 | 0 | 0 | 0
0 | 0 | 0 | 0 | 0 | 0
0 | 0 | 0 | 0 | 0 | 0
0 | 0 | 0 | 0 | 0 | 0
0 | 0 | 0 | 0 | 0 | 0
0 | 0 | 0 | 0 | 0 | 0
0 | 0 | 0 | 0 | 0 | 0
0 | 0 | 0 | 0 | 0 | 0
0 | 0 | 0 | 0 | 0 | 0
0 | 0 | 0 | 0 | 0 | 0
0 | 0 | 0 | 0 | 0 | 0
0 | 0 | 0 | 0 | 0 | 0
0 | 0 | 0 | 0 | 0 | 0
0 | 0 | 0 | 0 | 0 | 0
0 | 0 | 0 | 0 | 0 | 0
0 | 0 | 0 | 0 | 0 | 0
0 | 0 | 0 | 0 | 0 | 0
0 | 0 | 0 | 0 | 0 | 0
0 | 0 | 0 | 0 | 0 | 0
0 | 0 | 0 | 0 | 0 | 0
0 | 0 | 0 | 0 | 0 | 0
0 | 0 | 0 | 0 | 0 | 0
0 | 0 | 0 | 0 | 0 | 0
0 | 0 | 0 | 0 | 0 | 0
0 | 0 | 0 | 0 | 0 | 0
0 | 0 | 0 | 0 | 0 | 0
0 | 0 | 0 | 0 | 0 | 0
0 | 0 | 0 | 0 | 0 | 0
0 | 0 | 0 | 0 | 0 | 0
0 | 0 | 0 | 0 | 0 | 0
0 | 0 | 0 | 0 | 0 | 0
0 | 0 | 0 | 0 | 0 | 0
0 | 0 | 0 | 0 | 0 | 0
0 | 0 | 0 | 0 | 0 | 0
0 | 0 | 0 | 0 | 0 | 0
0 | 0 | 0 | 0 | 0 | 0
0 | 0 | 0 | 0 | 0 | 0
0 | 0 | 0 | 0 | 0 | 0
0 | 0 | 0 | 0 | 0 | 0
0 | 0 | 0 | 0 | 0 | 0
0 | 0 | 0 | 0 | 0 | 0
0 | 0 | 0 | 0 | 0 | 0
0 | 0 | 0 | 0 | 0 | 0
0 | 0 | 0 | 0 | 0 | 0
0 | 0 | 0 | 0 | 0 | 0
0 | 0 | 0 | 0 | 0 | 0
0 | 0 | 0 | 0 | 0 | 0
0 | 0 | 0 | 0 | 0 | 0
0 | 0 | 0 | 0 | 0 | 0
0 | 0 | 0 | 0 | 0 | 0
0 | 0 | 0 | 0 | 0 | 0
0 | 0 | 0 | 0 | 0 | 0
0 | 0 | 0 | 0 | 0 | 0
0 | 0 | 0 | 0 | 0 | 0
0 | 0 | 0 | 0 | 0 | 0
0 | 0 | 0 | 0 | 0 | 0
0 | 0 | 0 | 0 | 0 | 0
0 | 0 | 0 | 0 | 0 | 0
0 | 0 | 0 | 0 | 0 | 0
0 | 0 | 0 | 0 | 0 | 0
0 | 0 | 0 | 0 | 0 | 0
0 | 0 | 0 | 0 | 0 | 0
0 | 0 | 0 | 0 | 0 | 0
0 | 0 | 0 | 0 | 0 | 0
0 | 0 | 0 | 0 | 0 | 0
0 | 0 | 0 | 0 | 0 | 0
0 | 0 | 0 | 0 | 0 | 0
0 | 0 | 0 | 0 | 0 | 0
0 | 0 | 0 | 0 | 0 | 0
0 | 0 | 0 | 0 | 0 | 0
0 | 0 | 0 | 0 | 0 | 0
0 | 0 | 0 | 0 | 0 | 0
0 | 0 | 0 | 0 | 0 | 0
0 | 0 | 0 | 0 | 0 | 0
0 | 0 | 0 | 0 | 0 | 0
0 | 0 | 0 | 0 | 0 | 0
0 | 0 | 0 | 0 | 0 | 0
0 | 0 | 0 | 0 | 0 | 0
0 | 0 | 0 | 0 | 0 | 0
0 | 0 | 0 | 0 | 0 | 0
0 | 0 | 0 | 0 | 0 | 0
0 | 0 | 0 | 0 | 0 | 0
0 | 0 | 0 | 0 | 0 | 0
0 | 0 | 0 | 0 | 0 | 0
0 | 0 | 0 | 0 | 0 | 0
0 | 0 | 0 | 0 | 0 | 0
0 | 0 | 0 | 0 | 0 | 0
0 | 0 | 0 | 0 | 0 | 0
0 | 0 | 0 | 0 | 0 | 0
0 | 0 | 0 | 0 | 0 | 0
0 | 0 | 0 | 0 | 0 | 0
0 | 0 | 0 | 0 | 0 | 0
0 | 0 | 0 | 0 | 0 | 0
0 | 0 | 0 | 0 | 0 | 0
0 | 0 | 0 | 0 | 0 | 0
0 | 0 | 0 | 0 | 0 | 0
0 | 0 | 0 | 0 | 0 | 0
0 | 0 | 0 | 0 | 0 | 0
0 | 0 | 0 | 0 | 0 | 0
0 | 0 | 0 | 0 | 0 | 0
0 | 0 | 0 | 0 | 0 | 0
0 | 0 | 0 | 0 | 0 | 0
0 | 0 | 0 | 0 | 0 | 0
0 | 0 | 0 | 0 | 0 | 0
0 | 0 | 0 | 0 | 0 | 0
0 | 0 | 0 | 0 | 0 | 0
0 | 0 | 0 | 0 | 0 | 0
0 | 0 | 0 | 0 | 0 | 0
0 | 0 | 0 | 0 | 0 | 0
0 | 0 | 0 | 0 | 0 | 0
0 | 0 | 0 | 0 | 0 | 0
0 | 0 | 0 | 0 | 0 | 0
0 | 0 | 0 | 0 | 0 | 0
0 | 0 | 0 | 0 | 0 | 0
0 | 0 | 0 | 0 | 0 | 0
0 | 0 | 0 | 0 | 0 | 0
0 | 0 | 0 | 0 | 0 | 0
0 | 0 | 0 | 0 | 0 | 0
0 | 0 | 0 | 0 | 0 | 0
0 | 0 | 0 | 0 | 0 | 0
0 | 0 | 0 | 0 | 0 | 0
0 | 0 | 0 | 0 | 0 | 0
0 | 0 | 0 | 0 | 0 | 0
0 | 0 | 0 | 0 | 0 | 0
0 | 0 | 0 | 0 | 0 | 0
0 | 0 | 0 | 0 | 0 | 0
0 | 0 | 0 | 0 | 0 | 0
0 | 0 | 0 | 0 | 0 | 0
0 | 0 | 0 | 0 | 0 | 0
0 | 0 | 0 | 0 | 0 | 0
0 | 0 | 0 | 0 | 0 | 0
0 | 0 | 0 | 0 | 0 | 0
0 | 0 | 0 | 0 | 0 | 0
0 | 0 | 0 | 0 | 0 | 0
0 | 0 | 0 | 0 | 0 | 0
0 | 0 | 0 | 0 | 0 | 0
0 | 0 | 0 | 0 | 0 | 0
0 | 0 | 0 | 0 | 0 | 0
0 | 0 | 0 | 0 | 0 | 0
0 | 0 | 0 | 0 | 0 | 0
0 | 0 | 0 | 0 | 0 | 0
0 | 0 | 0 | 0 | 0 | 0
0 | 0 | 0 | 0 | 0 | 0
0 | 0 | 0 | 0 | 0 | 0
0 | 0 | 0 | 0 | 0 | 0
0 | 0 | 0 | 0 | 0 | 0
0 | 0 | 0 | 0 | 0 | 0
0 | 0 | 0 | 0 | 0 | 0
0 | 0 | 0 | 0 | 0 | 0
0 | 0 | 0 | 0 | 0 | 0
0 | 0 | 0 | 0 | 0 | 0
0 | 0 | 0 | 0 | 0 | 0
0 | 0 | 0 | 0 | 0 | 0
0 | 0 | 0 | 0 | 0 | 0
0 | 0 | 0 | 0 | 0 | 0
0 | 0 | 0 | 0 | 0 | 0
0 | 0 | 0 | 0 | 0 | 0
0 | 0 | 0 | 0 | 0 | 0
0 | 0 | 0 | 0 | 0 | 0
0 | 0 | 0 | 0 | 0 | 0
0 | 0 | 0 | 0 | 0 | 0
0 | 0 | 0 | 0 | 0 | 0
0 | 0 | 0 | 0 | 0 | 0
0 | 0 | 0 | 0 | 0 | 0
0 | 0 | 0 | 0 | 0 | 0
0 | 0 | 0 | 0 | 0 | 0
0 | 0 | 0 | 0 | 0 | 0
0 | 0 | 0 | 0 | 0 | 0
0 | 0 | 0 | 0 | 0 | 0
0 | 0 | 0 | 0 | 0 | 0
0 | 0 | 0 | 0 | 0 | 0
0 | 0 | 0 | 0 | 0 | 0
0 | 0 | 0 | 0 | 0 | 0
0 | 0 | 0 | 0 | 0 | 0
0 | 0 | 0 | 0 | 0 | 0
0 | 0 | 0 | 0 | 0 | 0
0 | 0 | 0 | 0 | 0 | 0
0 | 0 | 0 | 0 | 0 | 0
0 | 0 | 0 | 0 | 0 | 0
0 | 0 | 0 | 0 | 0 | 0
0 | 0 | 0 | 0 | 0 | 0
0 | 0 | 0 | 0 | 0 | 0
0 | 0 | 0 | 0 | 0 | 0
0 | 0 | 0 | 0 | 0 | 0
0 | 0 | 0 | 0 | 0 | 0
0 | 0 | 0 | 0 | 0 | 0
0 | 0 | 0 | 0 | 0 | 0
0 | 0 | 0 | 0 | 0 | 0
0 | 0 | 0 | 0 | 0 | 0
0 | 0 | 0 | 0 | 0 | 0
0 | 0 | 0 | 0 | 0 | 0
0 | 0 | 0 | 0 | 0 | 0
0 | 0 | 0 | 0 | 0 | 0
0 | 0 | 0 | 0 | 0 | 0
0 | 0 | 0 | 0 | 0 | 0
0 | 0 | 0 | 0 | 0 | 0
0 | 0 | 0 | 0 | 0 | 0
0 | 0 | 0 | 0 | 0 | 0
0 | 0 | 0 | 0 | 0 | 0
0 | 0 | 0 | 0 | 0 | 0
0 | 0 | 0 | 0 | 0 | 0
0 | 0 | 0 | 0 | 0 | 0
0 | 0 | 0 | 0 | 0 | 0
0 | 0 | 0 | 0 | 0 | 0
0 | 0 | 0 | 0 | 0 | 0
0 | 0 | 0 | 0 | 0 | 0
0 | 0 | 0 | 0 | 0 | 0
0 | 0 | 0 | 0 | 0 | 0
0 | 0 | 0 | 0 | 0 | 0
0 | 0 | 0 | 0 | 0 | 0
0 | 0 | 0 | 0 | 0 | 0
0 | 0 | 0 | 0 | 0 | 0
0 | 0 | 0 | 0 | 0 | 0
0 | 0 | 0 | 0 | 0 | 0
0 | 0 | 0 | 0 | 0 | 0
0 | 0 | 0 | 0 | 0 | 0
0 | 0 | 0 | 0 | 0 | 0
0 | 0 | 0 | 0 | 0 | 0
0 | 0 | 0 | 0 | 0 | 0
0 | 0 | 0 | 0 | 0 | 0
0 | 0 | 0 | 0 | 0 | 0
0 | 0 | 0 | 0 | 0 | 0
0 | 0 | 0 | 0 | 0 | 0
0 | 0 | 0 | 0 | 0 | 0
0 | 0 | 0 | 0 | 0 | 0
0 | 0 | 0 | 0 | 0 | 0
0 | 0 | 0 | 0 | 0 | 0
0 | 0 | 0 | 0 | 0 | 0
0 | 0 | 0 | 0 | 0 | 0
0 | 0 | 0 | 0 | 0 | 0
0 | 0 | 0 | 0 | 0 | 0
0 | 0 | 0 | 0 | 0 | 0
0 | 0 | 0 | 0 | 0 | 0
0 | 0 | 0 | 0 | 0 | 0
0 | 0 | 0 | 0 | 0 | 0
0 | 0 | 0 | 0 | 0 | 0
0 | 0 | 0 | 0 | 0 | 0
0 | 0 | 0 | 0 | 0 | 0
0 | 0 | 0 | 0 | 0 | 0
0 | 0 | 0 | 0 | 0 | 0
0 | 0 | 0 | 0 | 0 | 0
0 | 0 | 0 | 0 | 0 | 0
0 | 0 | 0 | 0 | 0 | 0
0 | 0 | 0 | 0 | 0 | 0
0 | 0 | 0 | 0 | 0 | 0
0 | 0 | 0 | 0 | 0 | 0
0 | 0 | 0 | 0 | 0 | 0
0 | 0 | 0 | 0 | 0 | 0
0 | 0 | 0 | 0 | 0 | 0
0 | 0 | 0 | 0 | 0 | 0
0 | 0 | 0 | 0 | 0 | 0
0 | 0 | 0 | 0 | 0 | 0
0 | 0 | 0 | 0 | 0 | 0
0 | 0 | 0 | 0 | 0 | 0
0 | 0 | 0 | 0 | 0 | 0
0 | 0 | 0 | 0 | 0 | 0
0 | 0 | 0 | 0 | 0 | 0
0 | 0 | 0 | 0 | 0 | 0
0 | 0 | 0 | 0 | 0 | 0
0 | 0 | 0 | 0 | 0 | 0
0 | 0 | 0 | 0 | 0 | 0
0 | 0 | 0 | 0 | 0 | 0
0 | 0 | 0 | 0 | 0 | 0
0 | 0 | 0 | 0 | 0 | 0
0 | 0 | 0 | 0 | 0 | 0
0 | 0 | 0 | 0 | 0 | 0
0 | 0 | 0 | 0 | 0 | 0
0 | 0 | 0 | 0 | 0 | 0
0 | 0 | 0 | 0 | 0 | 0
0 | 0 | 0 | 0 | 0 | 0
0 | 0 | 0 | 0 | 0 | 0
0 | 0 | 0 | 0 | 0 | 0
0 | 0 | 0 | 0 | 0 | 0
0 | 0 | 0 | 0 | 0 | 0
0 | 0 | 0 | 0 | 0 | 0
0 | 0 | 0 | 0 | 0 | 0
0 | 0 | 0 | 0 | 0 | 0
0 | 0 | 0 | 0 | 0 | 0
0 | 0 | 0 | 0 | 0 | 0
0 | 0 | 0 | 0 | 0 | 0
0 | 0 | 0 | 0 | 0 | 0
0 | 0 | 0 | 0 | 0 | 0
0 | 0 | 0 | 0 | 0 | 0
0 | 0 | 0 | 0 | 0 | 0
0 | 0 | 0 | 0 | 0 | 0
0 | 0 | 0 | 0 | 0 | 0
0 | 0 | 0 | 0 | 0 | 0
0 | 0 | 0 | 0 | 0 | 0
0 | 0 | 0 | 0 | 0 | 0
0 | 0 | 0 | 0 | 0 | 0
0 | 0 | 0 | 0 | 0 | 0
0 | 0 | 0 | 0 | 0 | 0
0 | 0 | 0 | 0 | 0 | 0
0 | 0 | 0 | 0 | 0 | 0
0 | 0 | 0 | 0 | 0 | 0
0 | 0 | 0 | 0 | 0 | 0
0 | 0 | 0 | 0 | 0 | 0
0 | 0 | 0 | 0 | 0 | 0
0 | 0 | 0 | 0 | 0 | 0
0 | 0 | 0 | 0 | 0 | 0
0 | 0 | 0 | 0 | 0 | 0
0 | 0 | 0 | 0 | 0 | 0
0 | 0 | 0 | 0 | 0 | 0
0 | 0 | 0 | 0 | 0 | 0
0 | 0 | 0 | 0 | 0 | 0
0 | 0 | 0 | 0 | 0 | 0
0 | 0 | 0 | 0 | 0 | 0
0 | 0 | 0 | 0 | 0 | 0
0 | 0 | 0 | 0 | 0 | 0
0 | 0 | 0 | 0 | 0 | 0
0 | 0 | 0 | 0 | 0 | 0
0 | 0 | 0 | 0 | 0 | 0
0 | 0 | 0 | 0 | 0 | 0
0 | 0 | 0 | 0 | 0 | 0
0 | 0 | 0 | 0 | 0 | 0
0 | 0 | 0 | 0 | 0 | 0
0 | 0 | 0 | 0 | 0 | 0
0 | 0 | 0 | 0 | 0 | 0
0 | 0 | 0 | 0 | 0 | 0
0 | 0 | 0 | 0 | 0 | 0
0 | 0 | 0 | 0 | 0 | 0
0 | 0 | 0 | 0 | 0 | 0
0 | 0 | 0 | 0 | 0 | 0
0 | 0 | 0 | 0 | 0 | 0
0 | 0 | 0 | 0 | 0 | 0
0 | 0 | 0 | 0 | 0 | 0
0 | 0 | 0 | 0 | 0 | 0
0 | 0 | 0 | 0 | 0 | 0
0 | 0 | 0 | 0 | 0 | 0
0 | 0 | 0 | 0 | 0 | 0
0 | 0 | 0 | 0 | 0 | 0
0 | 0 | 0 | 0 | 0 | 0
0 | 0 | 0 | 0 | 0 | 0
0 | 0 | 0 | 0 | 0 | 0
0 | 0 | 0 | 0 | 0 | 0
0 | 0 | 0 | 0 | 0 | 0
0 | 0 | 0 | 0 | 0 | 0
0 | 0 | 0 | 0 | 0 | 0
0 | 0 | 0 | 0 | 0 | 0
0 | 0 | 0 | 0 | 0 | 0
0 | 0 | 0 | 0 | 0 | 0
0 | 0 | 0 | 0 | 0 | 0
0 | 0 | 0 | 0 | 0 | 0
0 | 0 | 0 | 0 | 0 | 0
0 | 0 | 0 | 0 | 0 | 0
0 | 0 | 0 | 0 | 0 | 0
0 | 0 | 0 | 0 | 0 | 0
0 | 0 | 0 | 0 | 0 | 0
0 | 0 | 0 | 0 | 0 | 0
0 | 0 | 0 | 0 | 0 | 0
0 | 0 | 0 | 0 | 0 | 0
0 | 0 | 0 | 0 | 0 | 0
0 | 0 | 0 | 0 | 0 | 0
0 | 0 | 0 | 0 | 0 | 0
0 | 0 | 0 | 0 | 0 | 0
0 | 0 | 0 | 0 | 0 | 0
0 | 0 | 0 | 0 | 0 | 0
0 | 0 | 0 | 0 | 0 | 0
0 | 0 | 0 | 0 | 0 | 0
0 | 0 | 0 | 0 | 0 | 0
0 | 0 | 0 | 0 | 0 | 0
0 | 0 | 0 | 0 | 0 | 0
0 | 0 | 0 | 0 | 0 | 0
0 | 0 | 0 | 0 | 0 | 0
0 | 0 | 0 | 0 | 0 | 0
0 | 0 | 0 | 0 | 0 | 0
0 | 0 | 0 | 0 | 0 | 0
0 | 0 | 0 | 0 | 0 | 0
0 | 0 | 0 | 0 | 0 | 0
0 | 0 | 0 | 0 | 0 | 0
0 | 0 | 0 | 0 | 0 | 0
0 | 0 | 0 | 0 | 0 | 0
0 | 0 | 0 | 0 | 0 | 0
0 | 0 | 0 | 0 | 0 | 0
0 | 0 | 0 | 0 | 0 | 0
0 | 0 | 0 | 0 | 0 | 0
0 | 0 | 0 | 0 | 0 | 0
0 | 0 | 0 | 0 | 0 | 0
0 | 0 | 0 | 0 | 0 | 0
0 | 0 | 0 | 0 | 0 | 0
0 | 0 | 0 | 0 | 0 | 0
0 | 0 | 0 | 0 | 0 | 0
0 | 0 | 0 | 0 | 0 | 0
0 | 0 | 0 | 0 | 0 | 0
0 | 0 | 0 | 0 | 0 | 0
0 | 0 | 0 | 0 | 0 | 0
0 | 0 | 0 | 0 | 0 | 0
0 | 0 | 0 | 0 | 0 | 0
0 | 0 | 0 | 0 | 0 | 0
0 | 0 | 0 | 0 | 0 | 0
0 | 0 | 0 | 0 | 0 | 0
0 | 0 | 0 | 0 | 0 | 0
0 | 0 | 0 | 0 | 0 | 0
0 | 0 | 0 | 0 | 0 | 0
0 | 0 | 0 | 0 | 0 | 0
0 | 0 | 0 | 0 | 0 | 0
0 | 0 | 0 | 0 | 0 | 0
0 | 0 | 0 | 0 | 0 | 0
0 | 0 | 0 | 0 | 0 | 0
0 | 0 | 0 | 0 | 0 | 0
0 | 0 | 0 | 0 | 0 | 0
0 | 0 | 0 | 0 | 0 | 0
0 | 0 | 0 | 0 | 0 | 0
0 | 0 | 0 | 0 | 0 | 0
0 | 0 | 0 | 0 | 0 | 0
0 | 0 | 0 | 0 | 0 | 0
0 | 0 | 0 | 0 | 0 | 0
0 | 0 | 0 | 0 | 0 | 0
0 | 0 | 0 | 0 | 0 | 0
0 | 0 | 0 | 0 | 0 | 0
0 | 0 | 0 | 0 | 0 | 0
0 | 0 | 0 | 0 | 0 | 0
0 | 0 | 0 | 0 | 0 | 0
0 | 0 | 0 | 0 | 0 | 0
0 | 0 | 0 | 0 | 0 | 0
0 | 0 | 0 | 0 | 0 | 0
0 | 0 | 0 | 0 | 0 | 0
0 | 0 | 0 | 0 | 0 | 0
0 | 0 | 0 | 0 | 0 | 0
0 | 0 | 0 | 0 | 0 | 0
0 | 0 | 0 | 0 | 0 | 0
0 | 0 | 0 | 0 | 0 | 0
0 | 0 | 0 | 0 | 0 | 0
0 | 0 | 0 | 0 | 0 | 0
0 | 0 | 0 | 0 | 0 | 0
0 | 0 | 0 | 0 | 0 | 0
0 | 0 | 0 | 0 | 0 | 0
0 | 0 | 0 | 0 | 0 | 0
0 | 0 | 0 | 0 | 0 | 0
0 | 0 | 0 | 0 | 0 | 0
0 | 0 | 0 | 0 | 0 | 0
0 | 0 | 0 | 0 | 0 | 0
0 | 0 | 0 | 0 | 0 | 0
0 | 0 | 0 | 0 | 0 | 0
0 | 0 | 0 | 0 | 0 | 0
0 | 0 | 0 | 0 | 0 | 0
0 | 0 | 0 | 0 | 0 | 0
0 | 0 | 0 | 0 | 0 | 0
0 | 0 | 0 | 0 | 0 | 0
0 | 0 | 0 | 0 | 0 | 0
0 | 0 | 0 | 0 | 0 | 0
0 | 0 | 0 | 0 | 0 | 0
0 | 0 | 0 | 0 | 0 | 0
0 | 0 | 0 | 0 | 0 | 0
0 | 0 | 0 | 0 | 0 | 0
0 | 0 | 0 | 0 | 0 | 0
0 | 0 | 0 | 0 | 0 | 0
0 | 0 | 0 | 0 | 0 | 0
0 | 0 | 0 | 0 | 0 | 0
0 | 0 | 0 | 0 | 0 | 0
0 | 0 | 0 | 0 | 0 | 0
0 | 0 | 0 | 0 | 0 | 0
0 | 0 | 0 | 0 | 0 | 0
0 | 0 | 0 | 0 | 0 | 0
0 | 0 | 0 | 0 | 0 | 0
0 | 0 | 0 | 0 | 0 | 0
0 | 0 | 0 | 0 | 0 | 0
0 | 0 | 0 | 0 | 0 | 0
0 | 0 | 0 | 0 | 0 | 0
0 | 0 | 0 | 0 | 0 | 0
0 | 0 | 0 | 0 | 0 | 0
0 | 0 | 0 | 0 | 0 | 0
0 | 0 | 0 | 0 | 0 | 0
0 | 0 | 0 | 0 | 0 | 0
0 | 0 | 0 | 0 | 0 | 0
0 | 0 | 0 | 0 | 0 | 0
0 | 0 | 0 | 0 | 0 | 0
0 | 0 | 0 | 0 | 0 | 0
0 | 0 | 0 | 0 | 0 | 0
0 | 0 | 0 | 0 | 0 | 0
0 | 0 | 0 | 0 | 0 | 0
0 | 0 | 0 | 0 | 0 | 0
0 | 0 | 0 | 0 | 0 | 0
0 | 0 | 0 | 0 | 0 | 0
0 | 0 | 0 | 0 | 0 | 0
0 | 0 | 0 | 0 | 0 | 0
0 | 0 | 0 | 0 | 0 | 0
0 | 0 | 0 | 0 | 0 | 0
0 | 0 | 0 | 0 | 0 | 0
0 | 0 | 0 | 0 | 0 | 0
0 | 0 | 0 | 0 | 0 | 0
0 | 0 | 0 | 0 | 0 | 0
0 | 0 | 0 | 0 | 0 | 0
0 | 0 | 0 | 0 | 0 | 0
0 | 0 | 0 | 0 | 0 | 0
0 | 0 | 0 | 0 | 0 | 0
0 | 0 | 0 | 0 | 0 | 0
0 | 0 | 0 | 0 | 0 | 0
0 | 0 | 0 | 0 | 0 | 0
0 | 0 | 0 | 0 | 0 | 0
0 | 0 | 0 | 0 | 0 | 0
0 | 0 | 0 | 0 | 0 | 0
0 | 0 | 0 | 0 | 0 | 0
0 | 0 | 0 | 0 | 0 | 0
0 | 0 | 0 | 0 | 0 | 0
0 | 0 | 0 | 0 | 0 | 0
0 | 0 | 0 | 0 | 0 | 0
0 | 0 | 0 | 0 | 0 | 0
0 | 0 | 0 | 0 | 0 | 0
0 | 0 | 0 | 0 | 0 | 0
0 | 0 | 0 | 0 | 0 | 0
0 | 0 | 0 | 0 | 0 | 0
0 | 0 | 0 | 0 | 0 | 0
0 | 0 | 0 | 0 | 0 | 0
0 | 0 | 0 | 0 | 0 | 0
0 | 0 | 0 | 0 | 0 | 0
0 | 0 | 0 | 0 | 0 | 0
0 | 0 | 0 | 0 | 0 | 0
0 | 0 | 0 | 0 | 0 | 0
0 | 0 | 0 | 0 | 0 | 0
0 | 0 | 0 | 0 | 0 | 0
0 | 0 | 0 | 0 | 0 | 0
0 | 0 | 0 | 0 | 0 | 0
0 | 0 | 0 | 0 | 0 | 0
0 | 0 | 0 | 0 | 0 | 0
0 | 0 | 0 | 0 | 0 | 0
0 | 0 | 0 | 0 | 0 | 0
0 | 0 | 0 | 0 | 0 | 0
0 | 0 | 0 | 0 | 0 | 0
0 | 0 | 0 | 0 | 0 | 0
0 | 0 | 0 | 0 | 0 | 0
0 | 0 | 0 | 0 | 0 | 0
0 | 0 | 0 | 0 | 0 | 0
0 | 0 | 0 | 0 | 0 | 0
0 | 0 | 0 | 0 | 0 | 0
0 | 0 | 0 | 0 | 0 | 0
0 | 0 | 0 | 0 | 0 | 0
0 | 0 | 0 | 0 | 0 | 0
0 | 0 | 0 | 0 | 0 | 0
0 | 0 | 0 | 0 | 0 | 0
0 | 0 | 0 | 0 | 0 | 0
0 | 0 | 0 | 0 | 0 | 0
0 | 0 | 0 | 0 | 0 | 0
0 | 0 | 0 | 0 | 0 | 0
0 | 0 | 0 | 0 | 0 | 0
0 | 0 | 0 | 0 | 0 | 0
0 | 0 | 0 | 0 | 0 | 0
0 | 0 | 0 | 0 | 0 | 0
0 | 0 | 0 | 0 | 0 | 0
0 | 0 | 0 | 0 | 0 | 0
0 | 0 | 0 | 0 | 0 | 0
0 | 0 | 0 | 0 | 0 | 0
0 | 0 | 0 | 0 | 0 | 0
0 | 0 | 0 | 0 | 0 | 0
0 | 0 | 0 | 0 | 0 | 0
0 | 0 | 0 | 0 | 0 | 0
0 | 0 | 0 | 0 | 0 | 0
0 | 0 | 0 | 0 | 0 | 0
0 | 0 | 0 | 0 | 0 | 0
0 | 0 | 0 | 0 | 0 | 0
0 | 0 | 0 | 0 | 0 | 0
0 | 0 | 0 | 0 | 0 | 0
0 | 0 | 0 | 0 | 0 | 0
0 | 0 | 0 | 0 | 0 | 0
0 | 0 | 0 | 0 | 0 | 0
0 | 0 | 0 | 0 | 0 | 0
0 | 0 | 0 | 0 | 0 | 0
0 | 0 | 0 | 0 | 0 | 0
0 | 0 | 0 | 0 | 0 | 0
0 | 0 | 0 | 0 | 0 | 0
0 | 0 | 0 | 0 | 0 | 0
0 | 0 | 0 | 0 | 0 | 0
0 | 0 | 0 | 0 | 0 | 0
0 | 0 | 0 | 0 | 0 | 0
0 | 0 | 0 | 0 | 0 | 0
0 | 0 | 0 | 0 | 0 | 0
0 | 0 | 0 | 0 | 0 | 0
0 | 0 | 0 | 0 | 0 | 0
0 | 0 | 0 | 0 | 0 | 0
0 | 0 | 0 | 0 | 0 | 0
0 | 0 | 0 | 0 | 0 | 0
0 | 0 | 0 | 0 | 0 | 0
0 | 0 | 0 | 0 | 0 | 0
0 | 0 | 0 | 0 | 0 | 0
0 | 0 | 0 | 0 | 0 | 0
0 | 0 | 0 | 0 | 0 | 0
0 | 0 | 0 | 0 | 0 | 0
0 | 0 | 0 | 0 | 0 | 0
0 | 0 | 0 | 0 | 0 | 0
0 | 0 | 0 | 0 | 0 | 0
0 | 0 | 0 | 0 | 0 | 0
0 | 0 | 0 | 0 | 0 | 0
0 | 0 | 0 | 0 | 0 | 0
0 | 0 | 0 | 0 | 0 | 0
0 | 0 | 0 | 0 | 0 | 0
0 | 0 | 0 | 0 | 0 | 0
0 | 0 | 0 | 0 | 0 | 0
0 | 0 | 0 | 0 | 0 | 0
0 | 0 | 0 | 0 | 0 | 0
0 | 0 | 0 | 0 | 0 | 0
0 | 0 | 0 | 0 | 0 | 0
0 | 0 | 0 | 0 | 0 | 0
0 | 0 | 0 | 0 | 0 | 0
0 | 0 | 0 | 0 | 0 | 0
0 | 0 | 0 | 0 | 0 | 0
0 | 0 | 0 | 0 | 0 | 0
0 | 0 | 0 | 0 | 0 | 0
0 | 0 | 0 | 0 | 0 | 0
0 | 0 | 0 | 0 | 0 | 0
0 | 0 | 0 | 0 | 0 | 0
0 | 0 | 0 | 0 | 0 | 0
0 | 0 | 0 | 0 | 0 | 0
0 | 0 | 0 | 0 | 0 | 0
0 | 0 | 0 | 0 | 0 | 0
0 | 0 | 0 | 0 | 0 | 0
0 | 0 | 0 | 0 | 0 | 0
0 | 0 | 0 | 0 | 0 | 0
0 | 0 | 0 | 0 | 0 | 0
0 | 0 | 0 | 0 | 0 | 0
0 | 0 | 0 | 0 | 0 | 0
0 | 0 | 0 | 0 | 0 | 0
0 | 0 | 0 | 0 | 0 | 0
0 | 0 | 0 | 0 | 0 | 0
0 | 0 | 0 | 0 | 0 | 0
0 | 0 | 0 | 0 | 0 | 0
0 | 0 | 0 | 0 | 0 | 0
0 | 0 | 0 | 0 | 0 | 0
0 | 0 | 0 | 0 | 0 | 0
0 | 0 | 0 | 0 | 0 | 0
0 | 0 | 0 | 0 | 0 | 0
0 | 0 | 0 | 0 | 0 | 0
0 | 0 | 0 | 0 | 0 | 0
0 | 0 | 0 | 0 | 0 | 0
0 | 0 | 0 | 0 | 0 | 0
0 | 0 | 0 | 0 | 0 | 0
0 | 0 | 0 | 0 | 0 | 0
0 | 0 | 0 | 0 | 0 | 0
0 | 0 | 0 | 0 | 0 | 0
0 | 0 | 0 | 0 | 0 | 0
0 | 0 | 0 | 0 | 0 | 0
0 | 0 | 0 | 0 | 0 | 0
0 | 0 | 0 | 0 | 0 | 0
0 | 0 | 0 | 0 | 0 | 0
0 | 0 | 0 | 0 | 0 | 0
0 | 0 | 0 | 0 | 0 | 0
0 | 0 | 0 | 0 | 0 | 0
0 | 0 | 0 | 0 | 0 | 0
0 | 0 | 0 | 0 | 0 | 0
0 | 0 | 0 | 0 | 0 | 0
0 | 0 | 0 | 0 | 0 | 0
0 | 0 | 0 | 0 | 0 | 0
0 | 0 | 0 | 0 | 0 | 0
0 | 0 | 0 | 0 | 0 | 0
0 | 0 | 0 | 0 | 0 | 0
0 | 0 | 0 | 0 | 0 | 0
0 | 0 | 0 | 0 | 0 | 0
0 | 0 | 0 | 0 | 0 | 0
0 | 0 | 0 | 0 | 0 | 0
0 | 0 | 0 | 0 | 0 | 0
0 | 0 | 0 | 0 | 0 | 0
0 | 0 | 0 | 0 | 0 | 0
0 | 0 | 0 | 0 | 0 | 0
0 | 0 | 0 | 0 | 0 | 0
0 | 0 | 0 | 0 | 0 | 0
0 | 0 | 0 | 0 | 0 | 0
0 | 0 | 0 | 0 | 0 | 0
0 | 0 | 0 | 0 | 0 | 0
0 | 0 | 0 | 0 | 0 | 0
0 | 0 | 0 | 0 | 0 | 0
0 | 0 | 0 | 0 | 0 | 0
0 | 0 | 0 | 0 | 0 | 0
0 | 0 | 0 | 0 | 0 | 0
0 | 0 | 0 | 0 | 0 | 0
0 | 0 | 0 | 0 | 0 | 0
0 | 0 | 0 | 0 | 0 | 0
0 | 0 | 0 | 0 | 0 | 0
0 | 0 | 0 | 0 | 0 | 0
0 | 0 | 0 | 0 | 0 | 0
0 | 0 | 0 | 0 | 0 | 0
0 | 0 | 0 | 0 | 0 | 0
0 | 0 | 0 | 0 | 0 | 0
0 | 0 | 0 | 0 | 0 | 0
0 | 0 | 0 | 0 | 0 | 0
0 | 0 | 0 | 0 | 0 | 0
0 | 0 | 0 | 0 | 0 | 0
0 | 0 | 0 | 0 | 0 | 0
0 | 0 | 0 | 0 | 0 | 0
0 | 0 | 0 | 0 | 0 | 0
0 | 0 | 0 | 0 | 0 | 0
0 | 0 | 0 | 0 | 0 | 0
0 | 0 | 0 | 0 | 0 | 0
0 | 0 | 0 | 0 | 0 | 0
0 | 0 | 0 | 0 | 0 | 0
0 | 0 | 0 | 0 | 0 | 0
0 | 0 | 0 | 0 | 0 | 0
0 | 0 | 0 | 0 | 0 | 0
0 | 0 | 0 | 0 | 0 | 0
0 | 0 | 0 | 0 | 0 | 0
0 | 0 | 0 | 0 | 0 | 0
0 | 0 | 0 | 0 | 0 | 0
0 | 0 | 0 | 0 | 0 | 0
0 | 0 | 0 | 0 | 0 | 0
0 | 0 | 0 | 0 | 0 | 0
0 | 0 | 0 | 0 | 0 | 0
0 | 0 | 0 | 0 | 0 | 0
0 | 0 | 0 | 0 | 0 | 0
0 | 0 | 0 | 0 | 0 | 0
0 | 0 | 0 | 0 | 0 | 0
0 | 0 | 0 | 0 | 0 | 0
0 | 0 | 0 | 0 | 0 | 0
0 | 0 | 0 | 0 | 0 | 0
0 | 0 | 0 | 0 | 0 | 0
0 | 0 | 0 | 0 | 0 | 0
0 | 0 | 0 | 0 | 0 | 0
0 | 0 | 0 | 0 | 0 | 0
0 | 0 | 0 | 0 | 0 | 0
0 | 0 | 0 | 0 | 0 | 0
0 | 0 | 0 | 0 | 0 | 0
0 | 0 | 0 | 0 | 0 | 0
0 | 0 | 0 | 0 | 0 | 0
0 | 0 | 0 | 0 | 0 | 0
0 | 0 | 0 | 0 | 0 | 0
0 | 0 | 0 | 0 | 0 | 0
0 | 0 | 0 | 0 | 0 | 0
0 | 0 | 0 | 0 | 0 | 0
0 | 0 | 0 | 0 | 0 | 0
0 | 0 | 0 | 0 | 0 | 0
0 | 0 | 0 | 0 | 0 | 0
0 | 0 | 0 | 0 | 0 | 0
0 | 0 | 0 | 0 | 0 | 0
0 | 0 | 0 | 0 | 0 | 0
0 | 0 | 0 | 0 | 0 | 0
0 | 0 | 0 | 0 | 0 | 0
0 | 0 | 0 | 0 | 0 | 0
0 | 0 | 0 | 0 | 0 | 0
0 | 0 | 0 | 0 | 0 | 0
0 | 0 | 0 | 0 | 0 | 0
0 | 0 | 0 | 0 | 0 | 0
0 | 0 | 0 | 0 | 0 | 0
0 | 0 | 0 | 0 | 0 | 0
0 | 0 | 0 | 0 | 0 | 0
0 | 0 | 0 | 0 | 0 | 0
0 | 0 | 0 | 0 | 0 | 0
0 | 0 | 0 | 0 | 0 | 0
0 | 0 | 0 | 0 | 0 | 0
0 | 0 | 0 | 0 | 0 | 0
0 | 0 | 0 | 0 | 0 | 0
0 | 0 | 0 | 0 | 0 | 0
0 | 0 | 0 | 0 | 0 | 0
0 | 0 | 0 | 0 | 0 | 0
0 | 0 | 0 | 0 | 0 | 0
0 | 0 | 0 | 0 | 0 | 0
0 | 0 | 0 | 0 | 0 | 0
0 | 0 | 0 | 0 | 0 | 0
0 | 0 | 0 | 0 | 0 | 0
0 | 0 | 0 | 0 | 0 | 0
0 | 0 | 0 | 0 | 0 | 0
0 | 0 | 0 | 0 | 0 | 0
0 | 0 | 0 | 0 | 0 | 0
0 | 0 | 0 | 0 | 0 | 0
0 | 0 | 0 | 0 | 0 | 0
0 | 0 | 0 | 0 | 0 | 0
0 | 0 | 0 | 0 | 0 | 0
0 | 0 | 0 | 0 | 0 | 0
0 | 0 | 0 | 0 | 0 | 0
0 | 0 | 0 | 0 | 0 | 0
0 | 0 | 0 | 0 | 0 | 0
0 | 0 | 0 | 0 | 0 | 0
0 | 0 | 0 | 0 | 0 | 0
0 | 0 | 0 | 0 | 0 | 0
0 | 0 | 0 | 0 | 0 | 0
0 | 0 | 0 | 0 | 0 | 0
0 | 0 | 0 | 0 | 0 | 0
0 | 0 | 0 | 0 | 0 | 0
0 | 0 | 0 | 0 | 0 | 0
0 | 0 | 0 | 0 | 0 | 0
0 | 0 | 0 | 0 | 0 | 0
0 | 0 | 0 | 0 | 0 | 0
0 | 0 | 0 | 0 | 0 | 0
0 | 0 | 0 | 0 | 0 | 0
0 | 0 | 0 | 0 | 0 | 0
0 | 0 | 0 | 0 | 0 | 0
0 | 0 | 0 | 0 | 0 | 0
0 | 0 | 0 | 0 | 0 | 0
0 | 0 | 0 | 0 | 0 | 0
0 | 0 | 0 | 0 | 0 | 0
0 | 0 | 0 | 0 | 0 | 0
0 | 0 | 0 | 0 | 0 | 0
0 | 0 | 0 | 0 | 0 | 0
0 | 0 | 0 | 0 | 0 | 0
0 | 0 | 0 | 0 | 0 | 0
0 | 0 | 0 | 0 | 0 | 0
0 | 0 | 0 | 0 | 0 | 0
0 | 0 | 0 | 0 | 0 | 0
0 | 0 | 0 | 0 | 0 | 0
0 | 0 | 0 | 0 | 0 | 0
0 | 0 | 0 | 0 | 0 | 0
0 | 0 | 0 | 0 | 0 | 0
0 | 0 | 0 | 0 | 0 | 0
0 | 0 | 0 | 0 | 0 | 0
0 | 0 | 0 | 0 | 0 | 0
0 | 0 | 0 | 0 | 0 | 0
0 | 0 | 0 | 0 | 0 | 0
0 | 0 | 0 | 0 | 0 | 0
0 | 0 | 0 | 0 | 0 | 0
0 | 0 | 0 | 0 | 0 | 0
0 | 0 | 0 | 0 | 0 | 0
0 | 0 | 0 | 0 | 0 | 0
0 | 0 | 0 | 0 | 0 | 0
0 | 0 | 0 | 0 | 0 | 0
0 | 0 | 0 | 0 | 0 | 0
0 | 0 | 0 | 0 | 0 | 0
0 | 0 | 0 | 0 | 0 | 0
0 | 0 | 0 | 0 | 0 | 0
0 | 0 | 0 | 0 | 0 | 0
0 | 0 | 0 | 0 | 0 | 0
0 | 0 | 0 | 0 | 0 | 0
0 | 0 | 0 | 0 | 0 | 0
0 | 0 | 0 | 0 | 0 | 0
0 | 0 | 0 | 0 | 0 | 0
0 | 0 | 0 | 0 | 0 | 0
0 | 0 | 0 | 0 | 0 | 0
0 | 0 | 0 | 0 | 0 | 0
0 | 0 | 0 | 0 | 0 | 0
0 | 0 | 0 | 0 | 0 | 0
0 | 0 | 0 | 0 | 0 | 0
0 | 0 | 0 | 0 | 0 | 0
0 | 0 | 0 | 0 | 0 | 0
0 | 0 | 0 | 0 | 0 | 0
0 | 0 | 0 | 0 | 0 | 0
0 | 0 | 0 | 0 | 0 | 0
0 | 0 | 0 | 0 | 0 | 0
0 | 0 | 0 | 0 | 0 | 0
0 | 0 | 0 | 0 | 0 | 0
0 | 0 | 0 | 0 | 0 | 0
0 | 0 | 0 | 0 | 0 | 0
0 | 0 | 0 | 0 | 0 | 0
0 | 0 | 0 | 0 | 0 | 0
0 | 0 | 0 | 0 | 0 | 0
0 | 0 | 0 | 0 | 0 | 0
0 | 0 | 0 | 0 | 0 | 0
0 | 0 | 0 | 0 | 0 | 0
0 | 0 | 0 | 0 | 0 | 0
0 | 0 | 0 | 0 | 0 | 0
0 | 0 | 0 | 0 | 0 | 0
0 | 0 | 0 | 0 | 0 | 0
0 | 0 | 0 | 0 | 0 | 0
0 | 0 | 0 | 0 | 0 | 0
0 | 0 | 0 | 0 | 0 | 0
0 | 0 | 0 | 0 | 0 | 0
0 | 0 | 0 | 0 | 0 | 0
0 | 0 | 0 | 0 | 0 | 0
0 | 0 | 0 | 0 | 0 | 0
0 | 0 | 0 | 0 | 0 | 0
0 | 0 | 0 | 0 | 0 | 0
0 | 0 | 0 | 0 | 0 | 0
0 | 0 | 0 | 0 | 0 | 0
0 | 0 | 0 | 0 | 0 | 0
0 | 0 | 0 | 0 | 0 | 0
0 | 0 | 0 | 0 | 0 | 0
0 | 0 | 0 | 0 | 0 | 0
0 | 0 | 0 | 0 | 0 | 0
0 | 0 | 0 | 0 | 0 | 0
0 | 0 | 0 | 0 | 0 | 0
0 | 0 | 0 | 0 | 0 | 0
0 | 0 | 0 | 0 | 0 | 0
0 | 0 | 0 | 0 | 0 | 0
0 | 0 | 0 | 0 | 0 | 0
0 | 0 | 0 | 0 | 0 | 0
0 | 0 | 0 | 0 | 0 | 0
0 | 0 | 0 | 0 | 0 | 0
0 | 0 | 0 | 0 | 0 | 0
0 | 0 | 0 | 0 | 0 | 0
0 | 0 | 0 | 0 | 0 | 0
0 | 0 | 0 | 0 | 0 | 0
0 | 0 | 0 | 0 | 0 | 0
0 | 0 | 0 | 0 | 0 | 0
0 | 0 | 0 | 0 | 0 | 0
0 | 0 | 0 | 0 | 0 | 0
0 | 0 | 0 | 0 | 0 | 0
0 | 0 | 0 | 0 | 0 | 0
0 | 0 | 0 | 0 | 0 | 0
0 | 0 | 0 | 0 | 0 | 0
0 | 0 | 0 | 0 | 0 | 0
0 | 0 | 0 | 0 | 0 | 0
0 | 0 | 0 | 0 | 0 | 0
0 | 0 | 0 | 0 | 0 | 0
0 | 0 | 0 | 0 | 0 | 0
0 | 0 | 0 | 0 | 0 | 0
0 | 0 | 0 | 0 | 0 | 0
0 | 0 | 0 | 0 | 0 | 0
0 | 0 | 0 | 0 | 0 | 0
0 | 0 | 0 | 0 | 0 | 0
0 | 0 | 0 | 0 | 0 | 0
0 | 0 | 0 | 0 | 0 | 0
0 | 0 | 0 | 0 | 0 | 0
0 | 0 | 0 | 0 | 0 | 0
0 | 0 | 0 | 0 | 0 | 0
0 | 0 | 0 | 0 | 0 | 0
0 | 0 | 0 | 0 | 0 | 0
0 | 0 | 0 | 0 | 0 | 0
0 | 0 | 0 | 0 | 0 | 0
0 | 0 | 0 | 0 | 0 | 0
0 | 0 | 0 | 0 | 0 | 0
0 | 0 | 0 | 0 | 0 | 0
0 | 0 | 0 | 0 | 0 | 0
0 | 0 | 0 | 0 | 0 | 0
0 | 0 | 0 | 0 | 0 | 0
0 | 0 | 0 | 0 | 0 | 0
0 | 0 | 0 | 0 | 0 | 0
0 | 0 | 0 | 0 | 0 | 0
0 | 0 | 0 | 0 | 0 | 0
0 | 0 | 0 | 0 | 0 | 0
0 | 0 | 0 | 0 | 0 | 0
0 | 0 | 0 | 0 | 0 | 0
0 | 0 | 0 | 0 | 0 | 0
0 | 0 | 0 | 0 | 0 | 0
0 | 0 | 0 | 0 | 0 | 0
0 | 0 | 0 | 0 | 0 | 0
0 | 0 | 0 | 0 | 0 | 0
0 | 0 | 0 | 0 | 0 | 0
0 | 0 | 0 | 0 | 0 | 0
0 | 0 | 0 | 0 | 0 | 0
0 | 0 | 0 | 0 | 0 | 0
0 | 0 | 0 | 0 | 0 | 0
0 | 0 | 0 | 0 | 0 | 0
0 | 0 | 0 | 0 | 0 | 0
0 | 0 | 0 | 0 | 0 | 0
0 | 0 | 0 | 0 | 0 | 0
0 | 0 | 0 | 0 | 0 | 0
0 | 0 | 0 | 0 | 0 | 0
0 | 0 | 0 | 0 | 0 | 0
0 | 0 | 0 | 0 | 0 | 0
0 | 0 | 0 | 0 | 0 | 0
0 | 0 | 0 | 0 | 0 | 0
0 | 0 | 0 | 0 | 0 | 0
0 | 0 | 0 | 0 | 0 | 0
0 | 0 | 0 | 0 | 0 | 0
0 | 0 | 0 | 0 | 0 | 0
0 | 0 | 0 | 0 | 0 | 0
0 | 0 | 0 | 0 | 0 | 0
0 | 0 | 0 | 0 | 0 | 0
0 | 0 | 0 | 0 | 0 | 0
0 | 0 | 0 | 0 | 0 | 0
0 | 0 | 0 | 0 | 0 | 0
0 | 0 | 0 | 0 | 0 | 0
0 | 0 | 0 | 0 | 0 | 0
0 | 0 | 0 | 0 | 0 | 0
0 | 0 | 0 | 0 | 0 | 0
0 | 0 | 0 | 0 | 0 | 0
0 | 0 | 0 | 0 | 0 | 0
0 | 0 | 0 | 0 | 0 | 0
0 | 0 | 0 | 0 | 0 | 0
0 | 0 | 0 | 0 | 0 | 0
0 | 0 | 0 | 0 | 0 | 0
0 | 0 | 0 | 0 | 0 | 0
0 | 0 | 0 | 0 | 0 | 0
0 | 0 | 0 | 0 | 0 | 0
0 | 0 | 0 | 0 | 0 | 0
0 | 0 | 0 | 0 | 0 | 0
0 | 0 | 0 | 0 | 0 | 0
0 | 0 | 0 | 0 | 0 | 0
0 | 0 | 0 | 0 | 0 | 0
0 | 0 | 0 | 0 | 0 | 0
0 | 0 | 0 | 0 | 0 | 0
0 | 0 | 0 | 0 | 0 | 0
0 | 0 | 0 | 0 | 0 | 0
0 | 0 | 0 | 0 | 0 | 0
0 | 0 | 0 | 0 | 0 | 0
0 | 0 | 0 | 0 | 0 | 0
0 | 0 | 0 | 0 | 0 | 0
0 | 0 | 0 | 0 | 0 | 0
0 | 0 | 0 | 0 | 0 | 0
0 | 0 | 0 | 0 | 0 | 0
0 | 0 | 0 | 0 | 0 | 0
0 | 0 | 0 | 0 | 0 | 0
0 | 0 | 0 | 0 | 0 | 0
0 | 0 | 0 | 0 | 0 | 0
0 | 0 | 0 | 0 | 0 | 0
0 | 0 | 0 | 0 | 0 | 0
0 | 0 | 0 | 0 | 0 | 0
0 | 0 | 0 | 0 | 0 | 0
0 | 0 | 0 | 0 | 0 | 0
0 | 0 | 0 | 0 | 0 | 0
0 | 0 | 0 | 0 | 0 | 0
0 | 0 | 0 | 0 | 0 | 0
0 | 0 | 0 | 0 | 0 | 0
0 | 0 | 0 | 0 | 0 | 0
0 | 0 | 0 | 0 | 0 | 0
0 | 0 | 0 | 0 | 0 | 0
0 | 0 | 0 | 0 | 0 | 0
0 | 0 | 0 | 0 | 0 | 0
0 | 0 | 0 | 0 | 0 | 0
0 | 0 | 0 | 0 | 0 | 0
0 | 0 | 0 | 0 | 0 | 0
0 | 0 | 0 | 0 | 0 | 0
0 | 0 | 0 | 0 | 0 | 0
0 | 0 | 0 | 0 | 0 | 0
0 | 0 | 0 | 0 | 0 | 0
0 | 0 | 0 | 0 | 0 | 0
0 | 0 | 0 | 0 | 0 | 0
0 | 0 | 0 | 0 | 0 | 0
0 | 0 | 0 | 0 | 0 | 0
0 | 0 | 0 | 0 | 0 | 0
0 | 0 | 0 | 0 | 0 | 0
0 | 0 | 0 | 0 | 0 | 0
0 | 0 | 0 | 0 | 0 | 0
0 | 0 | 0 | 0 | 0 | 0
0 | 0 | 0 | 0 | 0 | 0
0 | 0 | 0 | 0 | 0 | 0
0 | 0 | 0 | 0 | 0 | 0
0 | 0 | 0 | 0 | 0 | 0
0 | 0 | 0 | 0 | 0 | 0
0 | 0 | 0 | 0 | 0 | 0
0 | 0 | 0 | 0 | 0 | 0
0 | 0 | 0 | 0 | 0 | 0
0 | 0 | 0 | 0 | 0 | 0
0 | 0 | 0 | 0 | 0 | 0
0 | 0 | 0 | 0 | 0 | 0
0 | 0 | 0 | 0 | 0 | 0
0 | 0 | 0 | 0 | 0 | 0
0 | 0 | 0 | 0 | 0 | 0
0 | 0 | 0 | 0 | 0 | 0
0 | 0 | 0 | 0 | 0 | 0
0 | 0 | 0 | 0 | 0 | 0
0 | 0 | 0 | 0 | 0 | 0
0 | 0 | 0 | 0 | 0 | 0
0 | 0 | 0 | 0 | 0 | 0
0 | 0 | 0 | 0 | 0 | 0
0 | 0 | 0 | 0 | 0 | 0
0 | 0 | 0 | 0 | 0 | 0
0 | 0 | 0 | 0 | 0 | 0
0 | 0 | 0 | 0 | 0 | 0
0 | 0 | 0 | 0 | 0 | 0
0 | 0 | 0 | 0 | 0 | 0
0 | 0 | 0 | 0 | 0 | 0
0 | 0 | 0 | 0 | 0 | 0
0 | 0 | 0 | 0 | 0 | 0
0 | 0 | 0 | 0 | 0 | 0
0 | 0 | 0 | 0 | 0 | 0
0 | 0 | 0 | 0 | 0 | 0
0 | 0 | 0 | 0 | 0 | 0
0 | 0 | 0 | 0 | 0 | 0
0 | 0 | 0 | 0 | 0 | 0
0 | 0 | 0 | 0 | 0 | 0
0 | 0 | 0 | 0 | 0 | 0
0 | 0 | 0 | 0 | 0 | 0
0 | 0 | 0 | 0 | 0 | 0
0 | 0 | 0 | 0 | 0 | 0
0 | 0 | 0 | 0 | 0 | 0
0 | 0 | 0 | 0 | 0 | 0
0 | 0 | 0 | 0 | 0 | 0
0 | 0 | 0 | 0 | 0 | 0
0 | 0 | 0 | 0 | 0 | 0
0 | 0 | 0 | 0 | 0 | 0
0 | 0 | 0 | 0 | 0 | 0
0 | 0 | 0 | 0 | 0 | 0
0 | 0 | 0 | 0 | 0 | 0
0 | 0 | 0 | 0 | 0 | 0
0 | 0 | 0 | 0 | 0 | 0
0 | 0 | 0 | 0 | 0 | 0
0 | 0 | 0 | 0 | 0 | 0
0 | 0 | 0 | 0 | 0 | 0
0 | 0 | 0 | 0 | 0 | 0
0 | 0 | 0 | 0 | 0 | 0
0 | 0 | 0 | 0 | 0 | 0
0 | 0 | 0 | 0 | 0 | 0
0 | 0 | 0 | 0 | 0 | 0
0 | 0 | 0 | 0 | 0 | 0
0 | 0 | 0 | 0 | 0 | 0
0 | 0 | 0 | 0 | 0 | 0
0 | 0 | 0 | 0 | 0 | 0
0 | 0 | 0 | 0 | 0 | 0
0 | 0 | 0 | 0 | 0 | 0
0 | 0 | 0 | 0 | 0 | 0
0 | 0 | 0 | 0 | 0 | 0
0 | 0 | 0 | 0 | 0 | 0
0 | 0 | 0 | 0 | 0 | 0
0 | 0 | 0 | 0 | 0 | 0
0 | 0 | 0 | 0 | 0 | 0
0 | 0 | 0 | 0 | 0 | 0
0 | 0 | 0 | 0 | 0 | 0
0 | 0 | 0 | 0 | 0 | 0
0 | 0 | 0 | 0 | 0 | 0
0 | 0 | 0 | 0 | 0 | 0
0 | 0 | 0 | 0 | 0 | 0
0 | 0 | 0 | 0 | 0 | 0
0 | 0 | 0 | 0 | 0 | 0
0 | 0 | 0 | 0 | 0 | 0
0 | 0 | 0 | 0 | 0 | 0
0 | 0 | 0 | 0 | 0 | 0
0 | 0 | 0 | 0 | 0 | 0
0 | 0 | 0 | 0 | 0 | 0
0 | 0 | 0 | 0 | 0 | 0
0 | 0 | 0 | 0 | 0 | 0
0 | 0 | 0 | 0 | 0 | 0
0 | 0 | 0 | 0 | 0 | 0
0 | 0 | 0 | 0 | 0 | 0
0 | 0 | 0 | 0 | 0 | 0
0 | 0 | 0 | 0 | 0 | 0
0 | 0 | 0 | 0 | 0 | 0
0 | 0 | 0 | 0 | 0 | 0
0 | 0 | 0 | 0 | 0 | 0
0 | 0 | 0 | 0 | 0 | 0
0 | 0 | 0 | 0 | 0 | 0
0 | 0 | 0 | 0 | 0 | 0
0 | 0 | 0 | 0 | 0 | 0
0 | 0 | 0 | 0 | 0 | 0
0 | 0 | 0 | 0 | 0 | 0
0 | 0 | 0 | 0 | 0 | 0
0 | 0 | 0 | 0 | 0 | 0
0 | 0 | 0 | 0 | 0 | 0
0 | 0 | 0 | 0 | 0 | 0
0 | 0 | 0 | 0 | 0 | 0
0 | 0 | 0 | 0 | 0 | 0
0 | 0 | 0 | 0 | 0 | 0
0 | 0 | 0 | 0 | 0 | 0
0 | 0 | 0 | 0 | 0 | 0
0 | 0 | 0 | 0 | 0 | 0
0 | 0 | 0 | 0 | 0 | 0
0 | 0 | 0 | 0 | 0 | 0
0 | 0 | 0 | 0 | 0 | 0
0 | 0 | 0 | 0 | 0 | 0
0 | 0 | 0 | 0 | 0 | 0
0 | 0 | 0 | 0 | 0 | 0
0 | 0 | 0 | 0 | 0 | 0
0 | 0 | 0 | 0 | 0 | 0
0 | 0 | 0 | 0 | 0 | 0
0 | 0 | 0 | 0 | 0 | 0
0 | 0 | 0 | 0 | 0 | 0
0 | 0 | 0 | 0 | 0 | 0
0 | 0 | 0 | 0 | 0 | 0
0 | 0 | 0 | 0 | 0 | 0
0 | 0 | 0 | 0 | 0 | 0
0 | 0 | 0 | 0 | 0 | 0
0 | 0 | 0 | 0 | 0 | 0
0 | 0 | 0 | 0 | 0 | 0
0 | 0 | 0 | 0 | 0 | 0
0 | 0 | 0 | 0 | 0 | 0
0 | 0 | 0 | 0 | 0 | 0
0 | 0 | 0 | 0 | 0 | 0
0 | 0 | 0 | 0 | 0 | 0
0 | 0 | 0 | 0 | 0 | 0
0 | 0 | 0 | 0 | 0 | 0
0 | 0 | 0 | 0 | 0 | 0
0 | 0 | 0 | 0 | 0 | 0
0 | 0 | 0 | 0 | 0 | 0
0 | 0 | 0 | 0 | 0 | 0
0 | 0 | 0 | 0 | 0 | 0
0 | 0 | 0 | 0 | 0 | 0
0 | 0 | 0 | 0 | 0 | 0
0 | 0 | 0 | 0 | 0 | 0
0 | 0 | 0 | 0 | 0 | 0
0 | 0 | 0 | 0 | 0 | 0
0 | 0 | 0 | 0 | 0 | 0
0 | 0 | 0 | 0 | 0 | 0
0 | 0 | 0 | 0 | 0 | 0
0 | 0 | 0 | 0 | 0 | 0
0 | 0 | 0 | 0 | 0 | 0
0 | 0 | 0 | 0 | 0 | 0
0 | 0 | 0 | 0 | 0 | 0
0 | 0 | 0 | 0 | 0 | 0
0 | 0 | 0 | 0 | 0 | 0
0 | 0 | 0 | 0 | 0 | 0
0 | 0 | 0 | 0 | 0 | 0
0 | 0 | 0 | 0 | 0 | 0
0 | 0 | 0 | 0 | 0 | 0
0 | 0 | 0 | 0 | 0 | 0
0 | 0 | 0 | 0 | 0 | 0
0 | 0 | 0 | 0 | 0 | 0
0 | 0 | 0 | 0 | 0 | 0
0 | 0 | 0 | 0 | 0 | 0
0 | 0 | 0 | 0 | 0 | 0
0 | 0 | 0 | 0 | 0 | 0
0 | 0 | 0 | 0 | 0 | 0
0 | 0 | 0 | 0 | 0 | 0
0 | 0 | 0 | 0 | 0 | 0
0 | 0 | 0 | 0 | 0 | 0
0 | 0 | 0 | 0 | 0 | 0
0 | 0 | 0 | 0 | 0 | 0
0 | 0 | 0 | 0 | 0 | 0
0 | 0 | 0 | 0 | 0 | 0
0 | 0 | 0 | 0 | 0 | 0
0 | 0 | 0 | 0 | 0 | 0
0 | 0 | 0 | 0 | 0 | 0
0 | 0 | 0 | 0 | 0 | 0
0 | 0 | 0 | 0 | 0 | 0
0 | 0 | 0 | 0 | 0 | 0
0 | 0 | 0 | 0 | 0 | 0
0 | 0 | 0 | 0 | 0 | 0
0 | 0 | 0 | 0 | 0 | 0
0 | 0 | 0 | 0 | 0 | 0
0 | 0 | 0 | 0 | 0 | 0
0 | 0 | 0 | 0 | 0 | 0
0 | 0 | 0 | 0 | 0 | 0
0 | 0 | 0 | 0 | 0 | 0
0 | 0 | 0 | 0 | 0 | 0
0 | 0 | 0 | 0 | 0 | 0
0 | 0 | 0 | 0 | 0 | 0
0 | 0 | 0 | 0 | 0 | 0
0 | 0 | 0 | 0 | 0 | 0
0 | 0 | 0 | 0 | 0 | 0
0 | 0 | 0 | 0 | 0 | 0
0 | 0 | 0 | 0 | 0 | 0
0 | 0 | 0 | 0 | 0 | 0
0 | 0 | 0 | 0 | 0 | 0
0 | 0 | 0 | 0 | 0 | 0
0 | 0 | 0 | 0 | 0 | 0
0 | 0 | 0 | 0 | 0 | 0
0 | 0 | 0 | 0 | 0 | 0
0 | 0 | 0 | 0 | 0 | 0
0 | 0 | 0 | 0 | 0 | 0
0 | 0 | 0 | 0 | 0 | 0
0 | 0 | 0 | 0 | 0 | 0
0 | 0 | 0 | 0 | 0 | 0
0 | 0 | 0 | 0 | 0 | 0
0 | 0 | 0 | 0 | 0 | 0
0 | 0 | 0 | 0 | 0 | 0
0 | 0 | 0 | 0 | 0 | 0
0 | 0 | 0 | 0 | 0 | 0
0 | 0 | 0 | 0 | 0 | 0
0 | 0 | 0 | 0 | 0 | 0
0 | 0 | 0 | 0 | 0 | 0
0 | 0 | 0 | 0 | 0 | 0
0 | 0 | 0 | 0 | 0 | 0
0 | 0 | 0 | 0 | 0 | 0
0 | 0 | 0 | 0 | 0 | 0
0 | 0 | 0 | 0 | 0 | 0
0 | 0 | 0 | 0 | 0 | 0
0 | 0 | 0 | 0 | 0 | 0
0 | 0 | 0 | 0 | 0 | 0
0 | 0 | 0 | 0 | 0 | 0
0 | 0 | 0 | 0 | 0 | 0
0 | 0 | 0 | 0 | 0 | 0
0 | 0 | 0 | 0 | 0 | 0
0 | 0 | 0 | 0 | 0 | 0
0 | 0 | 0 | 0 | 0 | 0
0 | 0 | 0 | 0 | 0 | 0
0 | 0 | 0 | 0 | 0 | 0
0 | 0 | 0 | 0 | 0 | 0
0 | 0 | 0 | 0 | 0 | 0
0 | 0 | 0 | 0 | 0 | 0
0 | 0 | 0 | 0 | 0 | 0
0 | 0 | 0 | 0 | 0 | 0
0 | 0 | 0 | 0 | 0 | 0
0 | 0 | 0 | 0 | 0 | 0
0 | 0 | 0 | 0 | 0 | 0
0 | 0 | 0 | 0 | 0 | 0
0 | 0 | 0 | 0 | 0 | 0
0 | 0 | 0 | 0 | 0 | 0
0 | 0 | 0 | 0 | 0 | 0
0 | 0 | 0 | 0 | 0 | 0
0 | 0 | 0 | 0 | 0 | 0
0 | 0 | 0 | 0 | 0 | 0
0 | 0 | 0 | 0 | 0 | 0
0 | 0 | 0 | 0 | 0 | 0
0 | 0 | 0 | 0 | 0 | 0
0 | 0 | 0 | 0 | 0 | 0
0 | 0 | 0 | 0 | 0 | 0
0 | 0 | 0 | 0 | 0 | 0
0 | 0 | 0 | 0 | 0 | 0
0 | 0 | 0 | 0 | 0 | 0
0 | 0 | 0 | 0 | 0 | 0
0 | 0 | 0 | 0 | 0 | 0
0 | 0 | 0 | 0 | 0 | 0
0 | 0 | 0 | 0 | 0 | 0
0 | 0 | 0 | 0 | 0 | 0
0 | 0 | 0 | 0 | 0 | 0
0 | 0 | 0 | 0 | 0 | 0
0 | 0 | 0 | 0 | 0 | 0
0 | 0 | 0 | 0 | 0 | 0
0 | 0 | 0 | 0 | 0 | 0
0 | 0 | 0 | 0 | 0 | 0
0 | 0 | 0 | 0 | 0 | 0
0 | 0 | 0 | 0 | 0 | 0
0 | 0 | 0 | 0 | 0 | 0
0 | 0 | 0 | 0 | 0 | 0
0 | 0 | 0 | 0 | 0 | 0
0 | 0 | 0 | 0 | 0 | 0
0 | 0 | 0 | 0 | 0 | 0
0 | 0 | 0 | 0 | 0 | 0
0 | 0 | 0 | 0 | 0 | 0
0 | 0 | 0 | 0 | 0 | 0
0 | 0 | 0 | 0 | 0 | 0
0 | 0 | 0 | 0 | 0 | 0
0 | 0 | 0 | 0 | 0 | 0
0 | 0 | 0 | 0 | 0 | 0
0 | 0 | 0 | 0 | 0 | 0
0 | 0 | 0 | 0 | 0 | 0
0 | 0 | 0 | 0 | 0 | 0
0 | 0 | 0 | 0 | 0 | 0
0 | 0 | 0 | 0 | 0 | 0
0 | 0 | 0 | 0 | 0 | 0
0 | 0 | 0 | 0 | 0 | 0
0 | 0 | 0 | 0 | 0 | 0
0 | 0 | 0 | 0 | 0 | 0
0 | 0 | 0 | 0 | 0 | 0
0 | 0 | 0 | 0 | 0 | 0
0 | 0 | 0 | 0 | 0 | 0
0 | 0 | 0 | 0 | 0 | 0
0 | 0 | 0 | 0 | 0 | 0
0 | 0 | 0 | 0 | 0 | 0
0 | 0 | 0 | 0 | 0 | 0
0 | 0 | 0 | 0 | 0 | 0
0 | 0 | 0 | 0 | 0 | 0
0 | 0 | 0 | 0 | 0 | 0
0 | 0 | 0 | 0 | 0 | 0
0 | 0 | 0 | 0 | 0 | 0
0 | 0 | 0 | 0 | 0 | 0
0 | 0 | 0 | 0 | 0 | 0
0 | 0 | 0 | 0 | 0 | 0
0 | 0 | 0 | 0 | 0 | 0
0 | 0 | 0 | 0 | 0 | 0
0 | 0 | 0 | 0 | 0 | 0
0 | 0 | 0 | 0 | 0 | 0
0 | 0 | 0 | 0 | 0 | 0
0 | 0 | 0 | 0 | 0 | 0
0 | 0 | 0 | 0 | 0 | 0
0 | 0 | 0 | 0 | 0 | 0
0 | 0 | 0 | 0 | 0 | 0
0 | 0 | 0 | 0 | 0 | 0
0 | 0 | 0 | 0 | 0 | 0
0 | 0 | 0 | 0 | 0 | 0
0 | 0 | 0 | 0 | 0 | 0
0 | 0 | 0 | 0 | 0 | 0
0 | 0 | 0 | 0 | 0 | 0
0 | 0 | 0 | 0 | 0 | 0
0 | 0 | 0 | 0 | 0 | 0
0 | 0 | 0 | 0 | 0 | 0
0 | 0 | 0 | 0 | 0 | 0
0 | 0 | 0 | 0 | 0 | 0
0 | 0 | 0 | 0 | 0 | 0
0 | 0 | 0 | 0 | 0 | 0
0 | 0 | 0 | 0 | 0 | 0
0 | 0 | 0 | 0 | 0 | 0
0 | 0 | 0 | 0 | 0 | 0
0 | 0 | 0 | 0 | 0 | 0
0 | 0 | 0 | 0 | 0 | 0
0 | 0 | 0 | 0 | 0 | 0
0 | 0 | 0 | 0 | 0 | 0
0 | 0 | 0 | 0 | 0 | 0
0 | 0 | 0 | 0 | 0 | 0
0 | 0 | 0 | 0 | 0 | 0
0 | 0 | 0 | 0 | 0 | 0
0 | 0 | 0 | 0 | 0 | 0
0 | 0 | 0 | 0 | 0 | 0
0 | 0 | 0 | 0 | 0 | 0
0 | 0 | 0 | 0 | 0 | 0
0 | 0 | 0 | 0 | 0 | 0
0 | 0 | 0 | 0 | 0 | 0
0 | 0 | 0 | 0 | 0 | 0
0 | 0 | 0 | 0 | 0 | 0
0 | 0 | 0 | 0 | 0 | 0
0 | 0 | 0 | 0 | 0 | 0
0 | 0 | 0 | 0 | 0 | 0
0 | 0 | 0 | 0 | 0 | 0
0 | 0 | 0 | 0 | 0 | 0
0 | 0 | 0 | 0 | 0 | 0
0 | 0 | 0 | 0 | 0 | 0
0 | 0 | 0 | 0 | 0 | 0
0 | 0 | 0 | 0 | 0 | 0
0 | 0 | 0 | 0 | 0 | 0
0 | 0 | 0 | 0 | 0 | 0
0 | 0 | 0 | 0 | 0 | 0
0 | 0 | 0 | 0 | 0 | 0
0 | 0 | 0 | 0 | 0 | 0
0 | 0 | 0 | 0 | 0 | 0
0 | 0 | 0 | 0 | 0 | 0
0 | 0 | 0 | 0 | 0 | 0
0 | 0 | 0 | 0 | 0 | 0
0 | 0 | 0 | 0 | 0 | 0
0 | 0 | 0 | 0 | 0 | 0
0 | 0 | 0 | 0 | 0 | 0
0 | 0 | 0 | 0 | 0 | 0
0 | 0 | 0 | 0 | 0 | 0
0 | 0 | 0 | 0 | 0 | 0
0 | 0 | 0 | 0 | 0 | 0
0 | 0 | 0 | 0 | 0 | 0
0 | 0 | 0 | 0 | 0 | 0
0 | 0 | 0 | 0 | 0 | 0
0 | 0 | 0 | 0 | 0 | 0
0 | 0 | 0 | 0 | 0 | 0
0 | 0 | 0 | 0 | 0 | 0
0 | 0 | 0 | 0 | 0 | 0
0 | 0 | 0 | 0 | 0 | 0
0 | 0 | 0 | 0 | 0 | 0
0 | 0 | 0 | 0 | 0 | 0
0 | 0 | 0 | 0 | 0 | 0
0 | 0 | 0 | 0 | 0 | 0
0 | 0 | 0 | 0 | 0 | 0
0 | 0 | 0 | 0 | 0 | 0
0 | 0 | 0 | 0 | 0 | 0
0 | 0 | 0 | 0 | 0 | 0
0 | 0 | 0 | 0 | 0 | 0
0 | 0 | 0 | 0 | 0 | 0
0 | 0 | 0 | 0 | 0 | 0
0 | 0 | 0 | 0 | 0 | 0
0 | 0 | 0 | 0 | 0 | 0
0 | 0 | 0 | 0 | 0 | 0
0 | 0 | 0 | 0 | 0 | 0
0 | 0 | 0 | 0 | 0 | 0
0 | 0 | 0 | 0 | 0 | 0
0 | 0 | 0 | 0 | 0 | 0
0 | 0 | 0 | 0 | 0 | 0
0 | 0 | 0 | 0 | 0 | 0
0 | 0 | 0 | 0 | 0 | 0
0 | 0 | 0 | 0 | 0 | 0
0 | 0 | 0 | 0 | 0 | 0
0 | 0 | 0 | 0 | 0 | 0
0 | 0 | 0 | 0 | 0 | 0
0 | 0 | 0 | 0 | 0 | 0
0 | 0 | 0 | 0 | 0 | 0
0 | 0 | 0 | 0 | 0 | 0
0 | 0 | 0 | 0 | 0 | 0
0 | 0 | 0 | 0 | 0 | 0
0 | 0 | 0 | 0 | 0 | 0
0 | 0 | 0 | 0 | 0 | 0
0 | 0 | 0 | 0 | 0 | 0
0 | 0 | 0 | 0 | 0 | 0
0 | 0 | 0 | 0 | 0 | 0
0 | 0 | 0 | 0 | 0 | 0
0 | 0 | 0 | 0 | 0 | 0
0 | 0 | 0 | 0 | 0 | 0
0 | 0 | 0 | 0 | 0 | 0
0 | 0 | 0 | 0 | 0 | 0
0 | 0 | 0 | 0 | 0 | 0
0 | 0 | 0 | 0 | 0 | 0
0 | 0 | 0 | 0 | 0 | 0
0 | 0 | 0 | 0 | 0 | 0
0 | 0 | 0 | 0 | 0 | 0
0 | 0 | 0 | 0 | 0 | 0
0 | 0 | 0 | 0 | 0 | 0
0 | 0 | 0 | 0 | 0 | 0
0 | 0 | 0 | 0 | 0 | 0
0 | 0 | 0 | 0 | 0 | 0
0 | 0 | 0 | 0 | 0 | 0
0 | 0 | 0 | 0 | 0 | 0
0 | 0 | 0 | 0 | 0 | 0
0 | 0 | 0 | 0 | 0 | 0
0 | 0 | 0 | 0 | 0 | 0
0 | 0 | 0 | 0 | 0 | 0
0 | 0 | 0 | 0 | 0 | 0
0 | 0 | 0 | 0 | 0 | 0
0 | 0 | 0 | 0 | 0 | 0
0 | 0 | 0 | 0 | 0 | 0
0 | 0 | 0 | 0 | 0 | 0
0 | 0 | 0 | 0 | 0 | 0
0 | 0 | 0 | 0 | 0 | 0
0 | 0 | 0 | 0 | 0 | 0
0 | 0 | 0 | 0 | 0 | 0
0 | 0 | 0 | 0 | 0 | 0
0 | 0 | 0 | 0 | 0 | 0
0 | 0 | 0 | 0 | 0 | 0
0 | 0 | 0 | 0 | 0 | 0
0 | 0 | 0 | 0 | 0 | 0
0 | 0 | 0 | 0 | 0 | 0
0 | 0 | 0 | 0 | 0 | 0
0 | 0 | 0 | 0 | 0 | 0
0 | 0 | 0 | 0 | 0 | 0
0 | 0 | 0 | 0 | 0 | 0
0 | 0 | 0 | 0 | 0 | 0
0 | 0 | 0 | 0 | 0 | 0
0 | 0 | 0 | 0 | 0 | 0
0 | 0 | 0 | 0 | 0 | 0
0 | 0 | 0 | 0 | 0 | 0
0 | 0 | 0 | 0 | 0 | 0
0 | 0 | 0 | 0 | 0 | 0
0 | 0 | 0 | 0 | 0 | 0
0 | 0 | 0 | 0 | 0 | 0
0 | 0 | 0 | 0 | 0 | 0
0 | 0 | 0 | 0 | 0 | 0
0 | 0 | 0 | 0 | 0 | 0
0 | 0 | 0 | 0 | 0 | 0
0 | 0 | 0 | 0 | 0 | 0
0 | 0 | 0 | 0 | 0 | 0
0 | 0 | 0 | 0 | 0 | 0
0 | 0 | 0 | 0 | 0 | 0
0 | 0 | 0 | 0 | 0 | 0
0 | 0 | 0 | 0 | 0 | 0
0 | 0 | 0 | 0 | 0 | 0
0 | 0 | 0 | 0 | 0 | 0
0 | 0 | 0 | 0 | 0 | 0
0 | 0 | 0 | 0 | 0 | 0
0 | 0 | 0 | 0 | 0 | 0
0 | 0 | 0 | 0 | 0 | 0
0 | 0 | 0 | 0 | 0 | 0
0 | 0 | 0 | 0 | 0 | 0
0 | 0 | 0 | 0 | 0 | 0
0 | 0 | 0 | 0 | 0 | 0
0 | 0 | 0 | 0 | 0 | 0
0 | 0 | 0 | 0 | 0 | 0
0 | 0 | 0 | 0 | 0 | 0
0 | 0 | 0 | 0 | 0 | 0
0 | 0 | 0 | 0 | 0 | 0
0 | 0 | 0 | 0 | 0 | 0
0 | 0 | 0 | 0 | 0 | 0
0 | 0 | 0 | 0 | 0 | 0
0 | 0 | 0 | 0 | 0 | 0
0 | 0 | 0 | 0 | 0 | 0
0 | 0 | 0 | 0 | 0 | 0
0 | 0 | 0 | 0 | 0 | 0
0 | 0 | 0 | 0 | 0 | 0
0 | 0 | 0 | 0 | 0 | 0
0 | 0 | 0 | 0 | 0 | 0
0 | 0 | 0 | 0 | 0 | 0
0 | 0 | 0 | 0 | 0 | 0
0 | 0 | 0 | 0 | 0 | 0
0 | 0 | 0 | 0 | 0 | 0
0 | 0 | 0 | 0 | 0 | 0
0 | 0 | 0 | 0 | 0 | 0
0 | 0 | 0 | 0 | 0 | 0
0 | 0 | 0 | 0 | 0 | 0
0 | 0 | 0 | 0 | 0 | 0
0 | 0 | 0 | 0 | 0 | 0
0 | 0 | 0 | 0 | 0 | 0
0 | 0 | 0 | 0 | 0 | 0
0 | 0 | 0 | 0 | 0 | 0
0 | 0 | 0 | 0 | 0 | 0
0 | 0 | 0 | 0 | 0 | 0
0 | 0 | 0 | 0 | 0 | 0
0 | 0 | 0 | 0 | 0 | 0
0 | 0 | 0 | 0 | 0 | 0
0 | 0 | 0 | 0 | 0 | 0
0 | 0 | 0 | 0 | 0 | 0
0 | 0 | 0 | 0 | 0 | 0
0 | 0 | 0 | 0 | 0 | 0
0 | 0 | 0 | 0 | 0 | 0
0 | 0 | 0 | 0 | 0 | 0
0 | 0 | 0 | 0 | 0 | 0
0 | 0 | 0 | 0 | 0 | 0
0 | 0 | 0 | 0 | 0 | 0
0 | 0 | 0 | 0 | 0 | 0
0 | 0 | 0 | 0 | 0 | 0
0 | 0 | 0 | 0 | 0 | 0
0 | 0 | 0 | 0 | 0 | 0
0 | 0 | 0 | 0 | 0 | 0
0 | 0 | 0 | 0 | 0 | 0
0 | 0 | 0 | 0 | 0 | 0
0 | 0 | 0 | 0 | 0 | 0
0 | 0 | 0 | 0 | 0 | 0
0 | 0 | 0 | 0 | 0 | 0
0 | 0 | 0 | 0 | 0 | 0
0 | 0 | 0 | 0 | 0 | 0
0 | 0 | 0 | 0 | 0 | 0
0 | 0 | 0 | 0 | 0 | 0
0 | 0 | 0 | 0 | 0 | 0
0 | 0 | 0 | 0 | 0 | 0
0 | 0 | 0 | 0 | 0 | 0
0 | 0 | 0 | 0 | 0 | 0
0 | 0 | 0 | 0 | 0 | 0
0 | 0 | 0 | 0 | 0 | 0
0 | 0 | 0 | 0 | 0 | 0
0 | 0 | 0 | 0 | 0 | 0
0 | 0 | 0 | 0 | 0 | 0
0 | 0 | 0 | 0 | 0 | 0
0 | 0 | 0 | 0 | 0 | 0
0 | 0 | 0 | 0 | 0 | 0
0 | 0 | 0 | 0 | 0 | 0
0 | 0 | 0 | 0 | 0 | 0
0 | 0 | 0 | 0 | 0 | 0
0 | 0 | 0 | 0 | 0 | 0
0 | 0 | 0 | 0 | 0 | 0
0 | 0 | 0 | 0 | 0 | 0
0 | 0 | 0 | 0 | 0 | 0
0 | 0 | 0 | 0 | 0 | 0
0 | 0 | 0 | 0 | 0 | 0
0 | 0 | 0 | 0 | 0 | 0
0 | 0 | 0 | 0 | 0 | 0
0 | 0 | 0 | 0 | 0 | 0
0 | 0 | 0 | 0 | 0 | 0
0 | 0 | 0 | 0 | 0 | 0
0 | 0 | 0 | 0 | 0 | 0
0 | 0 | 0 | 0 | 0 | 0
0 | 0 | 0 | 0 | 0 | 0
0 | 0 | 0 | 0 | 0 | 0
0 | 0 | 0 | 0 | 0 | 0
0 | 0 | 0 | 0 | 0 | 0
0 | 0 | 0 | 0 | 0 | 0
0 | 0 | 0 | 0 | 0 | 0
0 | 0 | 0 | 0 | 0 | 0
0 | 0 | 0 | 0 | 0 | 0
0 | 0 | 0 | 0 | 0 | 0
0 | 0 | 0 | 0 | 0 | 0
0 | 0 | 0 | 0 | 0 | 0
0 | 0 | 0 | 0 | 0 | 0
0 | 0 | 0 | 0 | 0 | 0
0 | 0 | 0 | 0 | 0 | 0
0 | 0 | 0 | 0 | 0 | 0
0 | 0 | 0 | 0 | 0 | 0
0 | 0 | 0 | 0 | 0 | 0
0 | 0 | 0 | 0 | 0 | 0
0 | 0 | 0 | 0 | 0 | 0
0 | 0 | 0 | 0 | 0 | 0
0 | 0 | 0 | 0 | 0 | 0
0 | 0 | 0 | 0 | 0 | 0
0 | 0 | 0 | 0 | 0 | 0
0 | 0 | 0 | 0 | 0 | 0
0 | 0 | 0 | 0 | 0 | 0
0 | 0 | 0 | 0 | 0 | 0
0 | 0 | 0 | 0 | 0 | 0
0 | 0 | 0 | 0 | 0 | 0
0 | 0 | 0 | 0 | 0 | 0
0 | 0 | 0 | 0 | 0 | 0
0 | 0 | 0 | 0 | 0 | 0
0 | 0 | 0 | 0 | 0 | 0
0 | 0 | 0 | 0 | 0 | 0
0 | 0 | 0 | 0 | 0 | 0
0 | 0 | 0 | 0 | 0 | 0
0 | 0 | 0 | 0 | 0 | 0
0 | 0 | 0 | 0 | 0 | 0
0 | 0 | 0 | 0 | 0 | 0
0 | 0 | 0 | 0 | 0 | 0
0 | 0 | 0 | 0 | 0 | 0
0 | 0 | 0 | 0 | 0 | 0
0 | 0 | 0 | 0 | 0 | 0
0 | 0 | 0 | 0 | 0 | 0
0 | 0 | 0 | 0 | 0 | 0
0 | 0 | 0 | 0 | 0 | 0
0 | 0 | 0 | 0 | 0 | 0
0 | 0 | 0 | 0 | 0 | 0
0 | 0 | 0 | 0 | 0 | 0
0 | 0 | 0 | 0 | 0 | 0
0 | 0 | 0 | 0 | 0 | 0
0 | 0 | 0 | 0 | 0 | 0
0 | 0 | 0 | 0 | 0 | 0
0 | 0 | 0 | 0 | 0 | 0
0 | 0 | 0 | 0 | 0 | 0
0 | 0 | 0 | 0 | 0 | 0
0 | 0 | 0 | 0 | 0 | 0
0 | 0 | 0 | 0 | 0 | 0
0 | 0 | 0 | 0 | 0 | 0
0 | 0 | 0 | 0 | 0 | 0
0 | 0 | 0 | 0 | 0 | 0
0 | 0 | 0 | 0 | 0 | 0
0 | 0 | 0 | 0 | 0 | 0
0 | 0 | 0 | 0 | 0 | 0
0 | 0 | 0 | 0 | 0 | 0
0 | 0 | 0 | 0 | 0 | 0
0 | 0 | 0 | 0 | 0 | 0
0 | 0 | 0 | 0 | 0 | 0
0 | 0 | 0 | 0 | 0 | 0
0 | 0 | 0 | 0 | 0 | 0
0 | 0 | 0 | 0 | 0 | 0
0 | 0 | 0 | 0 | 0 | 0
0 | 0 | 0 | 0 | 0 | 0
0 | 0 | 0 | 0 | 0 | 0
0 | 0 | 0 | 0 | 0 | 0
0 | 0 | 0 | 0 | 0 | 0
0 | 0 | 0 | 0 | 0 | 0
0 | 0 | 0 | 0 | 0 | 0
0 | 0 | 0 | 0 | 0 | 0
0 | 0 | 0 | 0 | 0 | 0
0 | 0 | 0 | 0 | 0 | 0
0 | 0 | 0 | 0 | 0 | 0
0 | 0 | 0 | 0 | 0 | 0
0 | 0 | 0 | 0 | 0 | 0
0 | 0 | 0 | 0 | 0 | 0
0 | 0 | 0 | 0 | 0 | 0
0 | 0 | 0 | 0 | 0 | 0
0 | 0 | 0 | 0 | 0 | 0
0 | 0 | 0 | 0 | 0 | 0
0 | 0 | 0 | 0 | 0 | 0
0 | 0 | 0 | 0 | 0 | 0
0 | 0 | 0 | 0 | 0 | 0
0 | 0 | 0 | 0 | 0 | 0
0 | 0 | 0 | 0 | 0 | 0
0 | 0 | 0 | 0 | 0 | 0
0 | 0 | 0 | 0 | 0 | 0
0 | 0 | 0 | 0 | 0 | 0
0 | 0 | 0 | 0 | 0 | 0
0 | 0 | 0 | 0 | 0 | 0
0 | 0 | 0 | 0 | 0 | 0
0 | 0 | 0 | 0 | 0 | 0
0 | 0 | 0 | 0 | 0 | 0
0 | 0 | 0 | 0 | 0 | 0
0 | 0 | 0 | 0 | 0 | 0
0 | 0 | 0 | 0 | 0 | 0
0 | 0 | 0 | 0 | 0 | 0
0 | 0 | 0 | 0 | 0 | 0
0 | 0 | 0 | 0 | 0 | 0
0 | 0 | 0 | 0 | 0 | 0
0 | 0 | 0 | 0 | 0 | 0
0 | 0 | 0 | 0 | 0 | 0
0 | 0 | 0 | 0 | 0 | 0
0 | 0 | 0 | 0 | 0 | 0
0 | 0 | 0 | 0 | 0 | 0
0 | 0 | 0 | 0 | 0 | 0
0 | 0 | 0 | 0 | 0 | 0
0 | 0 | 0 | 0 | 0 | 0
0 | 0 | 0 | 0 | 0 | 0
0 | 0 | 0 | 0 | 0 | 0
0 | 0 | 0 | 0 | 0 | 0
0 | 0 | 0 | 0 | 0 | 0
0 | 0 | 0 | 0 | 0 | 0
0 | 0 | 0 | 0 | 0 | 0
0 | 0 | 0 | 0 | 0 | 0
0 | 0 | 0 | 0 | 0 | 0
0 | 0 | 0 | 0 | 0 | 0
0 | 0 | 0 | 0 | 0 | 0
0 | 0 | 0 | 0 | 0 | 0
0 | 0 | 0 | 0 | 0 | 0
0 | 0 | 0 | 0 | 0 | 0
0 | 0 | 0 | 0 | 0 | 0
0 | 0 | 0 | 0 | 0 | 0
0 | 0 | 0 | 0 | 0 | 0
0 | 0 | 0 | 0 | 0 | 0
0 | 0 | 0 | 0 | 0 | 0
0 | 0 | 0 | 0 | 0 | 0
0 | 0 | 0 | 0 | 0 | 0
0 | 0 | 0 | 0 | 0 | 0
0 | 0 | 0 | 0 | 0 | 0
0 | 0 | 0 | 0 | 0 | 0
0 | 0 | 0 | 0 | 0 | 0
0 | 0 | 0 | 0 | 0 | 0
0 | 0 | 0 | 0 | 0 | 0
0 | 0 | 0 | 0 | 0 | 0
0 | 0 | 0 | 0 | 0 | 0
0 | 0 | 0 | 0 | 0 | 0
0 | 0 | 0 | 0 | 0 | 0
0 | 0 | 0 | 0 | 0 | 0
0 | 0 | 0 | 0 | 0 | 0
0 | 0 | 0 | 0 | 0 | 0
0 | 0 | 0 | 0 | 0 | 0
0 | 0 | 0 | 0 | 0 | 0
0 | 0 | 0 | 0 | 0 | 0
0 | 0 | 0 | 0 | 0 | 0
0 | 0 | 0 | 0 | 0 | 0
0 | 0 | 0 | 0 | 0 | 0
0 | 0 | 0 | 0 | 0 | 0
0 | 0 | 0 | 0 | 0 | 0
0 | 0 | 0 | 0 | 0 | 0
0 | 0 | 0 | 0 | 0 | 0
0 | 0 | 0 | 0 | 0 | 0
0 | 0 | 0 | 0 | 0 | 0
0 | 0 | 0 | 0 | 0 | 0
0 | 0 | 0 | 0 | 0 | 0
0 | 0 | 0 | 0 | 0 | 0
0 | 0 | 0 | 0 | 0 | 0
0 | 0 | 0 | 0 | 0 | 0
0 | 0 | 0 | 0 | 0 | 0
0 | 0 | 0 | 0 | 0 | 0
0 | 0 | 0 | 0 | 0 | 0
0 | 0 | 0 | 0 | 0 | 0
0 | 0 | 0 | 0 | 0 | 0
0 | 0 | 0 | 0 | 0 | 0
0 | 0 | 0 | 0 | 0 | 0
0 | 0 | 0 | 0 | 0 | 0
0 | 0 | 0 | 0 | 0 | 0
0 | 0 | 0 | 0 | 0 | 0
0 | 0 | 0 | 0 | 0 | 0
0 | 0 | 0 | 0 | 0 | 0
0 | 0 | 0 | 0 | 0 | 0
0 | 0 | 0 | 0 | 0 | 0
0 | 0 | 0 | 0 | 0 | 0
0 | 0 | 0 | 0 | 0 | 0
0 | 0 | 0 | 0 | 0 | 0
0 | 0 | 0 | 0 | 0 | 0
0 | 0 | 0 | 0 | 0 | 0
0 | 0 | 0 | 0 | 0 | 0
0 | 0 | 0 | 0 | 0 | 0
0 | 0 | 0 | 0 | 0 | 0
0 | 0 | 0 | 0 | 0 | 0
0 | 0 | 0 | 0 | 0 | 0
0 | 0 | 0 | 0 | 0 | 0
0 | 0 | 0 | 0 | 0 | 0
0 | 0 | 0 | 0 | 0 | 0
0 | 0 | 0 | 0 | 0 | 0
0 | 0 | 0 | 0 | 0 | 0
0 | 0 | 0 | 0 | 0 | 0
0 | 0 | 0 | 0 | 0 | 0
0 | 0 | 0 | 0 | 0 | 0
0 | 0 | 0 | 0 | 0 | 0
0 | 0 | 0 | 0 | 0 | 0
0 | 0 | 0 | 0 | 0 | 0
0 | 0 | 0 | 0 | 0 | 0
0 | 0 | 0 | 0 | 0 | 0
0 | 0 | 0 | 0 | 0 | 0
0 | 0 | 0 | 0 | 0 | 0
0 | 0 | 0 | 0 | 0 | 0
0 | 0 | 0 | 0 | 0 | 0
0 | 0 | 0 | 0 | 0 | 0
0 | 0 | 0 | 0 | 0 | 0
0 | 0 | 0 | 0 | 0 | 0
0 | 0 | 0 | 0 | 0 | 0
0 | 0 | 0 | 0 | 0 | 0
0 | 0 | 0 | 0 | 0 | 0
0 | 0 | 0 | 0 | 0 | 0
0 | 0 | 0 | 0 | 0 | 0
0 | 0 | 0 | 0 | 0 | 0
0 | 0 | 0 | 0 | 0 | 0
0 | 0 | 0 | 0 | 0 | 0
0 | 0 | 0 | 0 | 0 | 0
0 | 0 | 0 | 0 | 0 | 0
0 | 0 | 0 | 0 | 0 | 0
0 | 0 | 0 | 0 | 0 | 0
0 | 0 | 0 | 0 | 0 | 0
0 | 0 | 0 | 0 | 0 | 0
0 | 0 | 0 | 0 | 0 | 0
0 | 0 | 0 | 0 | 0 | 0
0 | 0 | 0 | 0 | 0 | 0
0 | 0 | 0 | 0 | 0 | 0
0 | 0 | 0 | 0 | 0 | 0
0 | 0 | 0 | 0 | 0 | 0
0 | 0 | 0 | 0 | 0 | 0
0 | 0 | 0 | 0 | 0 | 0
0 | 0 | 0 | 0 | 0 | 0
0 | 0 | 0 | 0 | 0 | 0
0 | 0 | 0 | 0 | 0 | 0
0 | 0 | 0 | 0 | 0 | 0
0 | 0 | 0 | 0 | 0 | 0
0 | 0 | 0 | 0 | 0 | 0
0 | 0 | 0 | 0 | 0 | 0
0 | 0 | 0 | 0 | 0 | 0
0 | 0 | 0 | 0 | 0 | 0
0 | 0 | 0 | 0 | 0 | 0
0 | 0 | 0 | 0 | 0 | 0
0 | 0 | 0 | 0 | 0 | 0
0 | 0 | 0 | 0 | 0 | 0
0 | 0 | 0 | 0 | 0 | 0
0 | 0 | 0 | 0 | 0 | 0
0 | 0 | 0 | 0 | 0 | 0
0 | 0 | 0 | 0 | 0 | 0
0 | 0 | 0 | 0 | 0 | 0
0 | 0 | 0 | 0 | 0 | 0
0 | 0 | 0 | 0 | 0 | 0
0 | 0 | 0 | 0 | 0 | 0
0 | 0 | 0 | 0 | 0 | 0
0 | 0 | 0 | 0 | 0 | 0
0 | 0 | 0 | 0 | 0 | 0
0 | 0 | 0 | 0 | 0 | 0
0 | 0 | 0 | 0 | 0 | 0
0 | 0 | 0 | 0 | 0 | 0
0 | 0 | 0 | 0 | 0 | 0
0 | 0 | 0 | 0 | 0 | 0
0 | 0 | 0 | 0 | 0 | 0
0 | 0 | 0 | 0 | 0 | 0
0 | 0 | 0 | 0 | 0 | 0
0 | 0 | 0 | 0 | 0 | 0
0 | 0 | 0 | 0 | 0 | 0
0 | 0 | 0 | 0 | 0 | 0
0 | 0 | 0 | 0 | 0 | 0
0 | 0 | 0 | 0 | 0 | 0
0 | 0 | 0 | 0 | 0 | 0
0 | 0 | 0 | 0 | 0 | 0
0 | 0 | 0 | 0 | 0 | 0
0 | 0 | 0 | 0 | 0 | 0
0 | 0 | 0 | 0 | 0 | 0
0 | 0 | 0 | 0 | 0 | 0
0 | 0 | 0 | 0 | 0 | 0
0 | 0 | 0 | 0 | 0 | 0
0 | 0 | 0 | 0 | 0 | 0
0 | 0 | 0 | 0 | 0 | 0
0 | 0 | 0 | 0 | 0 | 0
0 | 0 | 0 | 0 | 0 | 0
0 | 0 | 0 | 0 | 0 | 0
0 | 0 | 0 | 0 | 0 | 0
0 | 0 | 0 | 0 | 0 | 0
0 | 0 | 0 | 0 | 0 | 0
0 | 0 | 0 | 0 | 0 | 0
0 | 0 | 0 | 0 | 0 | 0
0 | 0 | 0 | 0 | 0 | 0
0 | 0 | 0 | 0 | 0 | 0
0 | 0 | 0 | 0 | 0 | 0
0 | 0 | 0 | 0 | 0 | 0
0 | 0 | 0 | 0 | 0 | 0
0 | 0 | 0 | 0 | 0 | 0
0 | 0 | 0 | 0 | 0 | 0
0 | 0 | 0 | 0 | 0 | 0

## PV
PV - 0 (NA)

## EV Charger
EV Charger - 0 (NA)

## Raw_building
Building Type | Building Category | Roof Type | Window Wall Ratio (%)
0 | 0 | 0 | 0

## Raw_windowdimensionsillheight
Window Name | Width [ft] | Height [ft] | Sill Height [ft]
0 | 0 | 0 | 0
0 | 0 | 0 | 0
0 | 0 | 0 | 0
0 | 0 | 0 | 0
0 | 0 | 0 | 0
0 | 0 | 0 | 0
0 | 0 | 0 | 0
0 | 0 | 0 | 0

## Raw_shadinggeometry
Shading Name | Width [ft] | Length [ft]
0

## Raw_zonesummary
Vintage | Space | Zone Name | Conditioned | Area (Excluding Plenums) (ft2) | Area (Including Plenums) (ft2) | Width (ft) | Length (ft) | Volume (ft3) | Multipliers | People (Persons/1000 ft2) | Lighting (Btu/h-ft2) | Plug Loads (Btu/h-ft2) | Outdoor Air Flow per Person (cfm/person) | Outdoor Air Flow per Zone Floor Area (cfm/ft2) | Zone Type | HVAC System Identifier
0 | 0 | 0 | 0 | 0 | 0 | 0 | 0 | 0 | 0 | 0 | 0 | 0 | 0 | 0 | 0 | 0
0 | 0 | 0 | 0 | 0 | 0 | 0 | 0 | 0 | 0 | 0 | 0 | 0 | 0 | 0 | 0 | 0
0 | 0 | 0 | 0 | 0 | 0 | 0 | 0 | 0 | 0 | 0 | 0 | 0 | 0 | 0 | 0 | 0
0 | 0 | 0 | 0 | 0 | 0 | 0 | 0 | 0 | 0 | 0 | 0 | 0 | 0 | 0 | 0 | 0
0 | 0 | 0 | 0 | 0 | 0 | 0 | 0 | 0 | 0 | 0 | 0 | 0 | 0 | 0 | 0 | 0
0 | 0 | 0 | 0 | 0 | 0 | 0 | 0 | 0 | 0 | 0 | 0 | 0 | 0 | 0 | 0 | 0
0 | 0 | 0 | 0 | 0 | 0 | 0 | 0 | 0 | 0 | 0 | 0 | 0 | 0 | 0 | 0 | 0
0 | 0 | 0 | 0 | 0 | 0 | 0 | 0 | 0 | 0 | 0 | 0 | 0 | 0 | 0 | 0 | 0
0 | 0 | 0 | 0 | 0 | 0 | 0 | 0 | 0 | 0 | 0 | 0 | 0 | 0 | 0 | 0 | 0
0 | 0 | 0 | 0 | 0 | 0 | 0 | 0 | 0 | 0 | 0 | 0 | 0 | 0 | 0 | 0 | 0
0 | 0 | 0 | 0 | 0 | 0 | 0 | 0 | 0 | 0 | 0 | 0 | 0 | 0 | 0 | 0 | 0
0 | 0 | 0 | 0 | 0 | 0 | 0 | 0 | 0 | 0 | 0 | 0 | 0 | 0 | 0 | 0 | 0
0 | 0 | 0 | 0 | 0 | 0 | 0 | 0 | 0 | 0 | 0 | 0 | 0 | 0 | 0 | 0 | 0
0 | 0 | 0 | 0 | 0 | 0 | 0 | 0 | 0 | 0 | 0 | 0 | 0 | 0 | 0 | 0 | 0
0 | 0 | 0 | 0 | 0 | 0 | 0 | 0 | 0 | 0 | 0 | 0 | 0 | 0 | 0 | 0 | 0
0 | 0 | 0 | 0 | 0 | 0 | 0 | 0 | 0 | 0 | 0 | 0 | 0 | 0 | 0 | 0 | 0
0 | 0 | 0 | 0 | 0 | 0 | 0 | 0 | 0 | 0 | 0 | 0 | 0 | 0 | 0 | 0 | 0
0 | 0 | 0 | 0 | 0 | 0 | 0 | 0 | 0 | 0 | 0 | 0 | 0 | 0 | 0 | 0 | 0
0 | 0 | 0 | 0 | 0 | 0 | 0 | 0 | 0 | 0 | 0 | 0 | 0 | 0 | 0 | 0 | 0
0 | 0 | 0 | 0 | 0 | 0 | 0 | 0 | 0 | 0 | 0 | 0 | 0 | 0 | 0 | 0 | 0
0 | 0 | 0 | 0 | 0 | 0 | 0 | 0 | 0 | 0 | 0 | 0 | 0 | 0 | 0 | 0 | 0
0 | 0 | 0 | 0 | 0 | 0 | 0 | 0 | 0 | 0 | 0 | 0 | 0 | 0 | 0 | 0 | 0
0 | 0 | 0 | 0 | 0 | 0 | 0 | 0 | 0 | 0 | 0 | 0 | 0 | 0 | 0 | 0 | 0
0 | 0 | 0 | 0 | 0 | 0 | 0 | 0 | 0 | 0 | 0 | 0 | 0 | 0 | 0 | 0 | 0
0 | 0 | 0 | 0 | 0 | 0 | 0 | 0 | 0 | 0 | 0 | 0 | 0 | 0 | 0 | 0 | 0
0 | 0 | 0 | 0 | 0 | 0 | 0 | 0 | 0 | 0 | 0 | 0 | 0 | 0 | 0 | 0 | 0
0 | 0 | 0 | 0 | 0 | 0 | 0 | 0 | 0 | 0 | 0 | 0 | 0 | 0 | 0 | 0 | 0
0 | 0 | 0 | 0 | 0 | 0 | 0 | 0 | 0 | 0 | 0 | 0 | 0 | 0 | 0 | 0 | 0
0 | 0 | 0 | 0 | 0 | 0 | 0 | 0 | 0 | 0 | 0 | 0 | 0 | 0 | 0 | 0 | 0
0 | 0 | 0 | 0 | 0 | 0 | 0 | 0 | 0 | 0 | 0 | 0 | 0 | 0 | 0 | 0 | 0
0 | 0 | 0 | 0 | 0 | 0 | 0 | 0 | 0 | 0 | 0 | 0 | 0 | 0 | 0 | 0 | 0
0 | 0 | 0 | 0 | 0 | 0 | 0 | 0 | 0 | 0 | 0 | 0 | 0 | 0 | 0 | 0 | 0
0 | 0 | 0 | 0 | 0 | 0 | 0 | 0 | 0 | 0 | 0 | 0 | 0 | 0 | 0 | 0 | 0
0 | 0 | 0 | 0 | 0 | 0 | 0 | 0 | 0 | 0 | 0 | 0 | 0 | 0 | 0 | 0 | 0
0 | 0 | 0 | 0 | 0 | 0 | 0 | 0 | 0 | 0 | 0 | 0 | 0 | 0 | 0 | 0 | 0
0 | 0 | 0 | 0 | 0 | 0 | 0 | 0 | 0 | 0 | 0 | 0 | 0 | 0 | 0 | 0 | 0
0 | 0 | 0 | 0 | 0 | 0 | 0 | 0 | 0 | 0 | 0 | 0 | 0 | 0 | 0 | 0 | 0
0 | 0 | 0 | 0 | 0 | 0 | 0 | 0 | 0 | 0 | 0 | 0 | 0 | 0 | 0 | 0 | 0
0 | 0 | 0 | 0 | 0 | 0 | 0 | 0 | 0 | 0 | 0 | 0 | 0 | 0 | 0 | 0 | 0
0 | 0 | 0 | 0 | 0 | 0 | 0 | 0 | 0 | 0 | 0 | 0 | 0 | 0 | 0 | 0 | 0